## Sheet3
NAME | ALL | FILLEDED UP | PENDING | PENDING(%)
Equipment_Datadrop_1_Repor | 27216 | 10915 | 16301 | 59.89%
Inline Component_Datadrop_1_Report | 8176 | 4571 | 3605 | 44.09%
Instrument_Datadrop_1_Report | 127629 | 46635 | 80994 | 63.46%
Motor_Datadrop_1_Report_ | 5110 | 2804 | 2306 | 45.13%
Pipeline_Alldate_1_Report | 111144 | 85799 | 25345 | 22.8%
CONTROLVALVE_1_Report | 50960 | 26469 | 24491 | 48.06%
MANUALVALVE_1_Report | 117632 | 74556 | 43076 | 36.62%

## Equipment
KEYTAG | TAG_TYPE | TAG_NO | CONTRACT INFO | PID NUMBER | PROJECT PREFIX | UNIT | SERVICE | DEVICE TYPE CODE | TAG LOOP NUMBER | TAG SUFFIX | DESCRIPTION | SHORT DESCR | HAZARDOUS ZONE | DESIGN CAPACITY | DESIGN CAPACITY UNIT | OPERATING PRESSURE - NORMAL | DUTY STAND BY | MANUFACTURER 2D MODEL FILE NAME | OPERATING PRESSURE - MIN | OPERATING PRESSURE - MAX | OPERATING TEMPERATURE - NORMAL | NPSH - MIN | SUBMERGENCE - MIN | HEAD LOSS | SUCTION NOZZLE SIZE | DISCHARGE NOZZLE SIZE | APERTURE SIZE | EQUIPMENT MATERIAL | MECH SEAL/GLAND PACKAGING | LCS TYPE | PLC PANEL | PLC PANEL LOCATION | RIO PANEL | RIO PANEL LOCATION | MODEL NUMBER | SERIAL NUMBER | BRAND | MANUFACTURER NAME | MANUFACTURER WEBPAGE | MANUFACTURER PHONE | MANUFACTURER FAX | MANUFACTURER EMAIL | MANUFACTURER LOCATION | MANUFACTURER 3D MODEL FILE NAME | LOT NUMBER | MANUFACTURE DATE | RPM | ECASING_MTR | EFFICIENCY_DESIGN_CAP | IMPELLER_TYPE | IMPELLER_MATERIAL | ROTOR_MATERIAL | STATOR_MATERIAL | EINS | GEARBOX_MATERIAL | CONVERYOR_HUB_MATERIAL | LINING_MATERIAL | DIAPHRM_MTRL | LINSHFT | IMPELLER_WEAR_RING | SEAL_TYPE_MECH | UV_LAMP_TYPE | REMOVAL_DOSAGE | FLUX | PUB_ACE_CATEGORY | PUB_GENERIC_EQUIPMENT_TYPE | ACE ASSET CLASS | PUB_LIFE_SPAN | PUB_SUPPLIER | PUB_COST_CENTER | PUB_REPLACEMENT_COST | PUB_WBS_ELEMENT | PUB_EST_REPLACEMENT_DATE | PUB_DATE_OF_COMMISSION | PUB_WARRANTY_TERMS | PUB_WARRANTY_START_DATE | PUB_WARRANTY_EXPIRY_DATE | PUB_PRODUCT_CERTIFICATION | PUB_ACE_ASSET_NUMBER | PUB_ACE_ASSET_SUB_NUMBER
0010333822 | AT_EQPMP | WSD11-003-P-0101 | C4B | 131242-WSD11-DR-P-6200.dgn | WSD11 | 003 | G2D | P | 0101 |  | G2D BOOSTER PUMP A | G2D BOOSTER PUMP A | NON-HAZARDOUS | 40 | m3/h | 680 | DUTY | 131242-WSD11-DR-M-5124 | 650 | 710 | 30 | 2.3 | 0 |  | 100 | 100 |  | SS316 |  | 2A | WSD11-ECCP-1000 | PROCESS XLV ROOM | WSD11-RIO-0001A | MCC ROOM | MCPK 060-040-125CC |  | MEGACPK | KSB | https://www.ksb.com/en-global | +65 6027 7346 | +65 6852 1420 | Gen_info@ksb.com | INDIA |  |  |  | 2919 |  | 55 | CLOSED | STAINLESS STEEL
0010333820 | AT_EQPMP | WSD11-003-P-0201 | C4B | 131242-WSD11-DR-P-6200.dgn | WSD11 | 003 | G2D | P | 0201 |  | G2D BOOSTER PUMP B | G2D BOOSTER PUMP B | NON-HAZARDOUS | 40 | m3/h | 680 | STAND BY | 131242-WSD11-DR-M-5124 | 650 | 710 | 30 | 2.3 | 0 |  | 100 | 100 |  | SS316 |  | 2A | WSD11-ECCP-1000 | PROCESS XLV ROOM | WSD11-RIO-0001B | MCC ROOM | MCPK 060-040-125CC |  | MEGACPK | KSB | https://www.ksb.com/en-global | +65 6027 7346 | +65 6852 1420 | Gen_info@ksb.com | INDIA |  |  |  | 2919 |  | 55 | CLOSED | STAINLESS STEEL
0010332912 | AT_EQVES | WSD11-006-ADR-0101 | C4B | 131242-WSD11-DR-P-6600.dgn | WSD11 | 006 | IA | ADR | 0101 |  | THP AIR DRYER 1 | THP AIR DRYER 1 | NON-HAZARDOUS | 408 | m3/h | 1000 | DUTY | TBA | 850 | 1000 | 42 |  | 0 | 0 | 40 | 40 |  |  |  | 41 |  |  |  |  | D4080ILRi40 |  | INGERSOLL RAND | INGERSOLL RAND | http://www.ingersollrand.com | +656 8611555 |  |  | SINGAPORE
0010332911 | AT_EQVES | WSD11-006-ADR-0201 | C4B | 131242-WSD11-DR-P-6600.dgn | WSD11 | 006 | IA | ADR | 0201 |  | THP AIR DRYER 2 | THP AIR DRYER 2 | NON-HAZARDOUS | 408 | m3/h | 1000 | DUTY | TBA | 850 | 1000 | 42 |  | 0 | 0 | 40 | 40 |  |  |  | 41 |  |  |  |  | D4080ILRi40 |  | INGERSOLL RAND | INGERSOLL RAND | http://www.ingersollrand.com | +656 8611555 |  |  | SINGAPORE
0010333041 | AT_EQVES | WSD11-006-AR-0101 | C4B | 131242-WSD11-DR-P-6600.dgn | WSD11 | 006 | IA | AR | 0101 |  | THP AIR RECEIVER 1 | THP AIR RECEIVER 1 | NON-HAZARDOUS | 6 | m3 | 1000 | DUTY | TBA | 850 | 1100 | 42 |  |  |  | 80 | 80 | [10 empty] | Yuen Fee |  | https://yuenfee.com.my/ | +606 7646260 | +606 763 6866 | info@yuenfee.com.my | Malaysia
0010333040 | AT_EQVES | WSD11-006-AR-0201 | C4B | 131242-WSD11-DR-P-6600.dgn | WSD11 | 006 | IA | AR | 0201 |  | THP AIR RECEIVER 2 | THP AIR RECEIVER 2 | NON-HAZARDOUS | 6 | m3 | 1000 | STAND BY | TBA | 850 | 1100 | 42 |  |  |  | 80 | 80 | [10 empty] | Yuen Fee |  | https://yuenfee.com.my/ | +606 7646260 | +606 763 6866 | info@yuenfee.com.my | Malaysia
0010332905 | AT_EQUIP | WSD11-006-CA-0101 | C4B | 131242-WSD11-DR-P-6600.dgn | WSD11 | 006 | IA | CA | 0101 |  | THP AIR COMPRESSOR 1 | THP AIR COMPRESSOR 1 | NON-HAZARDOUS | 396 | m3/h | 1000 | DUTY | TBA | 900 | 1000 | 42 |  | 0 | 0 |  | 80 |  | CAST IRON |  | 41 |  |  |  |  | SH55 |  | INGERSOLL RAND | INGERSOLL RAND | http://www.ingersollrand.com | +656 8611555 |  |  | SINGAPORE
0010332909 | AT_EQUIP | WSD11-006-CA-0201 | C4B | 131242-WSD11-DR-P-6600.dgn | WSD11 | 006 | IA | CA | 0201 |  | THP AIR COMPRESSOR 2 | THP AIR COMPRESSOR 2 | NON-HAZARDOUS | 396 | m3/h | 1000 | STAND BY | TBA | 900 | 1000 | 42 |  | 0 | 0 |  | 80 |  | CAST IRON |  | 41 |  |  |  |  | SH55 |  | INGERSOLL RAND | INGERSOLL RAND | http://www.ingersollrand.com | +656 8611555 |  |  | SINGAPORE
0010333289 | AT_EQUIP | WSD11-006-FTR-0102 | C4B | 131242-WSD11-DR-P-6600.dgn | WSD11 | 006 | IA | FTR | 0102 |  | PRE FILTER 1 | PRE FILTER 1 | NON-HAZARDOUS | 408 | m3/h | 1000 | DUTY | 131242-WSD11-DS-M-0001 | 850 | 1000 | 42 |  | 0 | 0 | 50 | 50 | [8 empty] | FA600IG |  | INGERSOLL RAND | INGERSOLL RAND | http://www.ingersollrand.com | +656 8611555 |  |  | Singapore
0010333298 | AT_EQUIP | WSD11-006-FTR-0103 | C4B | 131242-WSD11-DR-P-6600.dgn | WSD11 | 006 | IA | FTR | 0103 |  | AFTER FILTER 1 | AFTER FILTER 1 | NON-HAZARDOUS | 408 | m3/h | 1000 | DUTY | 131242-WSD11-DS-M-0001 | 850 | 1000 | 42 |  | 0 | 0 | 50 | 50 | [8 empty] | FA600IH |  | INGERSOLL RAND | INGERSOLL RAND | http://www.ingersollrand.com | +656 8611555 |  |  | Singapore
0010333287 | AT_EQUIP | WSD11-006-FTR-0202 | C4B | 131242-WSD11-DR-P-6600.dgn | WSD11 | 006 | IA | FTR | 0202 |  | PRE FILTER 2 | PRE FILTER 2 | NON-HAZARDOUS | 408 | m3/h | 1000 | STAND BY | 131242-WSD11-DS-M-0001 | 850 | 1000 | 42 |  | 0 | 0 | 50 | 50 | [8 empty] | FA600IG |  | INGERSOLL RAND | INGERSOLL RAND | http://www.ingersollrand.com | +656 8611555 |  |  | Singapore
0010333291 | AT_EQUIP | WSD11-006-FTR-0203 | C4B | 131242-WSD11-DR-P-6600.dgn | WSD11 | 006 | IA | FTR | 0203 |  | AFTER FILTER 2 | AFTER FILTER 2 | NON-HAZARDOUS | 408 | m3/h | 1000 | STAND BY | 131242-WSD11-DS-M-0001 | 850 | 1000 | 42 |  | 0 | 0 | 50 | 50 | [8 empty] | FA600IH |  | INGERSOLL RAND | INGERSOLL RAND | http://www.ingersollrand.com | +656 8611555 |  |  | Singapore
0010334032 | AT_EQTNK | WSD11-008-TNK-0101 | C4B | 131242-WSD11-DR-P-6300.dgn | WSD11 | 008 | PD | TNK | 0101 |  | DRAIN PIT | DRAIN PIT | NON-HAZARDOUS | 1 | m3 | 0 | DUTY | TBA | 0 | 10 | 30
0010333375 | AT_EQEXC | WSD11-111-HTX-0101 | C4B | 131242-WSD11-DR-P-6009.dgn | WSD11 | 111 | G2D | HTX | 0101 |  | TRAIN 1 PROCESS GAS COOLER | TRAIN 1 PROCESS GAS COOLER | NON-HAZARDOUS | 100 | kW | 630 | DUTY | 131242-WSD11-DS-M-0008 | 630 | 630 | 35 | [6 empty] | SS 316 | [8 empty] | CAMBI | NOV | https://www.cambi.com/ | +47 66779800 |  | office@cambi.com | Asker, Norway
0010333611 | AT_EQEXC | WSD11-111-HTX-0201 | C4B | 131242-WSD11-DR-P-6027.dgn | WSD11 | 111 | G2D | HTX | 0201 |  | TRAIN 2 PROCESS GAS COOLER | TRAIN 2 PROCESS GAS COOLER | NON-HAZARDOUS | 100 | kW | 630 | DUTY | 131242-WSD11-DS-M-0008 | 630 | 630 | 35 | [6 empty] | SS 316 | [8 empty] | CAMBI | NOV | https://www.cambi.com/ | +47 66779800 |  | office@cambi.com | Asker, Norway
0010334842 | AT_EQEXC | WSD11-111-HTX-1101 | C4B | 131242-WSD11-DR-P-6050.dgn | WSD11 | 111 | STHP | HTX | 1101 |  | DE SUPERHEATER | DE SUPERHEATER | NON-HAZARDOUS | 10 | t/h | 1150 | DUTY | TBA | 1150 | 1220 | 190 | [6 empty] | SS 316 | [8 empty] | ARTES | ARTES | https://artes-valve.com/en/ | +49 (0)3304/24724-10 |  | info@artes-valve.de | Velten, Germany
0010334838 | AT_EQEXC | WSD11-111-HTX-1201 | C4B | 131242-WSD11-DR-P-6050.dgn | WSD11 | 111 | STHP | HTX | 1201 |  | DE SUPERHEATER | DE SUPERHEATER | NON-HAZARDOUS | 10 | t/h | 1150 | STAND BY | TBA | 1150 | 1220 | 190 | [6 empty] | SS 316 | [8 empty] | ARTES | ARTES | https://artes-valve.com/en/ | +49 (0)3304/24724-10 |  | info@artes-valve.de | Velten, Germany
0010292412 | AT_EQUIP | WSD11-111-MH-0101 | C4B | 131242-WSD11-DR-P-6001.dgn | WSD11 | 111 | STLP | MH | 0101 |  | TRAIN 1 PULPER MANHOLE | TRAIN 1 PULPER MANHOLE | NON-HAZARDOUS | 600 | mm | 200 | DUTY | 131242-WSD11-DS-M-0005 | 200 | 200 | 100 |  |  |  | 600 | 600 |  | SS 316 | [6 empty] | B6-4 |  | CAMBI | CAMBI | https://www.cambi.com/ | +47 66779800 |  | office@cambi.com | Asker, Norway
0010292397 | AT_EQUIP | WSD11-111-MH-0102A | C4B | 131242-WSD11-DR-P-6003.dgn | WSD11 | 111 | HS | MH | 0102 | A | TRAIN 1 REACTOR A MANHOLE | TRAIN 1 REACTOR A MANHOLE | NON-HAZARDOUS | 600 | mm | 600 | DUTY | 131242-WSD11-DS-M-0005 | 600 | 600 | 165 |  |  |  | 600 | 600 |  | SS 316 | [6 empty] | B6-4 |  | CAMBI | CAMBI | https://www.cambi.com/ | +47 66779800 |  | office@cambi.com | Asker, Norway
0010292425 | AT_EQUIP | WSD11-111-MH-0102B | C4B | 131242-WSD11-DR-P-6004.dgn | WSD11 | 111 | HS | MH | 0102 | B | TRAIN 1 REACTOR B MANHOLE | TRAIN 1 REACTOR B MANHOLE | NON-HAZARDOUS | 600 | mm | 600 | DUTY | 131242-WSD11-DS-M-0005 | 600 | 600 | 165 |  |  |  | 600 | 600 |  | SS 316 | [6 empty] | B6-4 |  | CAMBI | CAMBI | https://www.cambi.com/ | +47 66779800 |  | office@cambi.com | Asker, Norway
0010292440 | AT_EQUIP | WSD11-111-MH-0102C | C4B | 131242-WSD11-DR-P-6005.dgn | WSD11 | 111 | HS | MH | 0102 | C | TRAIN 1 REACTOR C MANHOLE | 25 | NON-HAZARDOUS | 600 | mm | 600 | DUTY | 131242-WSD11-DS-M-0005 | 600 | 600 | 165 |  |  |  | 600 | 600 |  | SS 316 | [6 empty] | B6-4 |  | CAMBI | CAMBI | https://www.cambi.com/ | +47 66779800 |  | office@cambi.com | Asker, Norway
0010292450 | AT_EQUIP | WSD11-111-MH-0102D | C4B | 131242-WSD11-DR-P-6006.dgn | WSD11 | 111 | HS | MH | 0102 | D | TRAIN 1 REACTOR D MANHOLE | TRAIN 1 REACTOR D MANHOLE | NON-HAZARDOUS | 600 | mm | 600 | DUTY | 131242-WSD11-DS-M-0005 | 600 | 600 | 165 |  |  |  | 600 | 600 |  | SS 316 | [6 empty] | B6-4 |  | CAMBI | CAMBI | https://www.cambi.com/ | +47 66779800 |  | office@cambi.com | Asker, Norway
0010324476 | AT_EQUIP | WSD11-111-MH-0120D | C4B | 131242-WSD11-DR-P-6007.dgn | WSD11 | 111 | HS | MH | 0120 | D | TRAIN 1 FLASH TANK MANHOLE | TRAIN 1 FLASH TANK MANHOLE | NON-HAZARDOUS | 600 | mm | 600 | DUTY | 131242-WSD11-DS-M-0005 | 200 | 200 | 105 |  |  |  | 600 | 600 |  | SS 316 | [6 empty] | B6-4 |  | CAMBI | CAMBI | https://www.cambi.com/ | +47 66779800 |  | office@cambi.com | Asker, Norway
0010292471 | AT_EQUIP | WSD11-111-MH-0201 | C4B | 131242-WSD11-DR-P-6019.dgn | WSD11 | 111 | DWAS | MH | 0201 |  | TRAIN 2 PULPER MANHOLE | TRAIN 2 PULPER MANHOLE | NON-HAZARDOUS | 600 | mm | 200 | DUTY | 131242-WSD11-DS-M-0005 | 200 | 200 | 100 |  |  |  | 600 | 600 |  | SS 316 | [6 empty] | B6-4 |  | CAMBI | CAMBI | https://www.cambi.com/ | +47 66779800 |  | office@cambi.com | Asker, Norway
0010292484 | AT_EQUIP | WSD11-111-MH-0202A | C4B | 131242-WSD11-DR-P-6021.dgn | WSD11 | 111 | HS | MH | 0202 | A | TRAIN 2 REACTOR A MANHOLE | TRAIN 2 REACTOR A MANHOLE | NON-HAZARDOUS | 600 | mm | 600 | DUTY | 131242-WSD11-DS-M-0005 | 600 | 600 | 165 |  |  |  | 600 | 600 |  | SS 316 | [6 empty] | B6-4 |  | CAMBI | CAMBI | https://www.cambi.com/ | +47 66779800 |  | office@cambi.com | Asker, Norway
0010306716 | AT_EQUIP | WSD11-111-MH-0202B | C4B | 131242-WSD11-DR-P-6022.dgn | WSD11 | 111 | HS | MH | 0202 | B | TRAIN 2 REACTOR B MANHOLE | TRAIN 2 REACTOR B MANHOLE | NON-HAZARDOUS | 600 | mm | 600 | DUTY | 131242-WSD11-DS-M-0005 | 600 | 600 | 165 |  |  |  | 600 | 600 |  | SS 316 | [6 empty] | B6-4 |  | CAMBI | CAMBI | https://www.cambi.com/ | +47 66779800 |  | office@cambi.com | Asker, Norway
0010292507 | AT_EQUIP | WSD11-111-MH-0202C | C4B | 131242-WSD11-DR-P-6023.dgn | WSD11 | 111 | HS | MH | 0202 | C | TRAIN 2 REACTOR C MANHOLE | TRAIN 2 REACTOR C MANHOLE | NON-HAZARDOUS | 600 | mm | 600 | DUTY | 131242-WSD11-DS-M-0005 | 600 | 600 | 165 |  |  |  | 600 | 600 |  | SS 316 | [6 empty] | B6-4 |  | CAMBI | CAMBI | https://www.cambi.com/ | +47 66779800 |  | office@cambi.com | Asker, Norway
0010292517 | AT_EQUIP | WSD11-111-MH-0202D | C4B | 131242-WSD11-DR-P-6024.dgn | WSD11 | 111 | HS | MH | 0202 | D | TRAIN 2 REACTOR D MANHOLE | TRAIN 2 REACTOR D MANHOLE | NON-HAZARDOUS | 600 | mm | 600 | DUTY | 131242-WSD11-DS-M-0005 | 600 | 600 | 165 |  |  |  | 600 | 600 |  | SS 316 | [6 empty] | B6-4 |  | CAMBI | CAMBI | https://www.cambi.com/ | +47 66779800 |  | office@cambi.com | Asker, Norway
0010292523 | AT_EQUIP | WSD11-111-MH-0203 | C4B | 131242-WSD11-DR-P-6025.dgn | WSD11 | 111 | HS | MH | 0203 |  | TRAIN 2 FLASH TANK MANHOLE | TRAIN 2 FLASH TANK MANHOLE | NON-HAZARDOUS | 600 | mm | 600 | DUTY | 131242-WSD11-DS-M-0005 | 200 | 200 | 105 |  |  |  | 600 | 600 |  | SS 316 | [6 empty] | B6-4 |  | CAMBI | CAMBI | https://www.cambi.com/ | +47 66779800 |  | office@cambi.com | Asker, Norway
0010336513 | AT_EQPMP | WSD11-111-P-0101 | C4B | 131242-WSD11-DR-P-6000.dgn | WSD11 | 111 | DWAS | P | 0101 |  | TRAIN 1 THP FEED PUMP 1 | TRAIN 1 THP FEED PUMP 1 | NON-HAZARDOUS | 18.2 | m3/h | 600 | DUTY | 131242-WSD11-DR-M-5100 | 1000 | 1200 | 28 | 0 | 0 |  | 1000 | 200 |  | CAST IRON |  | 2A | WSD11-ECCP-1000 | PROCESS XLV ROOM | WSD11-RIO-0001B | MCC ROOM | CW104HH1R1/H |  | NOV | NOV | https://www.nov.com/ | +44 1613399000 |  | office@cambi.com | Manchester, England |  |  |  | 123 |  | 66 |  |  | TOOL STEEL | CAST IRON |  | MILD STEEL PLATE |  | HYDROGENATED NITRIL RUBBER |  | STAINLESS STEEL
0010336515 | AT_EQPMP | WSD11-111-P-0102 | C4B | 131242-WSD11-DR-P-6000.dgn | WSD11 | 111 | DWAS | P | 0102 |  | TRAIN 1 THP FEED PUMP 2 | TRAIN 1 THP FEED PUMP 2 | NON-HAZARDOUS | 18.2 | m3/h | 600 | STAND BY | 131242-WSD11-DR-M-5100 | 1000 | 1200 | 28 | 0 | 0 |  | 1000 | 200 |  | CAST IRON |  | 2A | WSD11-ECCP-1000 | PROCESS XLV ROOM | WSD11-RIO-0001B | MCC ROOM | CW104HH1R1/H |  | NOV | NOV | https://www.nov.com/ | +44 1613399000 |  | office@cambi.com | Manchester, England |  |  |  | 123 |  | 66 |  |  | TOOL STEEL | CAST IRON |  | MILD STEEL PLATE |  | HYDROGENATED NITRIL RUBBER |  | STAINLESS STEEL
0010279083 | AT_EQPMP | WSD11-111-P-0103A | C4B | 131242-WSD11-DR-P-6002.dgn | WSD11 | 111 | DWAS | P | 0103 | A | TRAIN 1 REACTOR FEED PUMP | TRAIN 1 REACTOR FEED PUMP | NON-HAZARDOUS | 33 | m3/h | 600 | DUTY | 131242-WSD11-DR-M-5110 | 600 | 600 | 107 | 2 | 0 |  | 200 | 150 |  | CAST IRON |  | 41 | WSD11-ECCP-1000 | PROCESS XLV ROOM | WSD11-RIO-0001A | MCC ROOM | Z1ANC15CFJ |  | CAMBI -NOV | NOV | https://www.cambi.com/ | +47 66779800 |  | office@cambi.com | Asker, Norway |  |  |  | 137 |  | 53 |  |  | TOOL STEEL | CAST IRON |  | MILD STEEL PLATE |  | HYDROGENATED NITRIL RUBBER |  | STAINLESS STEEL
0010279087 | AT_EQPMP | WSD11-111-P-0103B | C4B | 131242-WSD11-DR-P-6002.dgn | WSD11 | 111 | DWAS | P | 0103 | B | TRAIN 1 PULPER CIRC/ REACTOR FEED PUMP B MOTOR | TRAIN 1 PULPER CIRC/ REACTOR FEED PUMP B MOTOR | NON-HAZARDOUS | 33 | m3/h | 600 | DUTY | 131242-WSD11-DR-M-5110 | 600 | 600 | 107 | 2 | 0 |  | 200 | 150 |  | CAST IRON |  | 41 | WSD11-ECCP-1000 | PROCESS XLV ROOM | WSD11-RIO-0001A | MCC ROOM | Z1ANC15CFJ |  | CAMBI -NOV | NOV | https://www.cambi.com/ | +47 66779800 |  | office@cambi.com | Asker, Norway |  |  |  | 137 |  | 53 |  |  | TOOL STEEL | CAST IRON |  | MILD STEEL PLATE |  | HYDROGENATED NITRIL RUBBER |  | STAINLESS STEEL
0010277525 | AT_EQPMP | WSD11-111-P-0104A | C4B | 131242-WSD11-DR-P-6010.dgn | WSD11 | 111 | FA | P | 0104 | A | TRAIN 1 PROCESS GAS SKID PUMP A | TRAIN 1 PROCESS GAS SKID PUMP A | NON-HAZARDOUS | 42 | m3/h | 500 | DUTY | 131242-WSD11-DS-M-0007 | 500 | 500 | 50 | 2.6 | 0 |  | 80 | 50 |  | SS316 |  | 41 | WSD11-ECCP-1000 | PROCESS XLV ROOM | WSD11-RIO-0001A | MCC ROOM | MACB080-050-200 VC X2DIN 160M2B |  | KSB | KSB | https://www.cambi.com/ | +47 66779800 |  | office@cambi.com | Asker, Norway |  |  |  | 3600 |  | 61 |  | STAINLESS STEEL
0010277466 | AT_EQPMP | WSD11-111-P-0104B | C4B | 131242-WSD11-DR-P-6010.dgn | WSD11 | 111 | FA | P | 0104 | B | TRAIN 1 PROCESS GAS SKID PUMP B | TRAIN 1 PROCESS GAS SKID PUMP B | NON-HAZARDOUS | 42 | m3/h | 500 | STAND BY | 131242-WSD11-DS-M-0007 | 500 | 500 | 50 | 2.6 | 0 |  | 80 | 50 |  | SS316 |  | 41 | WSD11-ECCP-1000 | PROCESS XLV ROOM | WSD11-RIO-0001A | MCC ROOM | MACB080-050-200 VC X2DIN 160M2B |  | KSB | KSB | https://www.cambi.com/ | +47 66779800 |  | office@cambi.com | Asker, Norway |  |  |  | 3600 |  | 61 |  | STAINLESS STEEL
0010310107 | AT_EQPMP | WSD11-111-P-0105A | C4B | 131242-WSD11-DR-P-6050.dgn | WSD11 | 111 | G1 | P | 0105 | A | G1 BOOSTER PUMP A | G1 BOOSTER PUMP A | NON-HAZARDOUS | 1 | m3/h | 2000 | DUTY | TBA | 1700 | 2300 | 30 | 1 | 0 |  |  |  |  | SS316 |  | 2A | WSD11-ECCP-1000 | PROCESS XLV ROOM | WSD11-RIO-0002A | MCC ROOM | MOTIVECVF002/28-B1P55ES090B5UW |  | MOVITEC | KSB | https://www.ksb.com/en-global | +65 6027 7346 | +65 6852 1420 | Gen_info@ksb.com | SHANGHAI, CHINA |  |  |  | 2950 |  | 43 | CLOSED | SS316
0010310103 | AT_EQPMP | WSD11-111-P-0105B | C4B | 131242-WSD11-DR-P-6050.dgn | WSD11 | 111 | G1 | P | 0105 | B | G1 BOOSTER PUMP B | G1 BOOSTER PUMP B | NON-HAZARDOUS | 1 | m3/h | 2000 | STAND BY | TBA | 1700 | 2300 | 30 | 1 | 0 |  |  |  |  | SS316 |  | 2A | WSD11-ECCP-1000 | PROCESS XLV ROOM | WSD11-RIO-0002B | MCC ROOM | MOTIVECVF002/28-B1P55ES090B5UW |  | MOVITEC | KSB | https://www.ksb.com/en-global | +65 6027 7346 | +65 6852 1420 | Gen_info@ksb.com | SHANGHAI, CHINA |  |  |  | 2950 |  | 43 | CLOSED | SS316
0010336514 | AT_EQPMP | WSD11-111-P-0201 | C4B | 131242-WSD11-DR-P-6000.dgn | WSD11 | 111 | DWAS | P | 0201 |  | TRAIN 2 THP FEED PUMP 3 | TRAIN 2 THP FEED PUMP 3 | NON-HAZARDOUS | 18.2 | m3/h | 600 | DUTY | 131242-WSD11-DR-M-5100 | 1000 | 1200 | 28 | 0 | 0 |  | 1000 | 200 |  | CAST IRON |  | 2A | WSD11-ECCP-1000 | PROCESS XLV ROOM | WSD11-RIO-0001B | MCC ROOM | CW104HH1R1/H |  | NOV | NOV | https://www.nov.com/ | +44 1613399000 |  | office@cambi.com | Manchester, England |  |  |  | 123 |  | 66 |  |  | TOOL STEEL | CAST IRON |  | MILD STEEL PLATE |  | HYDROGENATED NITRIL RUBBER |  | STAINLESS STEEL
0010336516 | AT_EQPMP | WSD11-111-P-0202 | C4B | 131242-WSD11-DR-P-6000.dgn | WSD11 | 111 | DWAS | P | 0202 |  | TRAIN 2 THP FEED PUMP 4 | TRAIN 2 THP FEED PUMP 4 | NON-HAZARDOUS | 18.2 | m3/h | 600 | STAND BY | 131242-WSD11-DR-M-5100 | 1000 | 1200 | 28 | 0 | 0 |  | 1000 | 200 |  | CAST IRON |  | 2A | WSD11-ECCP-1000 | PROCESS XLV ROOM | WSD11-RIO-0001B | MCC ROOM | CW104HH1R1/H |  | NOV | NOV | https://www.nov.com/ | +44 1613399000 |  | office@cambi.com | Manchester, England |  |  |  | 123 |  | 66 |  |  | TOOL STEEL | CAST IRON |  | MILD STEEL PLATE |  | HYDROGENATED NITRIL RUBBER |  | STAINLESS STEEL
0010282233 | AT_EQPMP | WSD11-111-P-0203A | C4B | 131242-WSD11-DR-P-6020.dgn | WSD11 | 111 | DWAS | P | 0203 | A | TRAIN 2 REACTOR FEED PUMP | TRAIN 2 REACTOR FEED PUMP | NON-HAZARDOUS | 33 | m3/h | 600 | DUTY | 131242-WSD11-DR-M-5110 | 600 | 600 | 107 | 2 | 0 |  | 200 | 150 |  | CAST IRON |  | 41 | WSD11-ECCP-1000 | PROCESS XLV ROOM | WSD11-RIO-0001B | MCC ROOM | Z1ANC15CFJ |  | CAMBI -NOV | NOV | https://www.cambi.com/ | +47 66779800 |  | office@cambi.com | Asker, Norway |  |  |  | 137 |  | 53 |  |  | TOOL STEEL | CAST IRON |  | MILD STEEL PLATE |  | HYDROGENATED NITRIL RUBBER |  | STAINLESS STEEL
0010282231 | AT_EQPMP | WSD11-111-P-0203B | C4B | 131242-WSD11-DR-P-6020.dgn | WSD11 | 111 | DWAS | P | 0203 | B | TRAIN 2 PULPER CIRC/ REACTOR FEED PUMP B MOTOR | TRAIN 2 PULPER CIRC/ REACTOR FEED PUMP B MOTOR | NON-HAZARDOUS | 33 | m3/h | 600 | DUTY | 131242-WSD11-DR-M-5110 | 600 | 600 | 107 | 2 | 0 |  | 200 | 150 |  | CAST IRON |  | 41 | WSD11-ECCP-1000 | PROCESS XLV ROOM | WSD11-RIO-0001B | MCC ROOM | Z1ANC15CFJ |  | CAMBI -NOV | NOV | https://www.cambi.com/ | +47 66779800 |  | office@cambi.com | Asker, Norway |  |  |  | 137 |  | 53 |  |  | TOOL STEEL | CAST IRON |  | MILD STEEL PLATE |  | HYDROGENATED NITRIL RUBBER |  | STAINLESS STEEL
0010283043 | AT_EQPMP | WSD11-111-P-0204A | C4B | 131242-WSD11-DR-P-6028.dgn | WSD11 | 111 | FA | P | 0204 | A | TRAIN 2 PROCESS GAS SKID PUMP A | TRAIN 2 PROCESS GAS SKID PUMP A | NON-HAZARDOUS | 42 | m3/h | 500 | DUTY | 131242-WSD11-DS-M-0007 | 500 | 500 | 50 | 2.6 | 0 |  | 80 | 50 |  | SS316 |  | 41 | WSD11-ECCP-1000 | PROCESS XLV ROOM | WSD11-RIO-0001B | MCC ROOM | MACB080-050-200 VC X2DIN 160M2B |  | KSB | KSB | https://www.cambi.com/ | +47 66779800 |  | office@cambi.com | Asker, Norway |  |  |  | 3600 |  | 61 |  | STAINLESS STEEL
0010283050 | AT_EQPMP | WSD11-111-P-0204B | C4B | 131242-WSD11-DR-P-6028.dgn | WSD11 | 111 | FA | P | 0204 | B | TRAIN 2 PROCESS GAS SKID PUMP B | TRAIN 2 PROCESS GAS SKID PUMP B | NON-HAZARDOUS | 42 | m3/h | 500 | STAND BY | 131242-WSD11-DS-M-0007 | 500 | 500 | 50 | 2.6 | 0 |  | 80 | 50 |  | SS316 |  | 41 | WSD11-ECCP-1000 | PROCESS XLV ROOM | WSD11-RIO-0001B | MCC ROOM | MACB080-050-200 VC X2DIN 160M2B |  | KSB | KSB | https://www.cambi.com/ | +47 66779800 |  | office@cambi.com | Asker, Norway |  |  |  | 3600 |  | 61 |  | STAINLESS STEEL
0010333321 | AT_EQVES | WSD11-111-PV-0101 | C4B | 131242-WSD11-DR-P-6001.dgn | WSD11 | 111 | DWAS | PV | 0101 |  | TRAIN 1 PULPER | TRAIN 1 PULPER | NON-HAZARDOUS | 18 | m3 | 200 | DUTY | 131242-WSD11-DS-M-0005 | 200 | 200 | 100 |  |  |  | 150 | 200 |  | SS 316 | [6 empty] | B6-4 |  | CAMBI | CAMBI | https://www.cambi.com/ | +47 66779800 |  | office@cambi.com | Asker, Norway
0010279191 | AT_EQVES | WSD11-111-PV-0102A | C4B | 131242-WSD11-DR-P-6003.dgn | WSD11 | 111 | HS | PV | 0102 | A | TRAIN 1 REACTOR A | TRAIN 1 REACTOR A | NON-HAZARDOUS | 7.15 | m3 | 600 | DUTY | 131242-WSD11-DS-M-0005 | 600 | 600 | 165 |  |  |  | 100 | 100 |  | SS 316 | [6 empty] | B6-4 |  | CAMBI | CAMBI | https://www.cambi.com/ | +47 66779800 |  | office@cambi.com | Asker, Norway
0010279267 | AT_EQVES | WSD11-111-PV-0102B | C4B | 131242-WSD11-DR-P-6004.dgn | WSD11 | 111 | HS | PV | 0102 | B | TRAIN 1 REACTOR B | TRAIN 1 REACTOR B | NON-HAZARDOUS | 7.15 | m3 | 600 | DUTY | 131242-WSD11-DS-M-0005 | 600 | 600 | 165 |  |  |  | 100 | 100 |  | SS 316 | [6 empty] | B6-4 |  | CAMBI | CAMBI | https://www.cambi.com/ | +47 66779800 |  | office@cambi.com | Asker, Norway
0010278757 | AT_EQVES | WSD11-111-PV-0102C | C4B | 131242-WSD11-DR-P-6005.dgn | WSD11 | 111 | HS | PV | 0102 | C | TRAIN 1 REACTOR C | 17 | NON-HAZARDOUS | 7.15 | m3 | 600 | DUTY | 131242-WSD11-DS-M-0005 | 600 | 600 | 165 |  |  |  | 100 | 100 |  | SS 316 | [6 empty] | B6-4 |  | CAMBI | CAMBI | https://www.cambi.com/ | +47 66779800 |  | office@cambi.com | Asker, Norway
0010278626 | AT_EQVES | WSD11-111-PV-0102D | C4B | 131242-WSD11-DR-P-6006.dgn | WSD11 | 111 | HS | PV | 0102 | D | TRAIN 1 REACTOR D | TRAIN 1 REACTOR D | NON-HAZARDOUS | 7.15 | m3 | 600 | DUTY | 131242-WSD11-DS-M-0005 | 600 | 600 | 165 |  |  |  | 100 | 100 |  | SS 316 | [6 empty] | B6-4 |  | CAMBI | CAMBI | https://www.cambi.com/ | +47 66779800 |  | office@cambi.com | Asker, Norway
0010324475 | AT_EQVES | WSD11-111-PV-0103 | C4B | 131242-WSD11-DR-P-6007.dgn | WSD11 | 111 | HS | PV | 0103 |  | TRAIN 1 FLASHTANK | TRAIN 1 FLASHTANK | NON-HAZARDOUS | 18 | m3 | 200 | DUTY | 131242-WSD11-DS-M-0005 | 200 | 200 | 105 |  |  |  | 100 | 200 |  | SS 316 | [6 empty] | B6-4 |  | CAMBI | CAMBI | https://www.cambi.com/ | +47 66779800 |  | office@cambi.com | Asker, Norway
0010333384 | AT_EQVES | WSD11-111-PV-0104 | C4B | 131242-WSD11-DR-P-6010.dgn | WSD11 | 111 | FA | PV | 0104 |  | TRAIN 1 PGS VESSEL | TRAIN 1 PGS VESSEL | NON-HAZARDOUS | 0.7 | m3 | 350 | DUTY | 131242-WSD11-DS-M-0007 | 350 | 350 | 50 |  |  |  | 65 | 50 |  | SS 316 | [6 empty] | B6-4 |  | CAMBI | CAMBI | https://www.cambi.com/ | +47 66779800 |  | office@cambi.com | Asker, Norway
0010282076 | AT_EQVES | WSD11-111-PV-0201 | C4B | 131242-WSD11-DR-P-6019.dgn | WSD11 | 111 | DWAS | PV | 0201 |  | TRAIN 2 PULPER | TRAIN 2 PULPER | NON-HAZARDOUS | 18 | m3 | 200 | DUTY | 131242-WSD11-DS-M-0005 | 200 | 200 | 100 |  |  |  | 150 | 200 |  | SS 316 | [6 empty] | B6-4 |  | CAMBI | CAMBI | https://www.cambi.com/ | +47 66779800 |  | office@cambi.com | Asker, Norway
0010282338 | AT_EQVES | WSD11-111-PV-0202A | C4B | 131242-WSD11-DR-P-6021.dgn | WSD11 | 111 | HS | PV | 0202 | A | TRAIN 2 REACTOR A | TRAIN 2 REACTOR A | NON-HAZARDOUS | 7.15 | m3 | 600 | DUTY | 131242-WSD11-DS-M-0005 | 600 | 600 | 165 |  |  |  | 100 | 100 |  | SS 316 | [6 empty] | B6-4 |  | CAMBI | CAMBI | https://www.cambi.com/ | +47 66779800 |  | office@cambi.com | Asker, Norway
0010282427 | AT_EQVES | WSD11-111-PV-0202B | C4B | 131242-WSD11-DR-P-6022.dgn | WSD11 | 111 | HS | PV | 0202 | B | TRAIN 2 REACTOR B | TRAIN 2 REACTOR B | NON-HAZARDOUS | 7.15 | m3 | 600 | DUTY | 131242-WSD11-DS-M-0005 | 600 | 600 | 165 |  |  |  | 100 | 100 |  | SS 316 | [6 empty] | B6-4 |  | CAMBI | CAMBI | https://www.cambi.com/ | +47 66779800 |  | office@cambi.com | Asker, Norway
0010282528 | AT_EQVES | WSD11-111-PV-0202C | C4B | 131242-WSD11-DR-P-6023.dgn | WSD11 | 111 | HS | PV | 0202 | C | TRAIN 2 REACTOR C | TRAIN 2 REACTOR C | NON-HAZARDOUS | 7.15 | m3 | 600 | DUTY | 131242-WSD11-DS-M-0005 | 600 | 600 | 165 |  |  |  | 100 | 100 |  | SS 316 | [6 empty] | B6-4 |  | CAMBI | CAMBI | https://www.cambi.com/ | +47 66779800 |  | office@cambi.com | Asker, Norway
0010282620 | AT_EQVES | WSD11-111-PV-0202D | C4B | 131242-WSD11-DR-P-6024.dgn | WSD11 | 111 | HS | PV | 0202 | D | TRAIN 2 REACTOR D | TRAIN 2 REACTOR D | NON-HAZARDOUS | 7.15 | m3 | 600 | DUTY | 131242-WSD11-DS-M-0005 | 600 | 600 | 165 |  |  |  | 100 | 100 |  | SS 316 | [6 empty] | B6-4 |  | CAMBI | CAMBI | https://www.cambi.com/ | +47 66779800 |  | office@cambi.com | Asker, Norway
0010282727 | AT_EQVES | WSD11-111-PV-0203 | C4B | 131242-WSD11-DR-P-6025.dgn | WSD11 | 111 | HS | PV | 0203 |  | TRAIN 2 FLASHTANK | TRAIN 2 FLASHTANK | NON-HAZARDOUS | 18 | m3 | 200 | DUTY | 131242-WSD11-DS-M-0005 | 200 | 200 | 105 |  |  |  | 100 | 200 |  | SS 316 | [6 empty] | B6-4 |  | CAMBI | CAMBI | https://www.cambi.com/ | +47 66779800 |  | office@cambi.com | Asker, Norway
0010282988 | AT_EQVES | WSD11-111-PV-0204 | C4B | 131242-WSD11-DR-P-6028.dgn | WSD11 | 111 | FA | PV | 0204 |  | TRAIN 2 PGS VESSEL | TRAIN 2 PGS VESSEL | NON-HAZARDOUS | 0.7 | m3 | 350 | DUTY | 131242-WSD11-DS-M-0007 | 350 | 350 | 50 |  |  |  | 65 | 50 |  | SS 316 | [6 empty] | B6-4 |  | CAMBI | CAMBI | https://www.cambi.com/ | +47 66779800 |  | office@cambi.com | Asker, Norway
0010277814 | AT_EQEXC | WSD11-112-HTX-0101A | C4B | 131242-WSD11-DR-P-6015.dgn | WSD11 | 112 | HS | HTX | 0101 | A | TRAIN 1 PRE COOLER 1 S1 A | TRAIN 1 PRE COOLER 1 S1 A | NON-HAZARDOUS | 405 | kW | 245 | DUTY | 131242-WSD11-DR-M-5020 | 245 | 600 | 71 | [6 empty] | SS 316 | [8 empty] | CAMBI | CAMBI | https://www.cambi.com/ | +47 66779800 |  | office@cambi.com | Asker, Norway
0010277815 | AT_EQEXC | WSD11-112-HTX-0101B | C4B | 131242-WSD11-DR-P-6015.dgn | WSD11 | 112 | HS | HTX | 0101 | B | TRAIN 1 PRE COOLER 1 S1 B | TRAIN 1 PRE COOLER 1 S1 B | NON-HAZARDOUS | 405 | kW | 245 | DUTY | 131242-WSD11-DR-M-5020 | 245 | 600 | 71 | [6 empty] | SS 316 | [8 empty] | CAMBI | CAMBI | https://www.cambi.com/ | +47 66779800 |  | office@cambi.com | Asker, Norway
0010278176 | AT_EQEXC | WSD11-112-HTX-0102A | C4B | 131242-WSD11-DR-P-6017.dgn | WSD11 | 112 | HS | HTX | 0102 | A | TRAIN 1 PRE COOLER 1 S2 A | TRAIN 1 PRE COOLER 1 S2 A | NON-HAZARDOUS | 230 | kW | 265 | DUTY | 131242-WSD11-DR-M-5021 | 265 | 600 | 50 | [6 empty] | SS 316 | [8 empty] | CAMBI | CAMBI | https://www.cambi.com/ | +47 66779800 |  | office@cambi.com | Asker, Norway
0010278177 | AT_EQEXC | WSD11-112-HTX-0102B | C4B | 131242-WSD11-DR-P-6017.dgn | WSD11 | 112 | HS | HTX | 0102 | B | TRAIN 1 PRE COOLER 1 S2 B | TRAIN 1 PRE COOLER 1 S2 B | NON-HAZARDOUS | 230 | kW | 265 | DUTY | 131242-WSD11-DR-M-5021 | 265 | 600 | 50 | [6 empty] | SS 316 | [8 empty] | CAMBI | CAMBI | https://www.cambi.com/ | +47 66779800 |  | office@cambi.com | Asker, Norway
0010283454 | AT_EQEXC | WSD11-112-HTX-0201A | C4B | 131242-WSD11-DR-P-6033.dgn | WSD11 | 112 | HS | HTX | 0201 | A | TRAIN 2 PRE COOLER 1 S1 A | TRAIN 2 PRE COOLER 1 S1 A | NON-HAZARDOUS | 405 | kW | 245 | DUTY | 131242-WSD11-DR-M-5020 | 245 | 600 | 71 | [6 empty] | SS 316 | [8 empty] | CAMBI | CAMBI | https://www.cambi.com/ | +47 66779800 |  | office@cambi.com | Asker, Norway
0010283461 | AT_EQEXC | WSD11-112-HTX-0201B | C4B | 131242-WSD11-DR-P-6033.dgn | WSD11 | 112 | HS | HTX | 0201 | B | TRAIN 2 PRE COOLER 1 S1 B | TRAIN 2 PRE COOLER 1 S1 B | NON-HAZARDOUS | 405 | kW | 265 | DUTY | 131242-WSD11-DR-M-5020 | 265 | 600 | 71 | [6 empty] | SS 316 | [8 empty] | CAMBI | CAMBI | https://www.cambi.com/ | +47 66779800 |  | office@cambi.com | Asker, Norway
0010283877 | AT_EQEXC | WSD11-112-HTX-0202A | C4B | 131242-WSD11-DR-P-6035.dgn | WSD11 | 112 | HS | HTX | 0202 | A | TRAIN 2 PRE COOLER 1 S2 A | TRAIN 2 PRE COOLER 1 S2 A | NON-HAZARDOUS | 230 | kW | 265 | DUTY | 131242-WSD11-DR-M-5021 | 265 | 600 | 50 | [6 empty] | SS 316 | [8 empty] | CAMBI | CAMBI | https://www.cambi.com/ | +47 66779800 |  | office@cambi.com | Asker, Norway
0010283882 | AT_EQEXC | WSD11-112-HTX-0202B | C4B | 131242-WSD11-DR-P-6035.dgn | WSD11 | 112 | HS | HTX | 0202 | B | TRAIN 2 PRE COOLER 1 S2 B | TRAIN 2 PRE COOLER 1 S2 B | NON-HAZARDOUS | 230 | kW | 265 | DUTY | 131242-WSD11-DR-M-5021 | 265 | 600 | 50 | [6 empty] | SS 316 | [8 empty] | CAMBI | CAMBI | https://www.cambi.com/ | +47 66779800 |  | office@cambi.com | Asker, Norway
0010279488 | AT_EQPMP | WSD11-112-P-0101A | C4B | 131242-WSD11-DR-P-6008.dgn | WSD11 | 112 | HS | P | 0101 | A | TRAIN 1 FLASH TANK DISCHARGE PUMP A | TRAIN 1 FLASH TANK DISCHARGE PUMP A | NON-HAZARDOUS | 33 | m3/h | 245 | DUTY | 131242-WSD11-DR-M-5120 | 245 | 600 | 108 | 2 | 0 |  | 200 | 150 |  | CAST IRON |  | 41 | WSD11-ECCP-1000 | PROCESS XLV ROOM | WSD11-RIO-0001A | MCC ROOM | Z1ANC15CFJ |  | CAMBI -NOV | CAMBI | https://www.cambi.com/ | +47 66779800 |  | office@cambi.com | Asker, Norway |  |  |  | 137 |  | 53 |  |  | TOOL STEEL | CAST IRON |  | MILD STEEL PLATE |  | HYDROGENATED NITRIL RUBBER |  | STAINLESS STEEL
0010279490 | AT_EQPMP | WSD11-112-P-0101B | C4B | 131242-WSD11-DR-P-6008.dgn | WSD11 | 112 | HS | P | 0101 | B | TRAIN 1 FLASH TANK DISCHARGE PUMP B | TRAIN 1 FLASH TANK DISCHARGE PUMP B | NON-HAZARDOUS | 33 | m3/h | 245 | DUTY | 131242-WSD11-DR-M-5121 | 245 | 600 | 108 | 2 | 0 |  | 200 | 150 |  | CAST IRON |  | 41 | WSD11-ECCP-1000 | PROCESS XLV ROOM | WSD11-RIO-0001A | MCC ROOM | Z1ANC15CFJ |  | CAMBI -NOV | CAMBI | https://www.cambi.com/ | +47 66779800 |  | office@cambi.com | Asker, Norway |  |  |  | 137 |  | 53 |  |  | TOOL STEEL | CAST IRON |  | MILD STEEL PLATE |  | HYDROGENATED NITRIL RUBBER |  | STAINLESS STEEL
0010278056 | AT_EQPMP | WSD11-112-P-0102A | C4B | 131242-WSD11-DR-P-6016.dgn | WSD11 | 112 | HS | P | 0102 | A | TRAIN 1 CIRCULATION PUMP A | TRAIN 1 CIRCULATION PUMP A | NON-HAZARDOUS | 33 | m3/h | 270 | DUTY | 131242-WSD11-DR-M-5131 | 270 | 600 | 71 | 2 | 0 |  | 200 | 150 |  | CAST IRON |  | 2A | WSD11-ECCP-1000 | PROCESS XLV ROOM | WSD11-RIO-0001A | MCC ROOM | Z1ANC15CFJ |  | CAMBI -NOV | NOV | https://www.cambi.com/ | +47 66779800 |  | office@cambi.com | Asker, Norway |  |  |  | 137 |  | 53 |  |  | TOOL STEEL | CAST IRON |  | MILD STEEL PLATE |  | HYDROGENATED NITRIL RUBBER |  | STAINLESS STEEL
0010278058 | AT_EQPMP | WSD11-112-P-0102B | C4B | 131242-WSD11-DR-P-6016.dgn | WSD11 | 112 | HS | P | 0102 | B | TRAIN 1 CIRCULATION PUMP B | TRAIN 1 CIRCULATION PUMP B | NON-HAZARDOUS | 33 | m3/h | 270 | DUTY | 131242-WSD11-DR-M-5132 | 270 | 600 | 71 | 2 | 0 |  | 200 | 150 |  | CAST IRON |  | 2A | WSD11-ECCP-1000 | PROCESS XLV ROOM | WSD11-RIO-0001A | MCC ROOM | Z1ANC15CFJ |  | CAMBI -NOV | NOV | https://www.cambi.com/ | +47 66779800 |  | office@cambi.com | Asker, Norway |  |  |  | 137 |  | 53 |  |  | TOOL STEEL | CAST IRON |  | MILD STEEL PLATE |  | HYDROGENATED NITRIL RUBBER |  | STAINLESS STEEL
0010278392 | AT_EQPMP | WSD11-112-P-0103A | C4B | 131242-WSD11-DR-P-6018.dgn | WSD11 | 112 | HS | P | 0103 | A | TRAIN 1 DIGESTER FEED PUMP A | TRAIN 1 DIGESTER FEED PUMP A | NON-HAZARDOUS | 20.8 | m3/h | 500 | DUTY | 131242-WSD11-DR-M-5140 | 500 | 600 | 50 | 2 | 0 |  | 200 | 150 |  | CAST IRON |  | 2A | WSD11-ECCP-1000 | PROCESS XLV ROOM | WSD11-RIO-0001A | MCC ROOM | Z1ANC15CFJ |  | CAMBI -NOV | CAMBI | https://www.cambi.com/ | +47 66779800 |  | office@cambi.com | Asker, Norway |  |  |  | 90 |  | 53 |  |  | TOOL STEEL | CAST IRON |  | MILD STEEL PLATE |  | HYDROGENATED NITRIL RUBBER |  | STAINLESS STEEL
0010278394 | AT_EQPMP | WSD11-112-P-0103B | C4B | 131242-WSD11-DR-P-6018.dgn | WSD11 | 112 | HS | P | 0103 | B | TRAIN 1 DIGESTER FEED PUMP B | TRAIN 1 DIGESTER FEED PUMP B | NON-HAZARDOUS | 20.8 | m3/h | 500 | STAND BY | 131242-WSD11-DR-M-5140 | 500 | 600 | 50 | 2 | 0 |  | 200 | 150 |  | CAST IRON |  | 2A | WSD11-ECCP-1000 | PROCESS XLV ROOM | WSD11-RIO-0001A | MCC ROOM | Z1ANC15CFJ |  | CAMBI -NOV | CAMBI | https://www.cambi.com/ | +47 66779800 |  | office@cambi.com | Asker, Norway |  |  |  | 90 |  | 53 |  |  | TOOL STEEL | CAST IRON |  | MILD STEEL PLATE |  | HYDROGENATED NITRIL RUBBER |  | STAINLESS STEEL
0010282814 | AT_EQPMP | WSD11-112-P-0201A | C4B | 131242-WSD11-DR-P-6026.dgn | WSD11 | 112 | HS | P | 0201 | A | TRAIN 2 FLASH TANK DISCHARGE PUMP A | TRAIN 2 FLASH TANK DISCHARGE PUMP A | NON-HAZARDOUS | 33 | m3/h | 193 | DUTY | 131242-WSD11-DR-M-5120 | 245 | 600 | 108 | 2 | 0 |  | 200 | 150 |  | CAST IRON |  | 41 | WSD11-ECCP-1000 | PROCESS XLV ROOM | WSD11-RIO-0001B | MCC ROOM | Z1ANC15CFJ |  | CAMBI -NOV | NOV | https://www.cambi.com/ | +47 66779800 |  | office@cambi.com | Asker, Norway |  |  |  | 137 |  | 53 |  |  | TOOL STEEL | CAST IRON |  | MILD STEEL PLATE |  | HYDROGENATED NITRIL RUBBER |  | STAINLESS STEEL
0010282812 | AT_EQPMP | WSD11-112-P-0201B | C4B | 131242-WSD11-DR-P-6026.dgn | WSD11 | 112 | HS | P | 0201 | B | TRAIN 2 FLASH TANK DISCHARGE PUMP B | TRAIN 2 FLASH TANK DISCHARGE PUMP B | NON-HAZARDOUS | 33 | m3/h | 193 | DUTY | 131242-WSD11-DR-M-5121 | 245 | 600 | 108 | 2 | 0 |  | 200 | 150 |  | CAST IRON |  | 41 | WSD11-ECCP-1000 | PROCESS XLV ROOM | WSD11-RIO-0001B | MCC ROOM | Z1ANC15CFJ |  | CAMBI -NOV | NOV | https://www.cambi.com/ | +47 66779800 |  | office@cambi.com | Asker, Norway |  |  |  | 137 |  | 53 |  |  | TOOL STEEL | CAST IRON |  | MILD STEEL PLATE |  | HYDROGENATED NITRIL RUBBER |  | STAINLESS STEEL
0010283711 | AT_EQPMP | WSD11-112-P-0202A | C4B | 131242-WSD11-DR-P-6034.dgn | WSD11 | 112 | HS | P | 0202 | A | TRAIN 2 CIRCULATION PUMP A | TRAIN 2 CIRCULATION PUMP A | NON-HAZARDOUS | 33 | m3/h | 270 | DUTY | 131242-WSD11-DR-M-5130 | 270 | 600 | 71 | 2 | 0 |  | 200 | 150 |  | CAST IRON |  | 2A | WSD11-ECCP-1000 | PROCESS XLV ROOM | WSD11-RIO-0001B | MCC ROOM | Z1ANC15CFJ |  | CAMBI -NOV | NOV | https://www.cambi.com/ | +47 66779800 |  | office@cambi.com | Asker, Norway |  |  |  | 137 |  | 53 |  |  | TOOL STEEL | CAST IRON |  | MILD STEEL PLATE |  | HYDROGENATED NITRIL RUBBER |  | STAINLESS STEEL
0010283713 | AT_EQPMP | WSD11-112-P-0202B | C4B | 131242-WSD11-DR-P-6034.dgn | WSD11 | 112 | HS | P | 0202 | B | TRAIN 2 CIRCULATION PUMP B | TRAIN 2 CIRCULATION PUMP B | NON-HAZARDOUS | 33 | m3/h | 270 | DUTY | 131242-WSD11-DR-M-5130 | 270 | 600 | 71 | 2 | 0 |  | 200 | 150 |  | CAST IRON |  | 2A | WSD11-ECCP-1000 | PROCESS XLV ROOM | WSD11-RIO-0001B | MCC ROOM | Z1ANC15CFJ |  | CAMBI -NOV | NOV | https://www.cambi.com/ | +47 66779800 |  | office@cambi.com | Asker, Norway |  |  |  | 137 |  | 53 |  |  | TOOL STEEL | CAST IRON |  | MILD STEEL PLATE |  | HYDROGENATED NITRIL RUBBER |  | STAINLESS STEEL
0010284131 | AT_EQPMP | WSD11-112-P-0203A | C4B | 131242-WSD11-DR-P-6036.dgn | WSD11 | 112 | HS | P | 0203 | A | TRAIN 2 DIGESTER FEED PUMP A | TRAIN 2 DIGESTER FEED PUMP A | NON-HAZARDOUS | 20.8 | m3/h | 500 | DUTY | 131242-WSD11-DR-M-5141 | 500 | 600 | 50 | 2 | 0 |  | 200 | 150 |  | CAST IRON |  | 2A | WSD11-ECCP-1000 | PROCESS XLV ROOM | WSD11-RIO-0001B | MCC ROOM | Z1ANC15CFJ |  | CAMBI -NOV | CAMBI | https://www.cambi.com/ | +47 66779800 |  | office@cambi.com | Asker, Norway |  |  |  | 90 |  | 53 |  |  | TOOL STEEL | CAST IRON |  | MILD STEEL PLATE |  | HYDROGENATED NITRIL RUBBER |  | STAINLESS STEEL
0010284133 | AT_EQPMP | WSD11-112-P-0203B | C4B | 131242-WSD11-DR-P-6036.dgn | WSD11 | 112 | HS | P | 0203 | B | TRAIN 2 DIGESTER FEED PUMP B | TRAIN 2 DIGESTER FEED PUMP B | NON-HAZARDOUS | 20.8 | m3/h | 500 | STAND BY | 131242-WSD11-DR-M-5142 | 500 | 600 | 50 | 2 | 0 |  | 200 | 150 |  | CAST IRON |  | 2A | WSD11-ECCP-1000 | PROCESS XLV ROOM | WSD11-RIO-0001B | MCC ROOM | Z1ANC15CFJ |  | CAMBI -NOV | CAMBI | https://www.cambi.com/ | +47 66779800 |  | office@cambi.com | Asker, Norway |  |  |  | 90 |  | 53 |  |  | TOOL STEEL | CAST IRON |  | MILD STEEL PLATE |  | HYDROGENATED NITRIL RUBBER |  | STAINLESS STEEL
0010310203 | AT_EQPMP | WSD11-112-P-1101 | C4B | 131242-WSD11-DR-P-6070.dgn | WSD11 | 112 | HS | P | 1101 |  | RING CIRCULATION PUMP 1 | RING CIRCULATION PUMP 1 | NON-HAZARDOUS | 32 | m3/h | 345 | DUTY | 131242-WSD11-DR-M-5151 | 345 | 600 | 50 | 2 | 0 |  | 200 | 150 |  | CAST IRON |  | 2A | WSD11-ECCP-1000 | PROCESS XLV ROOM |  | MCC ROOM | Z1ANC15CFJ |  | CAMBI -NOV | CAMBI | https://www.cambi.com/ | +47 66779800 |  | office@cambi.com | Asker, Norway |  |  |  | 137 |  | 53 |  |  | TOOL STEEL | CAST IRON |  | MILD STEEL PLATE |  | HYDROGENATED NITRIL RUBBER |  | STAINLESS STEEL
0010310205 | AT_EQPMP | WSD11-112-P-1201 | C4B | 131242-WSD11-DR-P-6070.dgn | WSD11 | 112 | HS | P | 1201 |  | RING CIRCULATION PUMP 2 | RING CIRCULATION PUMP 2 | NON-HAZARDOUS | 32 | m3/h | 345 | DUTY | 131242-WSD11-DR-M-5150 | 345 | 600 | 50 | 2 | 0 |  | 200 | 150 |  | CAST IRON |  | 2A | WSD11-ECCP-1000 | PROCESS XLV ROOM |  | MCC ROOM | Z1ANC15CFJ |  | CAMBI -NOV | CAMBI | https://www.cambi.com/ | +47 66779800 |  | office@cambi.com | Asker, Norway |  |  |  | 137 |  | 53 |  |  | TOOL STEEL | CAST IRON |  | MILD STEEL PLATE |  | HYDROGENATED NITRIL RUBBER |  | STAINLESS STEEL
0010310200 | AT_EQPMP | WSD11-112-P-1301 | C4B | 131242-WSD11-DR-P-6070.dgn | WSD11 | 112 | HS | P | 1301 |  | RING CIRCULATION PUMP 3 | RING CIRCULATION PUMP 3 | NON-HAZARDOUS | 32 | m3/h | 345 | STAND BY | 131242-WSD11-DR-M-5151 | 345 | 600 | 50 | 2 | 0 |  | 200 | 150 |  | CAST IRON |  | 2A | WSD11-ECCP-1000 | PROCESS XLV ROOM |  | MCC ROOM | Z1ANC15CFJ |  | CAMBI -NOV | CAMBI | https://www.cambi.com/ | +47 66779800 |  | office@cambi.com | Asker, Norway |  |  |  | 137 |  | 53 |  |  | TOOL STEEL | CAST IRON |  | MILD STEEL PLATE |  | HYDROGENATED NITRIL RUBBER |  | STAINLESS STEEL
0010267719 | AT_EQUIP | WST02-005-SWR-0101 | C4B | 131242-WST02-DR-P-6500.dgn | WST02 | 005 | PW | SWR | 0101 |  | SAFETY SHOWER AND EYEWASH STATION 1 | SAFETY SHOWER AND EYEWASH STATION 1 | NON-HAZARDOUS | 4.54 | m3/h | 200 | DUTY |  | 200 | 200 | 30 | [6 empty] | SS304 | [6 empty] | SS001-001 |  | LAB-K | KL LAB SUPPLIES SDN. BHD | https://www.kllab.com/ | +603-5167 3601 | +603-5167 3602 | info@kllab.com | MALAYSIA | [25 empty] | KL LAB SUPPLIES SDN. BHD
0010267736 | AT_EQUIP | WST02-005-SWR-0201 | C4B | 131242-WST02-DR-P-6500.dgn | WST02 | 005 | PW | SWR | 0201 |  | SAFETY SHOWER AND EYEWASH STATION 2 | SAFETY SHOWER AND EYEWASH STATION 2 | NON-HAZARDOUS | 4.54 | m3/h | 200 | DUTY |  | 200 | 200 | 30 | [6 empty] | SS304 | [6 empty] | SS001-001 |  | LAB-K | KL LAB SUPPLIES SDN. BHD | https://www.kllab.com/ | +603-5167 3601 | +603-5167 3602 | info@kllab.com | MALAYSIA | [25 empty] | KL LAB SUPPLIES SDN. BHD
0010267752 | AT_EQUIP | WST02-005-SWR-0301 | C4B | 131242-WST02-DR-P-6500.dgn | WST02 | 005 | PW | SWR | 0301 |  | SAFETY SHOWER AND EYEWASH STATION 3 | SAFETY SHOWER AND EYEWASH STATION 3 | NON-HAZARDOUS | 4.54 | m3/h | 200 | DUTY |  | 200 | 200 | 30 | [6 empty] | SS304 | [6 empty] | SS001-001 |  | LAB-K | KL LAB SUPPLIES SDN. BHD | https://www.kllab.com/ | +603-5167 3601 | +603-5167 3602 | info@kllab.com | MALAYSIA | [25 empty] | KL LAB SUPPLIES SDN. BHD
0010332843 | AT_EQUIP | WST02-008-MH-0101 | C4B | 131242-WST02-DR-P-6300.dgn | WST02 | 008 | PD | MH | 0101 |  | PLANT DRAIN MANHOLE S1 | PLANT DRAIN MANHOLE S1 | NON-HAZARDOUS |  |  | 0 | DUTY | 131242-WST02-DR-M-5011 | 0 | 36 | 30 |  | 0 |  |  |  |  | RCC | [9 empty] | CES_SDC | https://www.grc.com.sg | +65 6420 8888 | +65 6420 8899 | enquiry@grc.com.sg | SINGAPORE | [25 empty] | SDC
0010332276 | AT_EQUIP | WST02-008-MH-0102 | C4B | 131242-WST02-DR-P-6300.dgn | WST02 | 008 | PD | MH | 0102 |  | PLANT DRAIN MANHOLE S2 | PLANT DRAIN MANHOLE S2 | NON-HAZARDOUS |  |  | 0 | DUTY | 131242-WST02-DR-M-5012 | 0 | 34 | 30 |  | 0 |  |  |  |  | RCC | [9 empty] | CES_SDC | https://www.grc.com.sg | +65 6420 8888 | +65 6420 8899 | enquiry@grc.com.sg | SINGAPORE | [25 empty] | SDC
0010332283 | AT_EQUIP | WST02-008-MH-0103 | C4B | 131242-WST02-DR-P-6300.dgn | WST02 | 008 | PD | MH | 0103 |  | PLANT DRAIN MANHOLE S3 | PLANT DRAIN MANHOLE S3 | NON-HAZARDOUS |  |  | 0 | DUTY | 131242-WST02-DR-M-5013 | 0 | 27 | 30 |  | 0 |  |  |  |  | RCC | [9 empty] | CES_SDC | https://www.grc.com.sg | +65 6420 8888 | +65 6420 8899 | enquiry@grc.com.sg | SINGAPORE | [25 empty] | SDC
0010332278 | AT_EQUIP | WST02-008-MH-0104 | C4B | 131242-WST02-DR-P-6300.dgn | WST02 | 008 | PD | MH | 0104 |  | PLANT DRAIN MANHOLE S4 | PLANT DRAIN MANHOLE S4 | NON-HAZARDOUS |  |  | 0 | DUTY | 131242-WST02-DR-M-5014 | 0 | 26 | 30 |  | 0 |  |  |  |  | RCC | [9 empty] | CES_SDC | https://www.grc.com.sg | +65 6420 8888 | +65 6420 8899 | enquiry@grc.com.sg | SINGAPORE | [25 empty] | SDC
0010332281 | AT_EQUIP | WST02-008-MH-0105 | C4B | 131242-WST02-DR-P-6300.dgn | WST02 | 008 | PD | MH | 0105 |  | PLANT DRAIN MANHOLE S5 | PLANT DRAIN MANHOLE S5 | NON-HAZARDOUS |  |  | 0 | DUTY | 131242-WST02-DR-M-5015 | 0 | 26 | 30 |  | 0 |  |  |  |  | RCC | [9 empty] | CES_SDC | https://www.grc.com.sg | +65 6420 8888 | +65 6420 8899 | enquiry@grc.com.sg | SINGAPORE | [25 empty] | SDC
0010335414 | AT_EQTNK | WST02-008-TNK-0022 | C4B | 131242-WST02-DR-P-6300.dgn | WST02 | 008 | PD | TNK | 0022 |  | PLANT DRAIN SUMP | PLANT DRAIN SUMP | NON-HAZARDOUS |  |  | 0 | DUTY |  | 0 | 0 |  |  | 0 |  |  |  |  | RCC | [9 empty] | CES_SDC | https://www.grc.com.sg | +65 6420 8888 | +65 6420 8899 | enquiry@grc.com.sg | SINGAPORE | [25 empty] | GRC Group
0010331344 | AT_EQUIP | WST02-201-CRN-0101 | C4B | 131242-WST02-DR-P-6000.dgn | WST02 | 201 | DC | CRN | 0101 |  | EQUALIZATION TANK TOP DAVIT CRANE | EQUALIZATION TANK TOP DAVIT CRANE | NON-HAZARDOUS | 0.5 | tons |  | DUTY | 131242 WST02-DR-M-5624 | [9 empty] | MILD STEEL | [8 empty] | HELMSION | HELMSION | https://helmsion.com.sg/ | +65 6262 4477 | +65 6262 4466 | hepl3333@singnet.com.sg | SINGAPORE | [25 empty] | HELMSION
0010331152 | AT_EQUIP | WST02-201-CRN-0102 | C4B | 131242-WST02-DR-P-6001.dgn | WST02 | 201 | DC | CRN | 0102 |  | SOUTH SHELTER MONORAIL CRANE | SOUTH SHELTER MONORAIL CRANE | NON-HAZARDOUS | 1 | tons |  | DUTY | 131242-WST02-DR-M-5620 | [9 empty] | STR STL | [8 empty] | HELMSION | HELMSION | https://helmsion.com.sg/ | +65 6262 4477 | +65 6262 4466 | hepl3333@singnet.com.sg | SINGAPORE | [25 empty] | HELMSION
0010298770 | AT_EQUIP | WST02-201-LPT-0102 | C4B | 131242-WST02-DR-P-6002.dgn | WST02 | 201 | DC | LPT | 0102 |  | LAMELLA PLATE 1 | LAMELLA PLATE 1 | NON-HAZARDOUS | 142 | m3/h | 50 | DUTY | 131242-WST02-DR-M-5911 | 50 | 50 | 32 |  |  |  | 300 | 300 |  | PP | [6 empty] | ARS-169-81 |  | PAQUES | PAQUES | https://www.paquesglobal.com/ | +31 (0)514 60 85 00 | +31 514 603 342 | info@paques.nl | MALAYSIA | [25 empty] | Matten Plant
0010298758 | AT_EQUIP | WST02-201-LPT-0202 | C4B | 131242-WST02-DR-P-6002.dgn | WST02 | 201 | DC | LPT | 0202 |  | LAMELLA PLATE 2 | LAMELLA PLATE 2 | NON-HAZARDOUS | 142 | m3/h | 50 | DUTY | 131242-WST02-DR-M-5911 | 50 | 50 | 32 |  |  |  | 300 | 300 |  | PP | [6 empty] | ARS-169-81 |  | PAQUES | PAQUES | https://www.paquesglobal.com/ | +31 (0)514 60 85 00 | +31 514 603 342 | info@paques.nl | MALAYSIA | [25 empty] | Matten Plant
0010298898 | AT_EQUIP | WST02-201-LPT-0302 | C4B | 131242-WST02-DR-P-6003.dgn | WST02 | 201 | DC | LPT | 0302 |  | LAMELLA PLATE 3 | LAMELLA PLATE 3 | NON-HAZARDOUS | 142 | m3/h | 50 | DUTY | 131242-WST02-DR-M-5911 | 50 | 50 | 32 |  |  |  | 300 | 300 |  | PP | [6 empty] | ARS-169-81 |  | PAQUES | PAQUES | https://www.paquesglobal.com/ | +31 (0)514 60 85 00 | +31 514 603 342 | info@paques.nl | MALAYSIA | [25 empty] | Matten Plant
0010298870 | AT_EQUIP | WST02-201-LPT-0402 | C4B | 131242-WST02-DR-P-6003.dgn | WST02 | 201 | DC | LPT | 0402 |  | LAMELLA PLATE 4 | LAMELLA PLATE 4 | NON-HAZARDOUS | 142 | m3/h | 50 | DUTY | 131242-WST02-DR-M-5911 | 50 | 50 | 32 |  |  |  | 300 | 300 |  | PP | [6 empty] | ARS-169-81 |  | PAQUES | PAQUES | https://www.paquesglobal.com/ | +31 (0)514 60 85 00 | +31 514 603 342 | info@paques.nl | MALAYSIA | [25 empty] | Matten Plant
0010298776 | AT_EQUIP | WST02-201-LPT-0502 | C4B | 131242-WST02-DR-P-6002.dgn | WST02 | 201 | DC | LPT | 0502 |  | LAMELLA PLATE 5 | LAMELLA PLATE 5 | NON-HAZARDOUS | 142 | m3/h | 50 | STANDBY | 131242-WST02-DR-M-5911 | 50 | 50 | 32 |  |  |  | 300 | 300 |  | PP | [6 empty] | ARS-169-81 |  | PAQUES | PAQUES | https://www.paquesglobal.com/ | +31 (0)514 60 85 00 | +31 514 603 342 | info@paques.nl | MALAYSIA | [25 empty] | Matten Plant
0010311573 | AT_EQUIP | WST02-201-MH-0101 | C4B | 131242-WST02-DR-P-6000.dgn | WST02 | 201 | DC | MH | 0101 |  | EQUALIZATION TANK 1 BOTTOM MANHOLE | EQUALIZATION TANK 1 BOTTOM MANHOLE | ZONE 2 | 900 | mm dia. | 90 | DUTY | 131242-WST02-DR-M-5451 | 0 | 95 | 34 |  | 2 |  |  |  |  | SS316 | [9 empty] | SYNCHONG HOE ENGINEERING SDN. BHD. | https://www.synchonghoe.com/ | +604-521 5262 | +604-521 3037 | sch.engineering@synchonghoe.com | MALAYSIA | [25 empty] | SYNCHONG HOE ENGINEERING SDN. BHD.
0010331375 | AT_EQUIP | WST02-201-MH-0102 | C4B | 131242-WST02-DR-P-6000.dgn | WST02 | 201 | DC | MH | 0102 |  | EQUALIZATION TANK 1 TOP MANHOLE | EQUALIZATION TANK 1 TOP MANHOLE | ZONE 2 | 900 | mmL x mm W | 0 | DUTY | 131242-WST02-DR-M-5461 | 0 | 0 | 30 |  | 0 |  |  |  |  | Aluminium | [6 empty] | AA413 |  | Ant Access | ANT ACCESS INTERNATIONAL LTD | antaccessinternational.com/access_hatches.html | +44 1384 389 750 |  | SALES@ANTACCESS.UK | UK | [25 empty] | ANT ACCESS INTERNATIONAL LTD
0010311576 | AT_EQUIP | WST02-201-MH-0201 | C4B | 131242-WST02-DR-P-6000.dgn | WST02 | 201 | DC | MH | 0201 |  | EQUALIZATION TANK 2 BOTTOM MANHOLE | EQUALIZATION TANK 2 BOTTOM MANHOLE | ZONE 2 | 900 | mm dia. | 90 | DUTY | 131242-WST02-DR-M-5451 | 0 | 95 | 34 |  | 2 |  |  |  |  | SS316 | [9 empty] | SYNCHONG HOE ENGINEERING SDN. BHD. | https://www.synchonghoe.com/ | +604-521 5262 | +604-521 3037 | sch.engineering@synchonghoe.com | MALAYSIA | [25 empty] | SYNCHONG HOE ENGINEERING SDN. BHD.
0010331350 | AT_EQUIP | WST02-201-MH-0202 | C4B | 131242-WST02-DR-P-6000.dgn | WST02 | 201 | DC | MH | 0202 |  | EQUALIZATION TANK 2 TOP MANHOLE | EQUALIZATION TANK 2 TOP MANHOLE | ZONE 2 | 900 | mmL x mm W | 0 | DUTY | 131242-WST02-DR-M-5461 | 0 | 0 | 30 |  | 0 |  |  |  |  | Aluminium | [6 empty] | AA413 |  | Ant Access | ANT ACCESS INTERNATIONAL LTD | antaccessinternational.com/access_hatches.html | +44 1384 389 750 |  | SALES@ANTACCESS.UK | UK | [25 empty] | ANT ACCESS INTERNATIONAL LTD
0010292692 | AT_EQUIP | WST02-201-MXR-0101 | C4B | 131242-WST02-DR-P-6000.dgn | WST02 | 201 | DC | MXR | 0101 |  | HYPERBOLIC MIXER A | HYPERBOLIC MIXER A | NON-HAZARDOUS |  |  | 90 | DUTY | 131242-WST02-DR-M-5484 | 22 | 95 | 34 |  | 2.2 |  |  |  |  | SS316L |  | 1 | WST02-ECCP-1000 | SSNR XLV ROOM | WST02-RIO-0001A | LV SWITCH ROOM 1 | LVB |  | ENTEC | ENTEC | www.entec-international.com | +31 10 458 00 22 |  | info@entec-international.com | NETHERLAND |  |  |  | 24 |  |  | hyperboloid | SS316 |  |  |  | Cast Iron - Aluminium | [13 empty] | ENTEC
0010292689 | AT_EQUIP | WST02-201-MXR-0201 | C4B | 131242-WST02-DR-P-6000.dgn | WST02 | 201 | DC | MXR | 0201 |  | HYPERBOLIC MIXER B | HYPERBOLIC MIXER B | NON-HAZARDOUS |  |  | 90 | DUTY | 131242-WST02-DR-M-5484 | 22 | 95 | 34 |  | 2.2 |  |  |  |  | SS316L |  | 1 | WST02-ECCP-1000 | SSNR XLV ROOM | WST02-RIO-0001B | LV SWITCH ROOM 2 | LVB |  | ENTEC | ENTEC | www.entec-international.com | +31 10 458 00 22 |  | info@entec-international.com | NETHERLAND |  |  |  | 24 |  |  | hyperboloid | SS316 |  |  |  | Cast Iron - Aluminium | [13 empty] | ENTEC
0010332634 | AT_EQPMP | WST02-201-P-0101 | C4B | 131242-WST02-DR-P-6004.dgn | WST02 | 201 | DC | P | 0101 |  | WASTE SLUDGE PUMP A | WASTE SLUDGE PUMP A | NON-HAZARDOUS | 60 | m3/h | 250 | DUTY | 131242-WST02-DS-M-5351 | 200 | 385 | 34 | 1.88 |  |  | 150 | 150 |  | CAST IRON | Single Mechanical Seal (uNS100) | 2A | WST02-ECCP-1000 | SSNR XLV ROOM | WST02-RIO-0001A | LV SWITCH ROOM 1 | NM090BY01L06V |  | NETZSCH | NETZSCH | https://www.netzsch.com/en | +65 6863 4453 | +65 6863 4483 | info.nap@NETZSCH.com | CHINA |  |  |  | 192 |  | 88 | Stainless Steel 316 RED 40 | Stainless Steel 316, RED 40 | Stainless Steel 316, RED 40 | NEMOLAST S62L / NBR | [7 empty] | Single Mechanical Seal (uNS100) | [7 empty] | NETZSCH
0010311621 | AT_EQPMP | WST02-201-P-0102 | C4B | 131242-WST02-DR-P-6001.dgn | WST02 | 201 | DC | P | 0102 |  | EQUALIZATION TANK TRANSFER PUMP A | EQUALIZATION TANK TRANSFER PUMP A | NON-HAZARDOUS | 135 | m3/h | 167.74 | DUTY | 131242-WST02-DR-M-5301 | 190.55 | 152.4 | 34 | 1.07 |  |  | 125 | 100 |  | cast iron | Cartridge Mechanical Seal | 2A | WST02-ECCP-1000 | SSNR XLV ROOM | WST02-RIO-0001A | LV SWITCH ROOM 1 | Sewatec K 100-401G VU 160L 06 |  | KSB | KSB | http://ksb.sg | +65 6027 7346 | +65 6852 1420 | Gen_info@ksb.com | GERMANY |  |  |  | 975 | Grey cast iron EN-GJL-250 | 72 | Multivane radial flow impeller (K) | Grey cast iron EN-GJL-250 | [9 empty] | Cartridge Mechanical Seal | [7 empty] | KSB
0010301019 | AT_EQPMP | WST02-201-P-0103 | C4B | 131242-WST02-DR-P-6000.dgn | WST02 | 201 | DC | P | 0103 |  | SAMPLING PUMP A | SAMPLING PUMP A | NON-HAZARDOUS | 0.8 | m3/h | 120 | DUTY | 131242-WST02-DS-M-5391 | 100 | 150 | 34 | 1.1 |  |  | 40 | 40 |  | CAST IRON | Single Mechanical Seal (uNS100) | 1 | WST02-ECCP-1000 | SSNR XLV ROOM | WST02-RIO-0001A | LV SWITCH ROOM 1 | NM015BY02S12B |  | NETZSCH | NETZSCH | https://www.netzsch.com/en | +65 6863 4453 | +65 6863 4483 | info.nap@NETZSCH.com | CHINA |  |  |  | 314 |  | 79 | Stainless Steel 316 RED 40 | Stainless Steel 316 RED 40 | Stainless Steel 316, RED 40 | NEMOLAST S62L / NBR | [7 empty] | Single Mechanical Seal (uNS100) | [7 empty] | NETZSCH
0010332636 | AT_EQPMP | WST02-201-P-0201 | C4B | 131242-WST02-DR-P-6004.dgn | WST02 | 201 | DC | P | 0201 |  | WASTE SLUDGE PUMP B | WASTE SLUDGE PUMP B | NON-HAZARDOUS | 60 | m3/h | 250 | STANDBY | 131242-WST02-DS-M-5351 | 200 | 385 | 34 | 1.88 |  |  | 150 | 150 |  | CAST IRON | Single Mechanical Seal (uNS100) | 2A | WST02-ECCP-1000 | SSNR XLV ROOM | WST02-RIO-0001B | LV SWITCH ROOM 2 | NM090BY01L06V |  | NETZSCH | NETZSCH | https://www.netzsch.com/en | +65 6863 4453 | +65 6863 4483 | info.nap@NETZSCH.com | CHINA |  |  |  | 192 |  | 88 | Stainless Steel 316 RED 40 | Stainless Steel 316 RED 40 | Stainless Steel 316, RED 40 | NEMOLAST S62L / NBR | [7 empty] | Single Mechanical Seal (uNS100) | [7 empty] | NETZSCH
0010311617 | AT_EQPMP | WST02-201-P-0202 | C4B | 131242-WST02-DR-P-6001.dgn | WST02 | 201 | DC | P | 0202 |  | EQUALIZATION TANK TRANSFER PUMP B | EQUALIZATION TANK TRANSFER PUMP B | NON-HAZARDOUS | 135 | m3/h | 167.74 | DUTY | 131242-WST02-DR-M-5301 | 190.55 | 152.4 | 34 | 1.07 |  |  | 125 | 100 |  | cast iron | Cartridge Mechanical Seal | 2A | WST02-ECCP-1000 | SSNR XLV ROOM | WST02-RIO-0001B | LV SWITCH ROOM 2 | Sewatec K 100-401G VU 160L 06 |  | KSB | KSB | http://ksb.sg | +65 6027 7346 | +65 6852 1420 | Gen_info@ksb.com | GERMANY |  |  |  | 975 | Grey cast iron EN-GJL-250 | 72 | Multivane radial flow impeller (K) | Grey cast iron EN-GJL-250 | [9 empty] | Cartridge Mechanical Seal | [7 empty] | KSB
0010301025 | AT_EQPMP | WST02-201-P-0203 | C4B | 131242-WST02-DR-P-6000.dgn | WST02 | 201 | DC | P | 0203 |  | SAMPLING PUMP B | SAMPLING PUMP B | NON-HAZARDOUS | 0.8 | m3/h | 120 | DUTY | 131242-WST02-DS-M-5391 | 100 | 150 | 34 | 1.1 |  |  | 40 | 40 |  | CAST IRON | Single Mechanical Seal (uNS100) | 1 | WST02-ECCP-1000 | SSNR XLV ROOM | WST02-RIO-0001B | LV SWITCH ROOM 2 | NM015BY02S12B |  | NETZSCH | NETZSCH | https://www.netzsch.com/en | +65 6863 4453 | +65 6863 4483 | info.nap@NETZSCH.com | CHINA |  |  |  | 314 |  | 79 | Stainless Steel 316 RED 40 | Stainless Steel 316 RED 40 | Stainless Steel 316, RED 40 | NEMOLAST S62L / NBR | [7 empty] | Single Mechanical Seal (uNS100) | [7 empty] | NETZSCH
0010293392 | AT_EQPMP | WST02-201-P-0301 | C4B | 131242-WST02-DR-P-6004.dgn | WST02 | 201 | DC | P | 0301 |  | WASTE SLUDGE PUMP C | WASTE SLUDGE PUMP C | NON-HAZARDOUS | 40 | m3/h | 250 | DUTY | 131242-WST02-DS-M-5361 | 200 | 385 | 34 | 4.55 |  |  | 150 | 150 |  | CAST IRON | Single Mechanical Seal (uNS100) | 2A | WST02-ECCP-1000 | SSNR XLV ROOM | WST02-RIO-0001A | LV SWITCH ROOM 1 | NM076BY01P05V |  | NETZSCH | NETZSCH | https://www.netzsch.com/en | +65 6863 4453 | +65 6863 4483 | info.nap@NETZSCH.com | CHINA |  |  |  | 172 |  | 85 | Stainless Steel 316 RED 40 | Stainless Steel 316, RED 40 | Stainless Steel 316, RED 40 | NEMOLAST S62L / NBR | [7 empty] | Single Mechanical Seal (uNS100) | [7 empty] | NETZSCH
0010311620 | AT_EQPMP | WST02-201-P-0302 | C4B | 131242-WST02-DR-P-6001.dgn | WST02 | 201 | DC | P | 0302 |  | EQUALIZATION TANK TRANSFER PUMP C | EQUALIZATION TANK TRANSFER PUMP C | NON-HAZARDOUS | 135 | m3/h | 167.74 | DUTY | 131242-WST02-DR-M-5301 | 190.55 | 152.4 | 34 | 1.07 |  |  | 125 | 100 |  | cast iron | Cartridge Mechanical Seal | 2A | WST02-ECCP-1000 | SSNR XLV ROOM | WST02-RIO-0001A | LV SWITCH ROOM 1 | Sewatec K 100-401G VU 160L 06 |  | KSB | KSB | http://ksb.sg | +65 6027 7346 | +65 6852 1420 | Gen_info@ksb.com | GERMANY |  |  |  | 975 | Grey cast iron EN-GJL-250 | 72 | Multivane radial flow impeller (K) | Grey cast iron EN-GJL-250 | [9 empty] | Cartridge Mechanical Seal | [7 empty] | KSB
0010293412 | AT_EQPMP | WST02-201-P-0401 | C4B | 131242-WST02-DR-P-6004.dgn | WST02 | 201 | DC | P | 0401 |  | WASTE SLUDGE PUMP D | WASTE SLUDGE PUMP D | NON-HAZARDOUS | 40 | m3/h | 250 | STANDBY | 131242-WST02-DS-M-5361 | 200 | 385 | 34 | 4.55 |  |  | 150 | 150 |  | CAST IRON | Single Mechanical Seal (uNS100) | 2A | WST02-ECCP-1000 | SSNR XLV ROOM | WST02-RIO-0001B | LV SWITCH ROOM 2 | NM076BY01P05V |  | NETZSCH | NETZSCH | https://www.netzsch.com/en | +65 6863 4453 | +65 6863 4483 | info.nap@NETZSCH.com | CHINA |  |  |  | 172 |  | 85 | Stainless Steel 316 RED 40 | Stainless Steel 316, RED 40 | Stainless Steel 316, RED 40 | NEMOLAST S62L / NBR | [7 empty] | Single Mechanical Seal (uNS100) | [7 empty] | NETZSCH
0010311618 | AT_EQPMP | WST02-201-P-0402 | C4B | 131242-WST02-DR-P-6001.dgn | WST02 | 201 | DC | P | 0402 |  | EQUALIZATION TANK TRANSFER PUMP D | EQUALIZATION TANK TRANSFER PUMP D | NON-HAZARDOUS | 135 | m3/h | 167.74 | DUTY | 131242-WST02-DR-M-5301 | 190.55 | 152.4 | 34 | 1.07 |  |  | 125 | 100 |  | cast iron | Cartridge Mechanical Seal | 2A | WST02-ECCP-1000 | SSNR XLV ROOM | WST02-RIO-0001B | LV SWITCH ROOM 2 | Sewatec K 100-401G VU 160L 06 |  | KSB | KSB | http://ksb.sg | +65 6027 7346 | +65 6852 1420 | Gen_info@ksb.com | GERMANY |  |  |  | 975 | Grey cast iron EN-GJL-250 | 72 | Multivane radial flow impeller (K) | Grey cast iron EN-GJL-250 | [9 empty] | Cartridge Mechanical Seal | [7 empty] | KSB
0010311619 | AT_EQPMP | WST02-201-P-0502 | C4B | 131242-WST02-DR-P-6001.dgn | WST02 | 201 | DC | P | 0502 |  | EQUALIZATION TANK TRANSFER PUMP E | EQUALIZATION TANK TRANSFER PUMP E | NON-HAZARDOUS | 135 | m3/h | 167.74 | DUTY | 131242-WST02-DR-M-5301 | 190.55 | 152.4 | 34 | 1.07 |  |  | 125 | 100 |  | cast iron | Cartridge Mechanical Seal | 2A | WST02-ECCP-1000 | SSNR XLV ROOM | WST02-RIO-0001A | LV SWITCH ROOM 1 | Sewatec K 100-401G VU 160L 06 |  | KSB | KSB | http://ksb.sg | +65 6027 7346 | +65 6852 1420 | Gen_info@ksb.com | GERMANY |  |  |  | 975 | Grey cast iron EN-GJL-250 | 72 | Multivane radial flow impeller (K) | Grey cast iron EN-GJL-250 | [9 empty] | Cartridge Mechanical Seal | [7 empty] | KSB
0010310055 | AT_EQUIP | WST02-201-SPR-0101 | C4B | 131242-WST02-DR-P-6000.dgn | WST02 | 201 | G2D | SPR | 0101 |  | EQUALIZATION TANK 1 SPRAY SYSTEM | EQUALIZATION TANK 1 SPRAY SYSTEM | ZONE 2 |  |  | 200 | DUTY | 131242-WST02-DR-M-5801 | 150 | 300 | 30 | [6 empty] | SS316L | [8 empty] | PNR | PNR | https://www.pnr.eu/en/ | +39 0383 344635 |  | sales@pnr.it | Italy | [25 empty] | PNR
0010314489 | AT_EQUIP | WST02-201-SPR-0102A | C4B | 131242-WST02-DR-P-6002.dgn | WST02 | 201 | G2D | SPR | 0102 | A | LAMELLA CLARIFIER 1 SPRAY SYSTEM 1 | LAMELLA CLARIFIER 1 SPRAY SYSTEM 1 | ZONE 1 |  |  | 200 | DUTY |  | 150 | 300 | 30 | [6 empty] | SS316L | [9 empty] | Matten Plant | https://www.mattenplant.com/ | +65 6759 2977 |  | contact_us@mattenplant.com | SINGAPORE | [25 empty] | Matten Plant
0010314485 | AT_EQUIP | WST02-201-SPR-0102B | C4B | 131242-WST02-DR-P-6002.dgn | WST02 | 201 | G2D | SPR | 0102 | B | LAMELLA CLARIFIER 1 SPRAY SYSTEM 2 | LAMELLA CLARIFIER 1 SPRAY SYSTEM 2 | ZONE 1 |  |  | 200 | DUTY |  | 150 | 300 | 30 | [6 empty] | SS316L | [9 empty] | Matten Plant | https://www.mattenplant.com/ | +65 6759 2977 |  | contact_us@mattenplant.com | SINGAPORE | [25 empty] | Matten Plant
0010310053 | AT_EQUIP | WST02-201-SPR-0201 | C4B | 131242-WST02-DR-P-6000.dgn | WST02 | 201 | G2D | SPR | 0201 |  | EQUALIZATION TANK 2 SPRAY SYSTEM | EQUALIZATION TANK 2 SPRAY SYSTEM | ZONE 2 |  |  | 200 | DUTY | 131242-WST02-DR-M-5801 | 150 | 300 | 30 | [6 empty] | SS316L | [8 empty] | PNR | PNR | https://www.pnr.eu/en/ | +39 0383 344635 |  | sales@pnr.it | Italy | [25 empty] | PNR
0010314491 | AT_EQUIP | WST02-201-SPR-0202A | C4B | 131242-WST02-DR-P-6002.dgn | WST02 | 201 | G2D | SPR | 0202 | A | LAMELLA CLARIFIER 2 SPRAY SYSTEM 1 | LAMELLA CLARIFIER 2 SPRAY SYSTEM 1 | ZONE 1 |  |  | 200 | DUTY |  | 150 | 300 | 30 | [6 empty] | SS316L | [9 empty] | Matten Plant | https://www.mattenplant.com/ | +65 6759 2977 |  | contact_us@mattenplant.com | SINGAPORE | [25 empty] | Matten Plant
0010314495 | AT_EQUIP | WST02-201-SPR-0202B | C4B | 131242-WST02-DR-P-6002.dgn | WST02 | 201 | G2D | SPR | 0202 | B | LAMELLA CLARIFIER 2 SPRAY SYSTEM 2 | LAMELLA CLARIFIER 2 SPRAY SYSTEM 2 | ZONE 1 |  |  | 200 | DUTY |  | 150 | 300 | 30 | [6 empty] | SS316L | [9 empty] | Matten Plant | https://www.mattenplant.com/ | +65 6759 2977 |  | contact_us@mattenplant.com | SINGAPORE | [25 empty] | Matten Plant
0010298825 | AT_EQUIP | WST02-201-SPR-0302A | C4B | 131242-WST02-DR-P-6003.dgn | WST02 | 201 | G2D | SPR | 0302 | A | LAMELLA CLARIFIER 3 SPRAY SYSTEM 1 | LAMELLA CLARIFIER 3 SPRAY SYSTEM 1 | ZONE 1 |  |  | 200 | DUTY |  | 150 | 300 | 30 | [6 empty] | SS316L | [9 empty] | Matten Plant | https://www.mattenplant.com/ | +65 6759 2977 |  | contact_us@mattenplant.com | SINGAPORE | [25 empty] | Matten Plant
0010314432 | AT_EQUIP | WST02-201-SPR-0302B | C4B | 131242-WST02-DR-P-6003.dgn | WST02 | 201 | G2D | SPR | 0302 | B | LAMELLA CLARIFIER 3 SPRAY SYSTEM 2 | LAMELLA CLARIFIER 3 SPRAY SYSTEM 2 | ZONE 1 |  |  | 200 | DUTY |  | 150 | 300 | 30 | [6 empty] | SS316L | [9 empty] | Matten Plant | https://www.mattenplant.com/ | +65 6759 2977 |  | contact_us@mattenplant.com | SINGAPORE | [25 empty] | Matten Plant
0010298832 | AT_EQUIP | WST02-201-SPR-0402A | C4B | 131242-WST02-DR-P-6003.dgn | WST02 | 201 | G2D | SPR | 0402 | A | LAMELLA CLARIFIER 4 SPRAY SYSTEM 1 | LAMELLA CLARIFIER 4 SPRAY SYSTEM 1 | ZONE 1 |  |  | 200 | DUTY |  | 150 | 300 | 30 | [6 empty] | SS316L | [9 empty] | Matten Plant | https://www.mattenplant.com/ | +65 6759 2977 |  | contact_us@mattenplant.com | SINGAPORE | [25 empty] | Matten Plant
0010314433 | AT_EQUIP | WST02-201-SPR-0402B | C4B | 131242-WST02-DR-P-6003.dgn | WST02 | 201 | G2D | SPR | 0402 | B | LAMELLA CLARIFIER 4 SPRAY SYSTEM 2 | LAMELLA CLARIFIER 4 SPRAY SYSTEM 2 | ZONE 1 |  |  | 200 | DUTY |  | 150 | 300 | 30 | [6 empty] | SS316L | [9 empty] | Matten Plant | https://www.mattenplant.com/ | +65 6759 2977 |  | contact_us@mattenplant.com | SINGAPORE | [25 empty] | Matten Plant
0010314483 | AT_EQUIP | WST02-201-SPR-0502A | C4B | 131242-WST02-DR-P-6002.dgn | WST02 | 201 | G2D | SPR | 0502 | A | LAMELLA CLARIFIER 5 SPRAY SYSTEM 1 | LAMELLA CLARIFIER 5 SPRAY SYSTEM 1 | ZONE 1 |  |  | 200 | DUTY |  | 150 | 300 | 30 | [6 empty] | SS316L | [9 empty] | Matten Plant | https://www.mattenplant.com/ | +65 6759 2977 |  | contact_us@mattenplant.com | SINGAPORE | [25 empty] | Matten Plant
0010314493 | AT_EQUIP | WST02-201-SPR-0502B | C4B | 131242-WST02-DR-P-6002.dgn | WST02 | 201 | G2D | SPR | 0502 | B | LAMELLA CLARIFIER 5 SPRAY SYSTEM 2 | LAMELLA CLARIFIER 5 SPRAY SYSTEM 2 | ZONE 1 |  |  | 200 | DUTY |  | 150 | 300 | 30 | [6 empty] | SS316L | [9 empty] | Matten Plant | https://www.mattenplant.com/ | +65 6759 2977 |  | contact_us@mattenplant.com | SINGAPORE | [25 empty] | Matten Plant
0010332137 | AT_EQTNK | WST02-201-TNK-0001A | C4B | 131242-WST02-DR-P-6001.dgn | WST02 | 201 | PD | TNK | 0001 | A | SOUTH SHELTER PUMP BUND | SOUTH SHELTER PUMP BUND | NON-HAZARDOUS | 11.7 | m3 | 0 | DUTY | [10 empty] | RCC | [9 empty] | CES_SDC | https://www.grc.com.sg | +65 6420 8888 | +65 6420 8899 | enquiry@grc.com.sg | SINGAPORE | [25 empty] | GRC Group
0010332204 | AT_EQTNK | WST02-201-TNK-0001B | C4B | 131242-WST02-DR-P-6004.dgn | WST02 | 201 | PD | TNK | 0001 | B | SOUTH SHELTER PUMP BUND | SOUTH SHELTER PUMP BUND | NON-HAZARDOUS |  |  | 0 | DUTY | [10 empty] | RCC | [9 empty] | CES_SDC | https://www.grc.com.sg | +65 6420 8888 | +65 6420 8899 | enquiry@grc.com.sg | SINGAPORE | [25 empty] | GRC Group
0010336606 | AT_EQTNK | WST02-201-TNK-0002 | C4B | 131242-WST02-DR-P-6002.dgn | WST02 | 201 | PD | TNK | 0002 |  | LAMELLA CLARIFIER BUND 1 | LAMELLA CLARIFIER BUND 1 | NON-HAZARDOUS | 10.452 | m3 | 0 | DUTY | 131242-WST02-DR-M-5703 | 0 | 0 | [7 empty] | RCC | [9 empty] | CES_SDC | https://www.grc.com.sg | +65 6420 8888 | +65 6420 8899 | enquiry@grc.com.sg | SINGAPORE | [25 empty] | GRC Group
0010332140 | AT_EQTNK | WST02-201-TNK-0003 | C4B | 131242-WST02-DR-P-6003.dgn | WST02 | 201 | PD | TNK | 0003 |  | LAMELLA CLARIFIER BUND 2 | LAMELLA CLARIFIER BUND 2 | NON-HAZARDOUS | 10.452 | m3 | 0 | DUTY | 131242-WST02-DR-M-5703 | 0 | [8 empty] | RCC | [9 empty] | CES_SDC | https://www.grc.com.sg | +65 6420 8888 | +65 6420 8899 | enquiry@grc.com.sg | SINGAPORE | [25 empty] | GRC Group
0010332505 | AT_EQTNK | WST02-201-TNK-0101 | C4B | 131242-WST02-DR-P-6000.dgn | WST02 | 201 | DC | TNK | 0101 |  | EQUALIZATION TANK 1 | EQUALIZATION TANK 1 | ZONE 2 | 1200 | m3 | 90 | DUTY | 131242-WST02-DR-M-5001 | 22 | 95 | 34 | [6 empty] | RCC | [9 empty] | CES_SDC | https://www.grc.com.sg | +65 6420 8888 | +65 6420 8899 | enquiry@grc.com.sg | SINGAPORE | [25 empty] | GRC Group
0010332512 | AT_EQTNK | WST02-201-TNK-0102 | C4B | 131242-WST02-DR-P-6002.dgn | WST02 | 201 | DC | TNK | 0102 |  | LAMELLA CLARIFIER 1 | LAMELLA CLARIFIER 1 | ZONE 1 | 142 | m3/h | 50 | DUTY | 131242-WST02-DR-M-5703 | 50 | 50 | 32 |  |  |  | 300 | 300 |  | SS316L | [6 empty] | ARS-169-81 |  | PAQUES | PAQUES | https://www.paquesglobal.com/ | +31 (0)514 60 85 00 | +31 514 603 342 | info@paques.nl | MALAYSIA | [25 empty] | Matten Plant
0010332610 | AT_EQTNK | WST02-201-TNK-0103 | C4B | 131242-WST02-DR-P-6002.dgn | WST02 | 201 | DC | TNK | 0103 |  | LAMELLA CLARIFIER 5 SPLITTER BOX | LAMELLA CLARIFIER 5 SPLITTER BOX | ZONE 1 | 10 | m3 | 0 | DUTY | 131242-WST02-DR-M-5703 | 0 | 14 | 34 |  |  |  | 300 | 200 |  | SS316L | [9 empty] | CES_SDC | https://www.grc.com.sg | +65 6420 8888 | +65 6420 8899 | enquiry@grc.com.sg | SINGAPORE | [25 empty] | GRC Group
0010332506 | AT_EQTNK | WST02-201-TNK-0201 | C4B | 131242-WST02-DR-P-6000.dgn | WST02 | 201 | DC | TNK | 0201 |  | EQUALIZATION TANK 2 | EQUALIZATION TANK 2 | ZONE 2 | 1200 | m3 | 90 | DUTY | 131242-WST02-DR-M-5002 | 22 | 95 | 34 | [6 empty] | RCC | [9 empty] | CES_SDC | https://www.grc.com.sg | +65 6420 8888 | +65 6420 8899 | enquiry@grc.com.sg | SINGAPORE | [25 empty] | GRC Group
0010332511 | AT_EQTNK | WST02-201-TNK-0202 | C4B | 131242-WST02-DR-P-6002.dgn | WST02 | 201 | DC | TNK | 0202 |  | LAMELLA CLARIFIER 2 | LAMELLA CLARIFIER 2 | ZONE 1 | 142 | m3/h | 50 | DUTY | 131242-WST02-DR-M-5703 | 50 | 50 | 32 |  |  |  | 300 | 300 |  | SS316L | [6 empty] | ARS-169-81 |  | PAQUES | PAQUES | https://www.paquesglobal.com/ | +31 (0)514 60 85 00 | +31 514 603 342 | info@paques.nl | MALAYSIA | [25 empty] | Matten Plant
0010332509 | AT_EQTNK | WST02-201-TNK-0302 | C4B | 131242-WST02-DR-P-6003.dgn | WST02 | 201 | DC | TNK | 0302 |  | LAMELLA CLARIFIER 3 | LAMELLA CLARIFIER 3 | NON-HAZARDOUS | 142 | m3/h | 50 | DUTY | 131242-WST02-DR-M-5703 | 50 | 50 | 32 |  |  |  | 300 | 300 |  | SS316L | [6 empty] | ARS-169-81 |  | PAQUES | PAQUES | https://www.paquesglobal.com/ | +31 (0)514 60 85 00 | +31 514 603 342 | info@paques.nl | MALAYSIA | [25 empty] | Matten Plant
0010332510 | AT_EQTNK | WST02-201-TNK-0402 | C4B | 131242-WST02-DR-P-6003.dgn | WST02 | 201 | DC | TNK | 0402 |  | LAMELLA CLARIFIER 4 | LAMELLA CLARIFIER 4 | NON-HAZARDOUS | 142 | m3/h | 50 | DUTY | 131242-WST02-DR-M-5703 | 50 | 50 | 32 |  |  |  | 300 | 300 |  | SS316L | [6 empty] | ARS-169-81 |  | PAQUES | PAQUES | https://www.paquesglobal.com/ | +31 (0)514 60 85 00 | +31 514 603 342 | info@paques.nl | MALAYSIA | [25 empty] | Matten Plant
0010332513 | AT_EQTNK | WST02-201-TNK-0502 | C4B | 131242-WST02-DR-P-6002.dgn | WST02 | 201 | DC | TNK | 0502 |  | LAMELLA CLARIFIER 5 | LAMELLA CLARIFIER 5 | ZONE 1 | 142 | m3/h | 50 | STANDBY | 131242-WST02-DR-M-5703 | 50 | 50 | 32 |  |  |  | 300 | 300 |  | SS316L | [6 empty] | ARS-169-81 |  | PAQUES | PAQUES | https://www.paquesglobal.com/ | +31 (0)514 60 85 00 | +31 514 603 342 | info@paques.nl | MALAYSIA | [25 empty] | Matten Plant
0010332530 | AT_EQUIP | WST02-202-FBD-0101 | C4B | 131242-WST02-DR-P-6005.dgn | WST02 | 202 | ALP | FBD | 0101 |  | FINE BUBBLE DIFFUSER GRID 1-1 | FINE BUBBLE DIFFUSER GRID 1-1 | NON-HAZARDOUS | 1142 | Nm3/hr | 78 | DUTY | 131242-WST02-DR-M-0027 | 74 | 82 | 37 |  | 6.93 |  |  |  |  | EPDM | [8 empty] | Sanitaire | XYLEM | www.xylem.com | +65 6976 0601 | +65 6507 6992 |  | USA | [5 empty] | 0.401 | [19 empty] | XYLEM
0010332531 | AT_EQUIP | WST02-202-FBD-0102 | C4B | 131242-WST02-DR-P-6005.dgn | WST02 | 202 | ALP | FBD | 0102 |  | FINE BUBBLE DIFFUSER GRID 1-2 | FINE BUBBLE DIFFUSER GRID 1-2 | NON-HAZARDOUS | 1142 | Nm3/hr | 78 | DUTY | 131242-WST02-DR-M-0028 | 74 | 82 | 37 |  | 6.93 |  |  |  |  | EPDM | [8 empty] | Sanitaire | XYLEM | www.xylem.com | +65 6976 0601 | +65 6507 6992 |  | USA | [5 empty] | 0.401 | [19 empty] | XYLEM
0010332532 | AT_EQUIP | WST02-202-FBD-0103 | C4B | 131242-WST02-DR-P-6005.dgn | WST02 | 202 | ALP | FBD | 0103 |  | FINE BUBBLE DIFFUSER GRID 1-3 | FINE BUBBLE DIFFUSER GRID 1-3 | NON-HAZARDOUS | 1142 | Nm3/hr | 78 | DUTY | 131242-WST02-DR-M-0029 | 74 | 82 | 37 |  | 6.93 |  |  |  |  | EPDM | [8 empty] | Sanitaire | XYLEM | www.xylem.com | +65 6976 0601 | +65 6507 6992 |  | USA | [5 empty] | 0.401 | [19 empty] | XYLEM
0010332533 | AT_EQUIP | WST02-202-FBD-0104 | C4B | 131242-WST02-DR-P-6005.dgn | WST02 | 202 | ALP | FBD | 0104 |  | FINE BUBBLE DIFFUSER GRID 1-4 | FINE BUBBLE DIFFUSER GRID 1-4 | NON-HAZARDOUS | 1142 | Nm3/hr | 78 | DUTY | 131242-WST02-DR-M-0030 | 74 | 82 | 37 |  | 6.93 |  |  |  |  | EPDM | [8 empty] | Sanitaire | XYLEM | www.xylem.com | +65 6976 0601 | +65 6507 6992 |  | USA | [5 empty] | 0.401 | [19 empty] | XYLEM
0010332534 | AT_EQUIP | WST02-202-FBD-0201 | C4B | 131242-WST02-DR-P-6006.dgn | WST02 | 202 | ALP | FBD | 0201 |  | FINE BUBBLE DIFFUSER GRID 2-1 | FINE BUBBLE DIFFUSER GRID 2-1 | NON-HAZARDOUS | 1142 | Nm3/hr | 78 | DUTY | 131242-WST02-DR-M-0031 | 74 | 82 | 37 |  | 6.93 |  |  |  |  | EPDM | [8 empty] | Sanitaire | XYLEM | www.xylem.com | +65 6976 0601 | +65 6507 6992 |  | USA | [5 empty] | 0.401 | [19 empty] | XYLEM
0010332535 | AT_EQUIP | WST02-202-FBD-0202 | C4B | 131242-WST02-DR-P-6006.dgn | WST02 | 202 | ALP | FBD | 0202 |  | FINE BUBBLE DIFFUSER GRID 2-2 | FINE BUBBLE DIFFUSER GRID 2-2 | NON-HAZARDOUS | 1142 | Nm3/hr | 78 | DUTY | 131242-WST02-DR-M-0032 | 74 | 82 | 37 |  | 6.93 |  |  |  |  | EPDM | [8 empty] | Sanitaire | XYLEM | www.xylem.com | +65 6976 0601 | +65 6507 6992 |  | USA | [5 empty] | 0.401 | [19 empty] | XYLEM
0010332537 | AT_EQUIP | WST02-202-FBD-0203 | C4B | 131242-WST02-DR-P-6006.dgn | WST02 | 202 | ALP | FBD | 0203 |  | FINE BUBBLE DIFFUSER GRID 2-3 | FINE BUBBLE DIFFUSER GRID 2-3 | NON-HAZARDOUS | 1142 | Nm3/hr | 78 | DUTY | 131242-WST02-DR-M-0033 | 74 | 82 | 37 |  | 6.93 |  |  |  |  | EPDM | [8 empty] | Sanitaire | XYLEM | www.xylem.com | +65 6976 0601 | +65 6507 6992 |  | USA | [5 empty] | 0.401 | [19 empty] | XYLEM
0010332536 | AT_EQUIP | WST02-202-FBD-0204 | C4B | 131242-WST02-DR-P-6006.dgn | WST02 | 202 | ALP | FBD | 0204 |  | FINE BUBBLE DIFFUSER GRID 2-4 | FINE BUBBLE DIFFUSER GRID 2-4 | NON-HAZARDOUS | 1142 | Nm3/hr | 78 | DUTY | 131242-WST02-DR-M-0034 | 74 | 82 | 37 |  | 6.93 |  |  |  |  | EPDM | [8 empty] | Sanitaire | XYLEM | www.xylem.com | +65 6976 0601 | +65 6507 6992 |  | USA | [5 empty] | 0.401 | [19 empty] | XYLEM
0010332538 | AT_EQUIP | WST02-202-FBD-0301 | C4B | 131242-WST02-DR-P-6007.dgn | WST02 | 202 | ALP | FBD | 0301 |  | FINE BUBBLE DIFFUSER GRID 3-1 | FINE BUBBLE DIFFUSER GRID 3-1 | NON-HAZARDOUS | 1142 | Nm3/hr | 78 | DUTY | 131242-WST02-DR-M-0027 | 74 | 82 | 37 |  | 6.93 |  |  |  |  | EPDM | [8 empty] | Sanitaire | XYLEM | www.xylem.com | +65 6976 0601 | +65 6507 6992 |  | USA | [5 empty] | 0.401 | [19 empty] | XYLEM
0010332539 | AT_EQUIP | WST02-202-FBD-0302 | C4B | 131242-WST02-DR-P-6007.dgn | WST02 | 202 | ALP | FBD | 0302 |  | FINE BUBBLE DIFFUSER GRID 3-2 | FINE BUBBLE DIFFUSER GRID 3-2 | NON-HAZARDOUS | 1142 | Nm3/hr | 78 | DUTY | 131242-WST02-DR-M-0028 | 74 | 82 | 37 |  | 6.93 |  |  |  |  | EPDM | [8 empty] | Sanitaire | XYLEM | www.xylem.com | +65 6976 0601 | +65 6507 6992 |  | USA | [5 empty] | 0.401 | [19 empty] | XYLEM
0010332541 | AT_EQUIP | WST02-202-FBD-0303 | C4B | 131242-WST02-DR-P-6007.dgn | WST02 | 202 | ALP | FBD | 0303 |  | FINE BUBBLE DIFFUSER GRID 3-3 | FINE BUBBLE DIFFUSER GRID 3-3 | NON-HAZARDOUS | 1142 | Nm3/hr | 78 | DUTY | 131242-WST02-DR-M-0029 | 74 | 82 | 37 |  | 6.93 |  |  |  |  | EPDM | [8 empty] | Sanitaire | XYLEM | www.xylem.com | +65 6976 0601 | +65 6507 6992 |  | USA | [5 empty] | 0.401 | [19 empty] | XYLEM
0010332540 | AT_EQUIP | WST02-202-FBD-0304 | C4B | 131242-WST02-DR-P-6007.dgn | WST02 | 202 | ALP | FBD | 0304 |  | FINE BUBBLE DIFFUSER GRID 3-4 | FINE BUBBLE DIFFUSER GRID 3-4 | NON-HAZARDOUS | 1142 | Nm3/hr | 78 | DUTY | 131242-WST02-DR-M-0030 | 74 | 82 | 37 |  | 6.93 |  |  |  |  | EPDM | [8 empty] | Sanitaire | XYLEM | www.xylem.com | +65 6976 0601 | +65 6507 6992 |  | USA | [5 empty] | 0.401 | [19 empty] | XYLEM
0010332542 | AT_EQUIP | WST02-202-FBD-0401 | C4B | 131242-WST02-DR-P-6008.dgn | WST02 | 202 | ALP | FBD | 0401 |  | FINE BUBBLE DIFFUSER GRID 4-1 | FINE BUBBLE DIFFUSER GRID 4-1 | NON-HAZARDOUS | 1142 | Nm3/hr | 78 | DUTY | 131242-WST02-DR-M-0031 | 74 | 82 | 37 |  | 6.93 |  |  |  |  | EPDM | [8 empty] | Sanitaire | XYLEM | www.xylem.com | +65 6976 0601 | +65 6507 6992 |  | USA | [5 empty] | 0.401 | [19 empty] | XYLEM
0010332545 | AT_EQUIP | WST02-202-FBD-0402 | C4B | 131242-WST02-DR-P-6008.dgn | WST02 | 202 | ALP | FBD | 0402 |  | FINE BUBBLE DIFFUSER GRID 4-2 | FINE BUBBLE DIFFUSER GRID 4-2 | NON-HAZARDOUS | 1142 | Nm3/hr | 78 | DUTY | 131242-WST02-DR-M-0032 | 74 | 82 | 37 |  | 6.93 |  |  |  |  | EPDM | [8 empty] | Sanitaire | XYLEM | www.xylem.com | +65 6976 0601 | +65 6507 6992 |  | USA | [5 empty] | 0.401 | [19 empty] | XYLEM
0010332543 | AT_EQUIP | WST02-202-FBD-0403 | C4B | 131242-WST02-DR-P-6008.dgn | WST02 | 202 | ALP | FBD | 0403 |  | FINE BUBBLE DIFFUSER GRID 4-3 | FINE BUBBLE DIFFUSER GRID 4-3 | NON-HAZARDOUS | 1142 | Nm3/hr | 78 | DUTY | 131242-WST02-DR-M-0033 | 74 | 82 | 37 |  | 6.93 |  |  |  |  | EPDM | [8 empty] | Sanitaire | XYLEM | www.xylem.com | +65 6976 0601 | +65 6507 6992 |  | USA | [5 empty] | 0.401 | [19 empty] | XYLEM
0010332544 | AT_EQUIP | WST02-202-FBD-0404 | C4B | 131242-WST02-DR-P-6008.dgn | WST02 | 202 | ALP | FBD | 0404 |  | FINE BUBBLE DIFFUSER GRID 4-4 | FINE BUBBLE DIFFUSER GRID 4-4 | NON-HAZARDOUS | 1142 | Nm3/hr | 78 | DUTY | 131242-WST02-DR-M-0034 | 74 | 82 | 37 |  | 6.93 |  |  |  |  | EPDM | [8 empty] | Sanitaire | XYLEM | www.xylem.com | +65 6976 0601 | +65 6507 6992 |  | USA | [5 empty] | 0.401 | [19 empty] | XYLEM
0010305252 | AT_EQUIP | WST02-202-MH-0101 | C4B | 131242-WST02-DR-P-6005.dgn | WST02 | 202 | DC | MH | 0101 |  | ANAMMOX REACTOR 1 BOTTOM MANHOLE | ANAMMOX REACTOR 1 BOTTOM MANHOLE | NON-HAZARDOUS | 900 | mm dia. | 70 | DUTY | 131242-WST02-DR-M-5451 | 0 | 75 | 30 |  | 7 |  |  |  |  | SS316 | [9 empty] | SYNCHONG HOE ENGINEERING SDN. BHD. | https://www.synchonghoe.com/ | +604-521 5262 | +604-521 3037 | sch.engineering@synchonghoe.com | MALAYSIA | [25 empty] | SYNCHONG HOE ENGINEERING SDN. BHD.
0010300494 | AT_EQUIP | WST02-202-MH-0201 | C4B | 131242-WST02-DR-P-6006.dgn | WST02 | 202 | DC | MH | 0201 |  | ANAMMOX REACTOR 2 BOTTOM MANHOLE | ANAMMOX REACTOR 2 BOTTOM MANHOLE | NON-HAZARDOUS | 900 | mm dia. | 70 | DUTY | 131242-WST02-DR-M-5451 | 0 | 75 | 30 |  | 7 |  |  |  |  | SS316 | [9 empty] | SYNCHONG HOE ENGINEERING SDN. BHD. | https://www.synchonghoe.com/ | +604-521 5262 | +604-521 3037 | sch.engineering@synchonghoe.com | MALAYSIA | [25 empty] | SYNCHONG HOE ENGINEERING SDN. BHD.
0010300496 | AT_EQUIP | WST02-202-MH-0301 | C4B | 131242-WST02-DR-P-6007.dgn | WST02 | 202 | DC | MH | 0301 |  | ANAMMOX REACTOR 3 BOTTOM MANHOLE | ANAMMOX REACTOR 3 BOTTOM MANHOLE | NON-HAZARDOUS | 900 | mm dia. | 70 | DUTY | 131242-WST02-DR-M-5451 | 0 | 75 | 30 |  | 7 |  |  |  |  | SS316 | [9 empty] | SYNCHONG HOE ENGINEERING SDN. BHD. | https://www.synchonghoe.com/ | +604-521 5262 | +604-521 3037 | sch.engineering@synchonghoe.com | MALAYSIA | [25 empty] | SYNCHONG HOE ENGINEERING SDN. BHD.
0010300523 | AT_EQUIP | WST02-202-MH-0401 | C4B | 131242-WST02-DR-P-6008.dgn | WST02 | 202 | DC | MH | 0401 |  | ANAMMOX REACTOR 4 BOTTOM MANHOLE | ANAMMOX REACTOR 4 BOTTOM MANHOLE | NON-HAZARDOUS | 900 | mm dia. | 70 | DUTY | 131242-WST02-DR-M-5451 | 0 | 75 | 30 |  | 7 |  |  |  |  | SS316 | [9 empty] | SYNCHONG HOE ENGINEERING SDN. BHD. | https://www.synchonghoe.com/ | +604-521 5262 | +604-521 3037 | sch.engineering@synchonghoe.com | MALAYSIA | [25 empty] | SYNCHONG HOE ENGINEERING SDN. BHD.
0010305005 | AT_EQTNK | WST02-202-MSC-0101A | C4B | 131242-WST02-DR-P-6005.dgn | WST02 | 202 | DC | MSC | 0101 | A | BIOMASS SEPARATOR 1-1 | BIOMASS SEPARATOR 1-1 | NON-HAZARDOUS | 58.7 | m3/h | 70 | DUTY | 131242-WST02-DR-M-5901 | 70 | 70 | 37 |  | 7 |  |  | 250 |  | PP | [6 empty] | S-25UA |  | PAQUES | PAQUES | https://www.paquesglobal.com/ | +31 (0)514 60 85 00 | +31 514 603 342 | info@paques.nl | CHINA | [25 empty] | Matten Plant
0010305071 | AT_EQTNK | WST02-202-MSC-0101B | C4B | 131242-WST02-DR-P-6005.dgn | WST02 | 202 | DC | MSC | 0101 | B | BIOMASS SEPARATOR 1-2 | BIOMASS SEPARATOR 1-2 | NON-HAZARDOUS | 58.7 | m3/h | 70 | DUTY | 131242-WST02-DR-M-5901 | 70 | 70 | 37 |  | 7 |  |  | 250 |  | PP | [6 empty] | S-25UA |  | PAQUES | PAQUES | https://www.paquesglobal.com/ | +31 (0)514 60 85 00 | +31 514 603 342 | info@paques.nl | CHINA | [25 empty] | Matten Plant
0010304996 | AT_EQTNK | WST02-202-MSC-0101C | C4B | 131242-WST02-DR-P-6005.dgn | WST02 | 202 | DC | MSC | 0101 | C | BIOMASS SEPARATOR 1-3 | BIOMASS SEPARATOR 1-3 | NON-HAZARDOUS | 58.7 | m3/h | 70 | DUTY | 131242-WST02-DR-M-5902 | 70 | 70 | 37 |  | 7 |  |  | 250 |  | PP | [6 empty] | S-25UA |  | PAQUES | PAQUES | https://www.paquesglobal.com/ | +31 (0)514 60 85 00 | +31 514 603 342 | info@paques.nl | CHINA | [25 empty] | Matten Plant
0010336576 | AT_EQUIP | WST02-202-MSC-0102A | C4B | 131242-WST02-DR-P-6005.dgn | WST02 | 202 | ALP | MSC | 0102 | A | DWP MONITORING PANEL CONNECTION BOX FOR DIFFUSER GRID 1-1 | DWP CONNECTION BOX FOR DIFFUSER GRID 1-1 | NON-HAZARDOUS |  |  |  | DUTY | 131242-WST02-DR-I-5020 | 0 | 0 | 30 | [6 empty] | Plastic | [8 empty] | Sanitaire | Xylem | www.xylem.com | +65 6976 0601 | +65 6507 6992 |  | USA | [25 empty] | XYLEM
0010336575 | AT_EQUIP | WST02-202-MSC-0102B | C4B | 131242-WST02-DR-P-6005.dgn | WST02 | 202 | ALP | MSC | 0102 | B | DWP MONITORING PANEL CONNECTION BOX FOR DIFFUSER GRID 1-2 | DWP CONNECTION BOX FOR DIFFUSER GRID 1-2 | NON-HAZARDOUS |  |  |  | DUTY | 131242-WST02-DR-I-5020 | 0 | 0 | 30 | [6 empty] | Plastic | [8 empty] | Sanitaire | Xylem | www.xylem.com | +65 6976 0601 | +65 6507 6992 |  | USA | [25 empty] | XYLEM
0010336574 | AT_EQUIP | WST02-202-MSC-0102C | C4B | 131242-WST02-DR-P-6005.dgn | WST02 | 202 | ALP | MSC | 0102 | C | DWP MONITORING PANEL CONNECTION BOX FOR DIFFUSER GRID 1-3 | DWP CONNECTION BOX FOR DIFFUSER GRID 1-3 | NON-HAZARDOUS |  |  |  | DUTY | 131242-WST02-DR-I-5020 | 0 | 0 | 30 | [6 empty] | Plastic | [8 empty] | Sanitaire | Xylem | www.xylem.com | +65 6976 0601 | +65 6507 6992 |  | USA | [25 empty] | XYLEM
0010336573 | AT_EQUIP | WST02-202-MSC-0102D | C4B | 131242-WST02-DR-P-6005.dgn | WST02 | 202 | ALP | MSC | 0102 | D | DWP MONITORING PANEL CONNECTION BOX FOR DIFFUSER GRID 1-4 | DWP CONNECTION BOX FOR DIFFUSER GRID 1-4 | NON-HAZARDOUS |  |  |  | DUTY | 131242-WST02-DR-I-5020 | 0 | 0 | 30 | [6 empty] | Plastic | [8 empty] | Sanitaire | Xylem | www.xylem.com | +65 6976 0601 | +65 6507 6992 |  | USA | [25 empty] | XYLEM
0010293876 | AT_EQTNK | WST02-202-MSC-0201A | C4B | 131242-WST02-DR-P-6006.dgn | WST02 | 202 | DC | MSC | 0201 | A | BIOMASS SEPARATOR 2-1 | BIOMASS SEPARATOR 2-1 | NON-HAZARDOUS | 58.7 | m3/h | 70 | DUTY | 131242-WST02-DR-M-5901 | 70 | 70 | 37 |  | 7 |  |  | 250 |  | PP | [6 empty] | S-25UA |  | PAQUES | PAQUES | https://www.paquesglobal.com/ | +31 (0)514 60 85 00 | +31 514 603 342 | info@paques.nl | CHINA | [25 empty] | Matten Plant
0010293990 | AT_EQTNK | WST02-202-MSC-0201B | C4B | 131242-WST02-DR-P-6006.dgn | WST02 | 202 | DC | MSC | 0201 | B | BIOMASS SEPARATOR 2-2 | BIOMASS SEPARATOR 2-2 | NON-HAZARDOUS | 58.7 | m3/h | 70 | DUTY | 131242-WST02-DR-M-5901 | 70 | 70 | 37 |  | 7 |  |  | 250 |  | PP | [6 empty] | S-25UA |  | PAQUES | PAQUES | https://www.paquesglobal.com/ | +31 (0)514 60 85 00 | +31 514 603 342 | info@paques.nl | CHINA | [25 empty] | Matten Plant
0010293865 | AT_EQTNK | WST02-202-MSC-0201C | C4B | 131242-WST02-DR-P-6006.dgn | WST02 | 202 | DC | MSC | 0201 | C | BIOMASS SEPARATOR 2-3 | BIOMASS SEPARATOR 2-3 | NON-HAZARDOUS | 58.7 | m3/h | 70 | DUTY | 131242-WST02-DR-M-5902 | 70 | 70 | 37 |  | 7 |  |  | 250 |  | PP | [6 empty] | S-25UA |  | PAQUES | PAQUES | https://www.paquesglobal.com/ | +31 (0)514 60 85 00 | +31 514 603 342 | info@paques.nl | CHINA | [25 empty] | Matten Plant
0010336560 | AT_EQUIP | WST02-202-MSC-0202A | C4B | 131242-WST02-DR-P-6006.dgn | WST02 | 202 | ALP | MSC | 0202 | A | DWP MONITORING PANEL CONNECTION BOX FOR DIFFUSER GRID 2-1 | DWP CONNECTION BOX FOR DIFFUSER GRID 2-1 | NON-HAZARDOUS |  |  |  | DUTY | 131242-WST02-DR-I-5020 | 0 | 0 | 30 | [6 empty] | Plastic | [8 empty] | Sanitaire | Xylem | www.xylem.com | +65 6976 0601 | +65 6507 6992 |  | USA | [25 empty] | XYLEM
0010336559 | AT_EQUIP | WST02-202-MSC-0202B | C4B | 131242-WST02-DR-P-6006.dgn | WST02 | 202 | ALP | MSC | 0202 | B | DWP MONITORING PANEL CONNECTION BOX FOR DIFFUSER GRID 2-2 | DWP CONNECTION BOX FOR DIFFUSER GRID 2-2 | NON-HAZARDOUS |  |  |  | DUTY | 131242-WST02-DR-I-5020 | 0 | 0 | 30 | [6 empty] | Plastic | [8 empty] | Sanitaire | Xylem | www.xylem.com | +65 6976 0601 | +65 6507 6992 |  | USA | [25 empty] | XYLEM
0010336558 | AT_EQUIP | WST02-202-MSC-0202C | C4B | 131242-WST02-DR-P-6006.dgn | WST02 | 202 | ALP | MSC | 0202 | C | DWP MONITORING PANEL CONNECTION BOX FOR DIFFUSER GRID 2-3 | DWP CONNECTION BOX FOR DIFFUSER GRID 2-3 | NON-HAZARDOUS |  |  |  | DUTY | 131242-WST02-DR-I-5020 | 0 | 0 | 30 | [6 empty] | Plastic | [8 empty] | Sanitaire | Xylem | www.xylem.com | +65 6976 0601 | +65 6507 6992 |  | USA | [25 empty] | XYLEM
0010336557 | AT_EQUIP | WST02-202-MSC-0202D | C4B | 131242-WST02-DR-P-6006.dgn | WST02 | 202 | ALP | MSC | 0202 | D | DWP MONITORING PANEL CONNECTION BOX FOR DIFFUSER GRID 2-4 | DWP CONNECTION BOX FOR DIFFUSER GRID 2-4 | NON-HAZARDOUS |  |  |  | DUTY | 131242-WST02-DR-I-5020 | 0 | 0 | 30 | [6 empty] | Plastic | [8 empty] | Sanitaire | Xylem | www.xylem.com | +65 6976 0601 | +65 6507 6992 |  | USA | [25 empty] | XYLEM
0010294192 | AT_EQTNK | WST02-202-MSC-0301A | C4B | 131242-WST02-DR-P-6007.dgn | WST02 | 202 | DC | MSC | 0301 | A | BIOMASS SEPARATOR 3-1 | BIOMASS SEPARATOR 3-1 | NON-HAZARDOUS | 58.7 | m3/h | 70 | DUTY | 131242-WST02-DR-M-5901 | 70 | 70 | 37 |  | 7 |  |  | 250 |  | PP | [6 empty] | S-25UA |  | PAQUES | PAQUES | https://www.paquesglobal.com/ | +31 (0)514 60 85 00 | +31 514 603 342 | info@paques.nl | CHINA | [25 empty] | Matten Plant
0010294219 | AT_EQTNK | WST02-202-MSC-0301B | C4B | 131242-WST02-DR-P-6007.dgn | WST02 | 202 | DC | MSC | 0301 | B | BIOMASS SEPARATOR 3-2 | BIOMASS SEPARATOR 3-2 | NON-HAZARDOUS | 58.7 | m3/h | 70 | DUTY | 131242-WST02-DR-M-5901 | 70 | 70 | 37 |  | 7 |  |  | 250 |  | PP | [6 empty] | S-25UA |  | PAQUES | PAQUES | https://www.paquesglobal.com/ | +31 (0)514 60 85 00 | +31 514 603 342 | info@paques.nl | CHINA | [25 empty] | Matten Plant
0010294336 | AT_EQTNK | WST02-202-MSC-0301C | C4B | 131242-WST02-DR-P-6007.dgn | WST02 | 202 | DC | MSC | 0301 | C | BIOMASS SEPARATOR 3-3 | BIOMASS SEPARATOR 3-3 | NON-HAZARDOUS | 58.7 | m3/h | 70 | DUTY | 131242-WST02-DR-M-5902 | 70 | 70 | 37 |  | 7 |  |  | 250 |  | PP | [6 empty] | S-25UA |  | PAQUES | PAQUES | https://www.paquesglobal.com/ | +31 (0)514 60 85 00 | +31 514 603 342 | info@paques.nl | CHINA | [25 empty] | Matten Plant
0010336582 | AT_EQUIP | WST02-202-MSC-0302A | C4B | 131242-WST02-DR-P-6007.dgn | WST02 | 202 | ALP | MSC | 0302 | A | DWP MONITORING PANEL CONNECTION BOX FOR DIFFUSER GRID 3-1 | DWP CONNECTION BOX FOR DIFFUSER GRID 3-1 | NON-HAZARDOUS |  |  |  | DUTY | 131242-WST02-DR-I-5020 | 0 | 0 | 30 | [6 empty] | Plastic | [8 empty] | Sanitaire | Xylem | www.xylem.com | +65 6976 0601 | +65 6507 6992 |  | USA | [25 empty] | XYLEM
0010336581 | AT_EQUIP | WST02-202-MSC-0302B | C4B | 131242-WST02-DR-P-6007.dgn | WST02 | 202 | ALP | MSC | 0302 | B | DWP MONITORING PANEL CONNECTION BOX FOR DIFFUSER GRID 3-2 | DWP CONNECTION BOX FOR DIFFUSER GRID 3-2 | NON-HAZARDOUS |  |  |  | DUTY | 131242-WST02-DR-I-5020 | 0 | 0 | 30 | [6 empty] | Plastic | [8 empty] | Sanitaire | Xylem | www.xylem.com | +65 6976 0601 | +65 6507 6992 |  | USA | [25 empty] | XYLEM
0010336580 | AT_EQUIP | WST02-202-MSC-0302C | C4B | 131242-WST02-DR-P-6007.dgn | WST02 | 202 | ALP | MSC | 0302 | C | DWP MONITORING PANEL CONNECTION BOX FOR DIFFUSER GRID 3-3 | DWP CONNECTION BOX FOR DIFFUSER GRID 3-3 | NON-HAZARDOUS |  |  |  | DUTY | 131242-WST02-DR-I-5020 | 0 | 0 | 30 | [6 empty] | Plastic | [8 empty] | Sanitaire | Xylem | www.xylem.com | +65 6976 0601 | +65 6507 6992 |  | USA | [25 empty] | XYLEM
0010336579 | AT_EQUIP | WST02-202-MSC-0302D | C4B | 131242-WST02-DR-P-6007.dgn | WST02 | 202 | ALP | MSC | 0302 | D | DWP MONITORING PANEL CONNECTION BOX FOR DIFFUSER GRID 3-4 | DWP CONNECTION BOX FOR DIFFUSER GRID 3-4 | NON-HAZARDOUS |  |  |  | DUTY | 131242-WST02-DR-I-5020 | 0 | 0 | 30 | [6 empty] | Plastic | [8 empty] | Sanitaire | Xylem | www.xylem.com | +65 6976 0601 | +65 6507 6992 |  | USA | [25 empty] | XYLEM
0010299038 | AT_EQTNK | WST02-202-MSC-0401A | C4B | 131242-WST02-DR-P-6008.dgn | WST02 | 202 | DC | MSC | 0401 | A | BIOMASS SEPARATOR 4-1 | BIOMASS SEPARATOR 4-1 | NON-HAZARDOUS | 58.7 | m3/h | 70 | DUTY | 131242-WST02-DR-M-5901 | 70 | 70 | 37 |  | 7 |  |  | 250 |  | PP | [6 empty] | S-25UA |  | PAQUES | PAQUES | https://www.paquesglobal.com/ | +31 (0)514 60 85 00 | +31 514 603 342 | info@paques.nl | CHINA | [25 empty] | Matten Plant
0010299016 | AT_EQTNK | WST02-202-MSC-0401B | C4B | 131242-WST02-DR-P-6008.dgn | WST02 | 202 | DC | MSC | 0401 | B | BIOMASS SEPARATOR 4-2 | BIOMASS SEPARATOR 4-2 | NON-HAZARDOUS | 58.7 | m3/h | 70 | DUTY | 131242-WST02-DR-M-5901 | 70 | 70 | 37 |  | 7 |  |  | 250 |  | PP | [6 empty] | S-25UA |  | PAQUES | PAQUES | https://www.paquesglobal.com/ | +31 (0)514 60 85 00 | +31 514 603 342 | info@paques.nl | CHINA | [25 empty] | Matten Plant
0010299283 | AT_EQTNK | WST02-202-MSC-0401C | C4B | 131242-WST02-DR-P-6008.dgn | WST02 | 202 | DC | MSC | 0401 | C | BIOMASS SEPARATOR 4-3 | BIOMASS SEPARATOR 4-3 | NON-HAZARDOUS | 58.7 | m3/h | 70 | DUTY | 131242-WST02-DR-M-5902 | 70 | 70 | 37 |  | 7 |  |  | 250 |  | PP | [6 empty] | S-25UA |  | PAQUES | PAQUES | https://www.paquesglobal.com/ | +31 (0)514 60 85 00 | +31 514 603 342 | info@paques.nl | CHINA | [25 empty] | Matten Plant
0010336539 | AT_EQUIP | WST02-202-MSC-0402A | C4B | 131242-WST02-DR-P-6008.dgn | WST02 | 202 | ALP | MSC | 0402 | A | DWP MONITORING PANEL CONNECTION BOX FOR DIFFUSER GRID 4-1 | DWP CONNECTION BOX FOR DIFFUSER GRID 4-1 | NON-HAZARDOUS |  |  |  | DUTY | 131242-WST02-DR-I-5020 | 0 | 0 | 30 | [6 empty] | Plastic | [8 empty] | Sanitaire | Xylem | www.xylem.com | +65 6976 0601 | +65 6507 6992 |  | USA | [25 empty] | XYLEM
0010336538 | AT_EQUIP | WST02-202-MSC-0402B | C4B | 131242-WST02-DR-P-6008.dgn | WST02 | 202 | ALP | MSC | 0402 | B | DWP MONITORING PANEL CONNECTION BOX FOR DIFFUSER GRID 4-2 | DWP CONNECTION BOX FOR DIFFUSER GRID 4-2 | NON-HAZARDOUS |  |  |  | DUTY | 131242-WST02-DR-I-5020 | 0 | 0 | 30 | [6 empty] | Plastic | [8 empty] | Sanitaire | Xylem | www.xylem.com | +65 6976 0601 | +65 6507 6992 |  | USA | [25 empty] | XYLEM
0010336537 | AT_EQUIP | WST02-202-MSC-0402C | C4B | 131242-WST02-DR-P-6008.dgn | WST02 | 202 | ALP | MSC | 0402 | C | DWP MONITORING PANEL CONNECTION BOX FOR DIFFUSER GRID 4-3 | DWP CONNECTION BOX FOR DIFFUSER GRID 4-3 | NON-HAZARDOUS |  |  |  | DUTY | 131242-WST02-DR-I-5020 | 0 | 0 | 30 | [6 empty] | Plastic | [8 empty] | Sanitaire | Xylem | www.xylem.com | +65 6976 0601 | +65 6507 6992 |  | USA | [25 empty] | XYLEM
0010336536 | AT_EQUIP | WST02-202-MSC-0402D | C4B | 131242-WST02-DR-P-6008.dgn | WST02 | 202 | ALP | MSC | 0402 | D | DWP MONITORING PANEL CONNECTION BOX FOR DIFFUSER GRID 4-4 | DWP CONNECTION BOX FOR DIFFUSER GRID 4-4 | NON-HAZARDOUS |  |  |  | DUTY | 131242-WST02-DR-I-5020 | 0 | 0 | 30 | [6 empty] | Plastic | [8 empty] | Sanitaire | Xylem | www.xylem.com | +65 6976 0601 | +65 6507 6992 |  | USA | [25 empty] | XYLEM
0010305217 | AT_EQUIP | WST02-202-SPR-0101 | C4B | 131242-WST02-DR-P-6005.dgn | WST02 | 202 | G2D | SPR | 0101 |  | ANAMMOX REACTOR 1 SPRAY SYSTEM | ANAMMOX REACTOR 1 SPRAY SYSTEM | NON-HAZARDOUS |  |  | 200 | DUTY | 131242-WST02-DR-M-5801 | 150 | 300 | 30 | [6 empty] | SS316L | [8 empty] | PNR | PNR | https://www.pnr.eu/en/ | +39 0383 344635 |  | sales@pnr.it | Italy | [25 empty] | PNR
0010294106 | AT_EQUIP | WST02-202-SPR-0201 | C4B | 131242-WST02-DR-P-6006.dgn | WST02 | 202 | G2D | SPR | 0201 |  | ANAMMOX REACTOR 2 SPRAY SYSTEM | ANAMMOX REACTOR 2 SPRAY SYSTEM | NON-HAZARDOUS |  |  | 200 | DUTY | 131242-WST02-DR-M-5801 | 150 | 300 | 30 | [6 empty] | SS316L | [8 empty] | PNR | PNR | https://www.pnr.eu/en/ | +39 0383 344635 |  | sales@pnr.it | Italy | [25 empty] | PNR
0010294411 | AT_EQUIP | WST02-202-SPR-0301 | C4B | 131242-WST02-DR-P-6007.dgn | WST02 | 202 | G2D | SPR | 0301 |  | ANAMMOX REACTOR 3 SPRAY SYSTEM | ANAMMOX REACTOR 3 SPRAY SYSTEM | NON-HAZARDOUS |  |  | 200 | DUTY | 131242-WST02-DR-M-5801 | 150 | 300 | 30 | [6 empty] | SS316L | [8 empty] | PNR | PNR | https://www.pnr.eu/en/ | +39 0383 344635 |  | sales@pnr.it | Italy | [25 empty] | PNR
0010299216 | AT_EQUIP | WST02-202-SPR-0401 | C4B | 131242-WST02-DR-P-6008.dgn | WST02 | 202 | G2D | SPR | 0401 |  | ANAMMOX REACTOR 4 SPRAY SYSTEM | ANAMMOX REACTOR 4 SPRAY SYSTEM | NON-HAZARDOUS |  |  | 200 | DUTY | 131242-WST02-DR-M-5801 | 150 | 300 | 30 | [6 empty] | SS316L | [8 empty] | PNR | PNR | https://www.pnr.eu/en/ | +39 0383 344635 |  | sales@pnr.it | Italy | [25 empty] | PNR
0010332207 | AT_EQTNK | WST02-202-TNK-0020 | C4B | 131242-WST02-DR-P-6005.dgn | WST02 | 202 | PD | TNK | 0020 |  | SAMPLING SINK DRAIN SUMP 1 | SAMPLING SINK DRAIN SUMP 1 | NON-HAZARDOUS | 0.048 | m3 | 0 | DUTY | [10 empty] | RCC | [9 empty] | CES_SDC | https://www.grc.com.sg | +65 6420 8888 | +65 6420 8899 | enquiry@grc.com.sg | SINGAPORE | [25 empty] | GRC Group
0010332209 | AT_EQTNK | WST02-202-TNK-0021 | C4B | 131242-WST02-DR-P-6007.dgn | WST02 | 202 | PD | TNK | 0021 |  | SAMPLING SINK DRAIN SUMP 2 | SAMPLING SINK DRAIN SUMP 2 | NON-HAZARDOUS | 0.048 | m3 | 0 | DUTY | [10 empty] | RCC | [9 empty] | CES_SDC | https://www.grc.com.sg | +65 6420 8888 | +65 6420 8899 | enquiry@grc.com.sg | SINGAPORE | [25 empty] | GRC Group
0010332515 | AT_EQTNK | WST02-202-TNK-0101 | C4B | 131242-WST02-DR-P-6005.dgn | WST02 | 202 | DC | TNK | 0101 |  | ANAMMOX REACTOR 1 | ANAMMOX REACTOR 1 | NON-HAZARDOUS | 1586 | m3 | 70 | DUTY | 131242-WST02-DR-M-5003 | 70 | 70 | 37 | [6 empty] | RCC | [9 empty] | CES_SDC | https://www.grc.com.sg | +65 6420 8888 | +65 6420 8899 | enquiry@grc.com.sg | SINGAPORE | [25 empty] | GRC Group
0010332516 | AT_EQTNK | WST02-202-TNK-0201 | C4B | 131242-WST02-DR-P-6006.dgn | WST02 | 202 | DC | TNK | 0201 |  | ANAMMOX REACTOR 2 | ANAMMOX REACTOR 2 | NON-HAZARDOUS | 1586 | m3 | 70 | DUTY | 131242-WST02-DR-M-5004 | 70 | 70 | 37 | [6 empty] | RCC | [9 empty] | CES_SDC | https://www.grc.com.sg | +65 6420 8888 | +65 6420 8899 | enquiry@grc.com.sg | SINGAPORE | [25 empty] | GRC Group
0010332517 | AT_EQTNK | WST02-202-TNK-0301 | C4B | 131242-WST02-DR-P-6007.dgn | WST02 | 202 | DC | TNK | 0301 |  | ANAMMOX REACTOR 3 | ANAMMOX REACTOR 3 | NON-HAZARDOUS | 1586 | m3 | 70 | DUTY | 131242-WST02-DR-M-5005 | 70 | 70 | 37 | [6 empty] | RCC | [9 empty] | CES_SDC | https://www.grc.com.sg | +65 6420 8888 | +65 6420 8899 | enquiry@grc.com.sg | SINGAPORE | [25 empty] | GRC Group
0010332518 | AT_EQTNK | WST02-202-TNK-0401 | C4B | 131242-WST02-DR-P-6008.dgn | WST02 | 202 | DC | TNK | 0401 |  | ANAMMOX REACTOR 4 | ANAMMOX REACTOR 4 | NON-HAZARDOUS | 1586 | m3 | 70 | DUTY | 131242-WST02-DR-M-5006 | 70 | 70 | 37 | [6 empty] | RCC | [9 empty] | CES_SDC | https://www.grc.com.sg | +65 6420 8888 | +65 6420 8899 | enquiry@grc.com.sg | SINGAPORE | [25 empty] | GRC Group
0010332668 | AT_EQUIP | WST02-203-B-0101 | C4B | 131242-WST02-DR-P-6009.dgn | WST02 | 203 | ALP | B | 0101 |  | AERATION BLOWER A | AERATION BLOWER A | NON-HAZARDOUS | 4575 | Nm3/hr | 780 | DUTY | 131242-WST02-DR-M-5101.pdf | 740 | 820 | 105 |  |  |  |  | 250 |  |  |  | 41 | WST02-ECCP-1001 | SSNR XLV ROOM |  |  | AT200-1.0S |  | Aerzen | Aerzen | https://www.aerzen.com/ | 62545080 | 62546935 | asia@aerzen.com | SOUTH KOREA | [7 empty] | Stainless Steel 1.4542 | [17 empty] | AERZEN
0010332670 | AT_EQUIP | WST02-203-B-0201 | C4B | 131242-WST02-DR-P-6009.dgn | WST02 | 203 | ALP | B | 0201 |  | AERATION BLOWER B | AERATION BLOWER B | NON-HAZARDOUS | 4575 | Nm3/hr | 780 | DUTY | 131242-WST02-DR-M-5101.pdf | 740 | 820 | 105 |  |  |  |  | 250 |  |  |  | 41 | WST02-ECCP-1001 | SSNR XLV ROOM |  |  | AT200-1.0S |  | Aerzen | Aerzen | https://www.aerzen.com/ | 62545080 | 62546935 | asia@aerzen.com | SOUTH KOREA | [7 empty] | Stainless Steel 1.4542 | [17 empty] | AERZEN
0010332678 | AT_EQUIP | WST02-203-B-0301 | C4B | 131242-WST02-DR-P-6010.dgn | WST02 | 203 | ALP | B | 0301 |  | AERATION BLOWER C | AERATION BLOWER C | NON-HAZARDOUS | 4575 | Nm3/hr | 780 | DUTY | 131242-WST02-DR-M-5101.pdf | 740 | 820 | 105 |  |  |  |  | 250 |  |  |  | 41 | WST02-ECCP-1001 | SSNR XLV ROOM |  |  | AT200-1.0S |  | Aerzen | Aerzen | https://www.aerzen.com/ | 62545080 | 62546935 | asia@aerzen.com | SOUTH KOREA | [7 empty] | Stainless Steel 1.4542 | [17 empty] | AERZEN
0010332681 | AT_EQUIP | WST02-203-B-0401 | C4B | 131242-WST02-DR-P-6010.dgn | WST02 | 203 | ALP | B | 0401 |  | AERATION BLOWER D | AERATION BLOWER D | NON-HAZARDOUS | 4575 | Nm3/hr | 780 | DUTY | 131242-WST02-DR-M-5101.pdf | 740 | 820 | 105 |  |  |  |  | 250 |  |  |  | 41 | WST02-ECCP-1001 | SSNR XLV ROOM |  |  | AT200-1.0S |  | Aerzen | Aerzen | https://www.aerzen.com/ | 62545080 | 62546935 | asia@aerzen.com | SOUTH KOREA | [7 empty] | Stainless Steel 1.4542 | [17 empty] | AERZEN
0010332672 | AT_EQUIP | WST02-203-B-0501 | C4B | 131242-WST02-DR-P-6009.dgn | WST02 | 203 | ALP | B | 0501 |  | AERATION BLOWER E | AERATION BLOWER E | NON-HAZARDOUS | 4575 | Nm3/hr | 780 | STANDBY | 131242-WST02-DR-M-5101.pdf | 740 | 820 | 105 |  |  |  |  | 250 |  |  |  | 41 | WST02-ECCP-1001 | SSNR XLV ROOM |  |  | AT200-1.0S |  | Aerzen | Aerzen | https://www.aerzen.com/ | 62545080 | 62546935 | asia@aerzen.com | SOUTH KOREA | [7 empty] | Stainless Steel 1.4542 | [17 empty] | AERZEN
0010310738 | AT_EQUIP | WST02-203-FTR-0101 | C4B | 131242-WST02-DR-P-6009.dgn | WST02 | 203 | ALP | FTR | 0101 |  | AERATION BLOWER A SUCTION FILTER | AERATION BLOWER A SUCTION FILTER | NON-HAZARDOUS | 5870 | Nm3/hr | 0 | DUTY |  | 0 | 0 | 30 | [15 empty] | Aerzen | Aerzen | https://www.aerzen.com/ | 62545080 | 62546935 | asia@aerzen.com | SOUTH KOREA | [25 empty] | AERZEN
0010310737 | AT_EQUIP | WST02-203-FTR-0201 | C4B | 131242-WST02-DR-P-6009.dgn | WST02 | 203 | ALP | FTR | 0201 |  | AERATION BLOWER B SUCTION FILTER | AERATION BLOWER B SUCTION FILTER | NON-HAZARDOUS | 5870 | Nm3/hr | 0 | DUTY |  | 0 | 0 | 30 | [15 empty] | Aerzen | Aerzen | https://www.aerzen.com/ | 62545080 | 62546935 | asia@aerzen.com | SOUTH KOREA | [25 empty] | AERZEN
0010310742 | AT_EQUIP | WST02-203-FTR-0301 | C4B | 131242-WST02-DR-P-6010.dgn | WST02 | 203 | ALP | FTR | 0301 |  | AERATION BLOWER C SUCTION FILTER | AERATION BLOWER C SUCTION FILTER | NON-HAZARDOUS | 5870 | Nm3/hr | 0 | DUTY |  | 0 | 0 | 30 | [15 empty] | Aerzen | Aerzen | https://www.aerzen.com/ | 62545080 | 62546935 | asia@aerzen.com | SOUTH KOREA | [25 empty] | AERZEN
0010310741 | AT_EQUIP | WST02-203-FTR-0401 | C4B | 131242-WST02-DR-P-6010.dgn | WST02 | 203 | ALP | FTR | 0401 |  | AERATION BLOWER D SUCTION FILTER | AERATION BLOWER D SUCTION FILTER | NON-HAZARDOUS | 5870 | Nm3/hr | 0 | DUTY |  | 0 | 0 | 30 | [15 empty] | Aerzen | Aerzen | https://www.aerzen.com/ | 62545080 | 62546935 | asia@aerzen.com | SOUTH KOREA | [25 empty] | AERZEN
0010310739 | AT_EQUIP | WST02-203-FTR-0501 | C4B | 131242-WST02-DR-P-6009.dgn | WST02 | 203 | ALP | FTR | 0501 |  | AERATION BLOWER E SUCTION FILTER | AERATION BLOWER E SUCTION FILTER | NON-HAZARDOUS | 5870 | Nm3/hr | 0 | STANDBY |  | 0 | 0 | 30 | [15 empty] | Aerzen | Aerzen | https://www.aerzen.com/ | 62545080 | 62546935 | asia@aerzen.com | SOUTH KOREA | [25 empty] | AERZEN
0010330037 | AT_EQUIP | WST02-203-MSC-0101 | C4B | 131242-WST02-DR-P-6009.dgn | WST02 | 203 | ALP | MSC | 0101 |  | AERATION BLOWER A ENCLOSURE | AERATION BLOWER A ENCLOSURE | NON-HAZARDOUS |  |  |  | DUTY | 131242-WST02-DR-M-5103 | [18 empty] | Aerzen | Aerzen | https://www.aerzen.com/ | 62545080 | 62546935 | asia@aerzen.com | SOUTH KOREA | [25 empty] | AERZEN
0010330038 | AT_EQUIP | WST02-203-MSC-0201 | C4B | 131242-WST02-DR-P-6009.dgn | WST02 | 203 | ALP | MSC | 0201 |  | AERATION BLOWER B ENCLOSURE | AERATION BLOWER B ENCLOSURE | NON-HAZARDOUS |  |  |  | DUTY | 131242-WST02-DR-M-5103 | [18 empty] | Aerzen | Aerzen | https://www.aerzen.com/ | 62545080 | 62546935 | asia@aerzen.com | SOUTH KOREA | [25 empty] | AERZEN
0010330040 | AT_EQUIP | WST02-203-MSC-0301 | C4B | 131242-WST02-DR-P-6010.dgn | WST02 | 203 | ALP | MSC | 0301 |  | AERATION BLOWER C ENCLOSURE | AERATION BLOWER C ENCLOSURE | NON-HAZARDOUS |  |  |  | DUTY | 131242-WST02-DR-M-5103 | [18 empty] | Aerzen | Aerzen | https://www.aerzen.com/ | 62545080 | 62546935 | asia@aerzen.com | SOUTH KOREA | [25 empty] | AERZEN
0010330041 | AT_EQUIP | WST02-203-MSC-0401 | C4B | 131242-WST02-DR-P-6010.dgn | WST02 | 203 | ALP | MSC | 0401 |  | AERATION BLOWER D ENCLOSURE | AERATION BLOWER D ENCLOSURE | NON-HAZARDOUS |  |  |  | DUTY | 131242-WST02-DR-M-5103 | [18 empty] | Aerzen | Aerzen | https://www.aerzen.com/ | 62545080 | 62546935 | asia@aerzen.com | SOUTH KOREA | [25 empty] | AERZEN
0010330039 | AT_EQUIP | WST02-203-MSC-0501 | C4B | 131242-WST02-DR-P-6009.dgn | WST02 | 203 | ALP | MSC | 0501 |  | AERATION BLOWER E ENCLOSURE | AERATION BLOWER E ENCLOSURE | NON-HAZARDOUS |  |  |  | STANDBY | 131242-WST02-DR-M-5103 | [18 empty] | Aerzen | Aerzen | https://www.aerzen.com/ | 62545080 | 62546935 | asia@aerzen.com | SOUTH KOREA | [25 empty] | AERZEN
0010331458 | AT_EQUIP | WST02-204-CRN-0101 | C4B | 131242-WST02-DR-P-6012.dgn | WST02 | 204 | DC | CRN | 0101 |  | NORTH SHELTER MONORAIL CRANE | NORTH SHELTER MONORAIL CRANE | NON-HAZARDOUS | 2 | tons |  | DUTY | 131242-WST02-DR-M-5622 | [9 empty] | STR STL | [8 empty] | HELMSION | HELMSION | https://helmsion.com.sg/ | +65 6262 4477 | +65 6262 4466 | hepl3333@singnet.com.sg | SINGAPORE | [25 empty] | HELMSION
0010331268 | AT_EQUIP | WST02-204-CRN-0102 | C4B | 131242-WST02-DR-P-6013.dgn | WST02 | 204 | DC | CRN | 0102 |  | GRANULAR SLUDGE TANK TOP DAVIT CRANE | GRANULAR SLUDGE TANK TOP DAVIT CRANE | NON-HAZARDOUS | 0.5 | tons |  | DUTY | 131242 WST02-DR-M-5625 | [9 empty] | MILD STEEL | [8 empty] | HELMSION | HELMSION | https://helmsion.com.sg/ | +65 6262 4477 | +65 6262 4466 | hepl3333@singnet.com.sg | SINGAPORE | [25 empty] | HELMSION
0010332706 | AT_EQUIP | WST02-204-DF-0001 | C4B | 131242-WST02-DR-P-6011.dgn | WST02 | 204 | DC | DF | 0001 |  | SLUDGE CHANNEL AIR MIXING | SLUDGE CHANNEL AIR MIXING | NON-HAZARDOUS |  |  | 25 | DUTY | 131242-WST02-DS-M-5753 | 0 | 25 | 37 | [6 empty] | PP | [6 empty] | DDR |  | KSH | KSH | https://kshasia.com/ | +65 6745 9611 | +65 6745 9622 | ksh@kshasia.com | [26 empty] | KSH
0010307492 | AT_EQUIP | WST02-204-MH-0101 | C4B | 131242-WST02-DR-P-6011.dgn | WST02 | 204 | DC | MH | 0101 |  | DISCHARGE WET WELL 1 BOTTOM MANHOLE | DISCHARGE WET WELL 1 BOTTOM MANHOLE | ZONE 1 | 900 | mm dia. | 3 | DUTY | 131242-WST02-DR-M-5451 | 0 | 36 | 30 |  | 1 |  |  |  |  | SS316 | [9 empty] | SYNCHONG HOE ENGINEERING SDN. BHD. | https://www.synchonghoe.com/ | +604-521 5262 | +604-521 3037 | sch.engineering@synchonghoe.com | MALAYSIA | [25 empty] | SYNCHONG HOE ENGINEERING SDN. BHD.
0010307493 | AT_EQUIP | WST02-204-MH-0102 | C4B | 131242-WST02-DR-P-6011.dgn | WST02 | 204 | DC | MH | 0102 |  | DISCHARGE WET WELL 1 TOP MANHOLE 1 | DISCHARGE WET WELL 1 TOP MANHOLE 1 | ZONE 1 | 900 | mmL x mm W | 0 | DUTY | 131242-WST02-DR-M-5461 | 0 | 0 | 30 |  | 0 |  |  |  |  | Aluminium | [6 empty] | AA413 |  | Ant Access | ANT ACCESS INTERNATIONAL LTD | antaccessinternational.com/access_hatches.html | +44 1384 389 750 |  | SALES@ANTACCESS.UK | UK | [25 empty] | ANT ACCESS INTERNATIONAL LTD
0010307494 | AT_EQUIP | WST02-204-MH-0103 | C4B | 131242-WST02-DR-P-6011.dgn | WST02 | 204 | DC | MH | 0103 |  | DISCHARGE WET WELL 1 TOP MANHOLE 2 | DISCHARGE WET WELL 1 TOP MANHOLE 2 | ZONE 1 | 900 | mmL x mm W | 0 | DUTY | 131242-WST02-DR-M-5461 | 0 | 0 | 30 |  | 0 |  |  |  |  | Aluminium | [6 empty] | AA413 |  | Ant Access | ANT ACCESS INTERNATIONAL LTD | antaccessinternational.com/access_hatches.html | +44 1384 389 750 |  | SALES@ANTACCESS.UK | UK | [25 empty] | ANT ACCESS INTERNATIONAL LTD
0010310837 | AT_EQUIP | WST02-204-MH-0104 | C4B | 131242-WST02-DR-P-6011.dgn | WST02 | 204 | DC | MH | 0104 |  | DISCHARGE WET WELL 1 TOP MANHOLE 3 | DISCHARGE WET WELL 1 TOP MANHOLE 3 | ZONE 1 | 400 | mmL x mm W | 0 | DUTY | 131242-WST02-DR-M-5463 | 0 | 0 | 30 |  | 0 |  |  |  |  | Aluminium | [6 empty] | AA413 |  | Ant Access | ANT ACCESS INTERNATIONAL LTD | antaccessinternational.com/access_hatches.html | +44 1384 389 750 |  | SALES@ANTACCESS.UK | UK | [25 empty] | ANT ACCESS INTERNATIONAL LTD
0010306419 | AT_EQUIP | WST02-204-MH-0110 | C4B | 131242-WST02-DR-P-6013.dgn | WST02 | 204 | DC | MH | 0110 |  | GRANULAR SLUDGE TANK BOTTOM MANHOLE | GRANULAR SLUDGE TANK BOTTOM MANHOLE | NON-HAZARDOUS | 900 | mm dia. | 55 | DUTY | 131242-WST02-DR-M-5451 | 0 | 65 | 30 |  | 0 |  |  |  |  | SS316 | [9 empty] | SYNCHONG HOE ENGINEERING SDN. BHD. | https://www.synchonghoe.com/ | +604-521 5262 | +604-521 3037 | sch.engineering@synchonghoe.com | MALAYSIA | [25 empty] | SYNCHONG HOE ENGINEERING SDN. BHD.
0010306429 | AT_EQUIP | WST02-204-MH-0111 | C4B | 131242-WST02-DR-P-6013.dgn | WST02 | 204 | DC | MH | 0111 |  | GRANULAR SLUDGE TANK TOP MANHOLE 1 | GRANULAR SLUDGE TANK TOP MANHOLE 1 | NON-HAZARDOUS | 900 | mmL x mm W | 0 | DUTY | 131242-WST02-DR-M-5461 | 0 | 0 | 30 |  | 0 |  |  |  |  | Aluminium | [6 empty] | AA413 |  | Ant Access | ANT ACCESS INTERNATIONAL LTD | antaccessinternational.com/access_hatches.html | +44 1384 389 750 |  | SALES@ANTACCESS.UK | UK | [25 empty] | ANT ACCESS INTERNATIONAL LTD
0010306430 | AT_EQUIP | WST02-204-MH-0112 | C4B | 131242-WST02-DR-P-6013.dgn | WST02 | 204 | DC | MH | 0112 |  | GRANULAR SLUDGE TANK TOP MANHOLE 2 | GRANULAR SLUDGE TANK TOP MANHOLE 2 | NON-HAZARDOUS | 900 | mmL x mm W | 0 | DUTY | 131242-WST02-DR-M-5461 | 0 | 0 | 30 |  | 0 |  |  |  |  | Aluminium | [6 empty] | AA413 |  | Ant Access | ANT ACCESS INTERNATIONAL LTD | antaccessinternational.com/access_hatches.html | +44 1384 389 750 |  | SALES@ANTACCESS.UK | UK | [25 empty] | ANT ACCESS INTERNATIONAL LTD
0010306431 | AT_EQUIP | WST02-204-MH-0113 | C4B | 131242-WST02-DR-P-6013.dgn | WST02 | 204 | DC | MH | 0113 |  | GRANULAR SLUDGE TANK TOP MANHOLE 3 | GRANULAR SLUDGE TANK TOP MANHOLE 3 | NON-HAZARDOUS | 900 | mmL x mm W | 0 | DUTY | 131242-WST02-DR-M-5461 | 0 | 0 | 30 |  | 0 |  |  |  |  | Aluminium | [6 empty] | AA413 |  | Ant Access | ANT ACCESS INTERNATIONAL LTD | antaccessinternational.com/access_hatches.html | +44 1384 389 750 |  | SALES@ANTACCESS.UK | UK | [25 empty] | ANT ACCESS INTERNATIONAL LTD
0010307488 | AT_EQUIP | WST02-204-MH-0201 | C4B | 131242-WST02-DR-P-6011.dgn | WST02 | 204 | DC | MH | 0201 |  | DISCHARGE WET WELL 2 BOTTOM MANHOLE | DISCHARGE WET WELL 2 BOTTOM MANHOLE | ZONE 1 | 900 | mm dia. | 3 | DUTY | 131242-WST02-DR-M-5451 | 0 | 36 | 30 |  | 1 |  |  |  |  | SS316 | [9 empty] | SYNCHONG HOE ENGINEERING SDN. BHD. | https://www.synchonghoe.com/ | +604-521 5262 | +604-521 3037 | sch.engineering@synchonghoe.com | MALAYSIA | [25 empty] | SYNCHONG HOE ENGINEERING SDN. BHD.
0010307489 | AT_EQUIP | WST02-204-MH-0202 | C4B | 131242-WST02-DR-P-6011.dgn | WST02 | 204 | DC | MH | 0202 |  | DISCHARGE WET WELL 2 TOP MANHOLE 1 | DISCHARGE WET WELL 2 TOP MANHOLE 1 | ZONE 1 | 900 | mmL x mm W | 0 | DUTY | 131242-WST02-DR-M-5461 | 0 | 0 | 30 |  | 0 |  |  |  |  | Aluminium | [6 empty] | AA413 |  | Ant Access | ANT ACCESS INTERNATIONAL LTD | antaccessinternational.com/access_hatches.html | +44 1384 389 750 |  | SALES@ANTACCESS.UK | UK | [25 empty] | ANT ACCESS INTERNATIONAL LTD
0010307490 | AT_EQUIP | WST02-204-MH-0203 | C4B | 131242-WST02-DR-P-6011.dgn | WST02 | 204 | DC | MH | 0203 |  | DISCHARGE WET WELL 2 TOP MANHOLE 2 | DISCHARGE WET WELL 2 TOP MANHOLE 2 | ZONE 1 | 900 | mmL x mm W | 0 | DUTY | 131242-WST02-DR-M-5461 | 0 | 0 | 30 |  | 0 |  |  |  |  | Aluminium | [6 empty] | AA413 |  | Ant Access | ANT ACCESS INTERNATIONAL LTD | antaccessinternational.com/access_hatches.html | +44 1384 389 750 |  | SALES@ANTACCESS.UK | UK | [25 empty] | ANT ACCESS INTERNATIONAL LTD
0010310838 | AT_EQUIP | WST02-204-MH-0204 | C4B | 131242-WST02-DR-P-6011.dgn | WST02 | 204 | DC | MH | 0204 |  | DISCHARGE WET WELL 2 TOP MANHOLE 3 | DISCHARGE WET WELL 2 TOP MANHOLE 3 | ZONE 1 | 400 | mmL x mm W | 0 | DUTY | 131242-WST02-DR-M-5463 | 0 | 0 | 30 |  | 0 |  |  |  |  | Aluminium | [6 empty] | AA413 |  | Ant Access | ANT ACCESS INTERNATIONAL LTD | antaccessinternational.com/access_hatches.html | +44 1384 389 750 |  | SALES@ANTACCESS.UK | UK | [25 empty] | ANT ACCESS INTERNATIONAL LTD
0010307491 | AT_EQUIP | WST02-204-MH-0301 | C4B | 131242-WST02-DR-P-6011.dgn | WST02 | 204 | DC | MH | 0301 |  | SLUDGE COMPARTMENT TOP MANHOLE 1 | SLUDGE COMPARTMENT TOP MANHOLE 1 | NON-HAZARDOUS | 900 | mmL x mm W | 0 | DUTY | 131242-WST02-DR-M-5461 | 0 | 0 | 30 |  | 0 |  |  |  |  | Aluminium | [6 empty] | AA413 |  | Ant Access | ANT ACCESS INTERNATIONAL LTD | antaccessinternational.com/access_hatches.html | +44 1384 389 750 |  | SALES@ANTACCESS.UK | UK | [25 empty] | ANT ACCESS INTERNATIONAL LTD
0010307487 | AT_EQUIP | WST02-204-MH-0302 | C4B | 131242-WST02-DR-P-6011.dgn | WST02 | 204 | DC | MH | 0302 |  | SLUDGE COMPARTMENT TOP MANHOLE 2 | SLUDGE COMPARTMENT TOP MANHOLE 2 | NON-HAZARDOUS | 900 | mmL x mm W | 0 | DUTY | 131242-WST02-DR-M-5461 | 0 | 0 | 30 |  | 0 |  |  |  |  | Aluminium | [6 empty] | AA413 |  | Ant Access | ANT ACCESS INTERNATIONAL LTD | antaccessinternational.com/access_hatches.html | +44 1384 389 750 |  | SALES@ANTACCESS.UK | UK | [25 empty] | ANT ACCESS INTERNATIONAL LTD
0010310839 | AT_EQUIP | WST02-204-MH-0304 | C4B | 131242-WST02-DR-P-6011.dgn | WST02 | 204 | DC | MH | 0304 |  | SLUDGE COMPARTMENT TOP MANHOLE 3 | SLUDGE COMPARTMENT TOP MANHOLE 3 | NON-HAZARDOUS | 400 | mmL x mm W | 0 | DUTY | 131242-WST02-DR-M-5463 | 0 | 0 | 30 |  | 0 |  |  |  |  | Aluminium | [6 empty] | AA413 |  | Ant Access | ANT ACCESS INTERNATIONAL LTD | antaccessinternational.com/access_hatches.html | +44 1384 389 750 |  | SALES@ANTACCESS.UK | UK | [25 empty] | ANT ACCESS INTERNATIONAL LTD
0010299609 | AT_EQPMP | WST02-204-P-0101 | C4B | 131242-WST02-DR-P-6012.dgn | WST02 | 204 | DC | P | 0101 |  | DISCHARGE TRANSFER PUMP A | DISCHARGE TRANSFER PUMP A | NON-HAZARDOUS | 265 | m3/h | 300 | DUTY | 131242-WST02-DR-M-5311 | 240 | 300 | 37 | 5.9 |  |  | 125 | 100 |  | cast iron | Cartridge Mechanical Seal | 2A | WST02-ECCP-1000 | SSNR XLV ROOM | WST02-RIO-0001A | LV SWITCH ROOM 1 | Sewatec K 100-401G VU 225S 04 |  | KSB | KSB | http://ksb.sg | +65 6027 7346 | +65 6852 1420 | Gen_info@ksb.com | GERMANY |  |  |  | 1483 | Grey cast iron EN-GJL-250 | 72 | Multivane radial flow impeller (K) | Grey cast iron EN-GJL-250 | [9 empty] | Cartridge Mechanical Seal | [7 empty] | KSB
0010306423 | AT_EQPMP | WST02-204-P-0102 | C4B | 131242-WST02-DR-P-6013.dgn | WST02 | 204 | DC | P | 0102 |  | GRANULAR SLUDGE PUMP A | GRANULAR SLUDGE PUMP A | NON-HAZARDOUS | 25 | m3/h | 150 | DUTY | 131242-WST02-DS-M-5371 | 100 | 165 | 37 | 1.33 |  |  | 125 | 125 |  | CAST IRON | Single Mechanical Seal (uNS100) | 1 | WST02-ECCP-1000 | SSNR XLV ROOM | WST02-RIO-0001A | LV SWITCH ROOM 1 | NM076BY01L06V |  | NETZSCH | NETZSCH | https://www.netzsch.com/en | +65 6863 4453 | +65 6863 4483 | info.nap@NETZSCH.com | CHINA |  |  |  | 146 |  | 82 | Stainless Steel 316 RED 40 | Stainless Steel 316, RED 40 | Stainless Steel 316, RED 40 | NEMOLAST S62L / NBR | [7 empty] | Single Mechanical Seal (uNS100) | [7 empty] | NETZSCH
0010300291 | AT_EQPMP | WST02-204-P-0103 | C4B | 131242-WST02-DR-P-6014.dgn | WST02 | 204 | DC | P | 0103 |  | SLUDGE TRANSFER PUMP A | SLUDGE TRANSFER PUMP A | NON-HAZARDOUS | 20 | m3/h | 150 | DUTY | 131242-WST02-DS-M-5381 | 100 | 165 | 37 | 1.45 |  |  | 100 | 100 |  | CAST IRON | Single Mechanical Seal (uNS100) | 1 | WST02-ECCP-1000 | SSNR XLV ROOM | WST02-RIO-0001A | LV SWITCH ROOM 1 | NM063BY01L06V |  | NETZSCH | NETZSCH | https://www.netzsch.com/en | +65 6863 4453 | +65 6863 4483 | info.nap@NETZSCH.com | CHINA |  |  |  | 190 |  | 84 | Stainless Steel 316 RED 40 | Stainless Steel 316, RED 40 | Stainless Steel 316, RED 40 | NEMOLAST S62L / NBR | [7 empty] | Single Mechanical Seal (uNS100) | [7 empty] | NETZSCH
0010299615 | AT_EQPMP | WST02-204-P-0201 | C4B | 131242-WST02-DR-P-6012.dgn | WST02 | 204 | DC | P | 0201 |  | DISCHARGE TRANSFER PUMP B | DISCHARGE TRANSFER PUMP B | NON-HAZARDOUS | 265 | m3/h | 300 | DUTY | 131242-WST02-DR-M-5311 | 240 | 300 | 37 | 5.9 |  |  | 125 | 100 |  | cast iron | Cartridge Mechanical Seal | 2A | WST02-ECCP-1000 | SSNR XLV ROOM | WST02-RIO-0001B | LV SWITCH ROOM 2 | Sewatec K 100-401G VU 225S 04 |  | KSB | KSB | http://ksb.sg | +65 6027 7346 | +65 6852 1420 | Gen_info@ksb.com | GERMANY |  |  |  | 1483 | Grey cast iron EN-GJL-250 | 72 | Multivane radial flow impeller (K) | Grey cast iron EN-GJL-250 | [9 empty] | Cartridge Mechanical Seal | [7 empty] | KSB
0010306425 | AT_EQPMP | WST02-204-P-0202 | C4B | 131242-WST02-DR-P-6013.dgn | WST02 | 204 | DC | P | 0202 |  | GRANULAR SLUDGE PUMP B | GRANULAR SLUDGE PUMP B | NON-HAZARDOUS | 25 | m3/h | 150 | DUTY | 131242-WST02-DS-M-5371 | 100 | 165 | 37 | 1.33 |  |  | 125 | 125 |  | CAST IRON | Single Mechanical Seal (uNS100) | 1 | WST02-ECCP-1000 | SSNR XLV ROOM | WST02-RIO-0001B | LV SWITCH ROOM 2 | NM076BY01L06V |  | NETZSCH | NETZSCH | https://www.netzsch.com/en | +65 6863 4453 | +65 6863 4483 | info.nap@NETZSCH.com | CHINA |  |  |  | 146 |  | 82 | Stainless Steel 316 RED 40 | Stainless Steel 316, RED 40 | Stainless Steel 316, RED 40 | NEMOLAST S62L / NBR | [7 empty] | Single Mechanical Seal (uNS100) | [7 empty] | NETZSCH
0010300310 | AT_EQPMP | WST02-204-P-0203 | C4B | 131242-WST02-DR-P-6014.dgn | WST02 | 204 | DC | P | 0203 |  | SLUDGE TRANSFER PUMP B | SLUDGE TRANSFER PUMP B | NON-HAZARDOUS | 20 | m3/h | 150 | STANDBY | 131242-WST02-DS-M-5381 | 100 | 165 | 37 | 1.45 |  |  | 100 | 100 |  | CAST IRON | Single Mechanical Seal (uNS100) | 1 | WST02-ECCP-1000 | SSNR XLV ROOM | WST02-RIO-0001B | LV SWITCH ROOM 2 | NM063BY01L06V |  | NETZSCH | NETZSCH | https://www.netzsch.com/en | +65 6863 4453 | +65 6863 4483 | info.nap@NETZSCH.com | CHINA |  |  |  | 190 |  | 84 | Stainless Steel 316 RED 40 | Stainless Steel 316, RED 40 | Stainless Steel 316, RED 40 | NEMOLAST S62L / NBR | [7 empty] | Single Mechanical Seal (uNS100) | [7 empty] | NETZSCH
0010299612 | AT_EQPMP | WST02-204-P-0301 | C4B | 131242-WST02-DR-P-6012.dgn | WST02 | 204 | DC | P | 0301 |  | DISCHARGE TRANSFER PUMP C | DISCHARGE TRANSFER PUMP C | NON-HAZARDOUS | 265 | m3/h | 300 | STANDBY | 131242-WST02-DR-M-5311 | 240 | 300 | 37 | 5.9 |  |  | 125 | 100 |  | cast iron | Cartridge Mechanical Seal | 2A | WST02-ECCP-1000 | SSNR XLV ROOM | WST02-RIO-0001A | LV SWITCH ROOM 1 | Sewatec K 100-401G VU 225S 04 |  | KSB | KSB | http://ksb.sg | +65 6027 7346 | +65 6852 1420 | Gen_info@ksb.com | GERMANY |  |  |  | 1483 | Grey cast iron EN-GJL-250 | 72 | Multivane radial flow impeller (K) | Grey cast iron EN-GJL-250 | [9 empty] | Cartridge Mechanical Seal | [7 empty] | KSB
0010306427 | AT_EQPMP | WST02-204-P-0302 | C4B | 131242-WST02-DR-P-6013.dgn | WST02 | 204 | DC | P | 0302 |  | GRANULAR SLUDGE PUMP C | GRANULAR SLUDGE PUMP C | NON-HAZARDOUS | 25 | m3/h | 150 | STANDBY | 131242-WST02-DS-M-5371 | 100 | 165 | 37 | 1.33 |  |  | 125 | 125 |  | CAST IRON | Single Mechanical Seal (uNS100) | 1 | WST02-ECCP-1000 | SSNR XLV ROOM | WST02-RIO-0001A | LV SWITCH ROOM 1 | NM076BY01L06V |  | NETZSCH | NETZSCH | https://www.netzsch.com/en | +65 6863 4453 | +65 6863 4483 | info.nap@NETZSCH.com | CHINA |  |  |  | 146 |  | 82 | Stainless Steel 316 RED 40 | Stainless Steel 316, RED 40 | Stainless Steel 316, RED 40 | NEMOLAST S62L / NBR | [7 empty] | Single Mechanical Seal (uNS100) | [7 empty] | NETZSCH
0010324446 | AT_EQUIP | WST02-204-SCN-0101 | C4B | 131242-WST02-DR-P-6011.dgn | WST02 | 204 | DC | SCN | 0101 |  | PARABOLIC SCREEN 1 | PARABOLIC SCREEN 1 | NON-HAZARDOUS | 142 | m3/h | 0 | DUTY | 131242-WST02-DS-M-5601 | 0 | 0 | 37 |  |  |  | 200 | 300 |  | SS316L | [6 empty] | PRS 2000 |  | GAPARATOR | GAP TECHNOLOGY | Wedge Wire Screens/UK Manufacturers/Gap Technology | +44 (0) 1777 710 710 | +44 (0) 1777 710 810 | info@gaptechnology.co.uk | UK | [25 empty] | GAP TECHNOLOGY
0010332703 | AT_EQUIP | WST02-204-SCN-0201 | C4B | 131242-WST02-DR-P-6011.dgn | WST02 | 204 | DC | SCN | 0201 |  | PARABOLIC SCREEN 2 | PARABOLIC SCREEN 2 | NON-HAZARDOUS | 142 | m3/h | 0 | DUTY | 131242-WST02-DS-M-5601 | 0 | 0 | 37 |  |  |  | 200 | 300 |  | SS316L | [6 empty] | PRS 2000 |  | GAPARATOR | GAP TECHNOLOGY | Wedge Wire Screens/UK Manufacturers/Gap Technology | +44 (0) 1777 710 710 | +44 (0) 1777 710 810 | info@gaptechnology.co.uk | UK | [25 empty] | GAP TECHNOLOGY
0010332708 | AT_EQUIP | WST02-204-SCN-0301 | C4B | 131242-WST02-DR-P-6011.dgn | WST02 | 204 | DC | SCN | 0301 |  | PARABOLIC SCREEN 3 | PARABOLIC SCREEN 3 | NON-HAZARDOUS | 142 | m3/h | 0 | DUTY | 131242-WST02-DS-M-5601 | 0 | 0 | 37 |  |  |  | 200 | 300 |  | SS316L | [6 empty] | PRS 2000 |  | GAPARATOR | GAP TECHNOLOGY | Wedge Wire Screens/UK Manufacturers/Gap Technology | +44 (0) 1777 710 710 | +44 (0) 1777 710 810 | info@gaptechnology.co.uk | UK | [25 empty] | GAP TECHNOLOGY
0010332704 | AT_EQUIP | WST02-204-SCN-0401 | C4B | 131242-WST02-DR-P-6011.dgn | WST02 | 204 | DC | SCN | 0401 |  | PARABOLIC SCREEN 4 | PARABOLIC SCREEN 4 | NON-HAZARDOUS | 142 | m3/h | 0 | DUTY | 131242-WST02-DS-M-5601 | 0 | 0 | 37 |  |  |  | 200 | 300 |  | SS316L | [6 empty] | PRS 2000 |  | GAPARATOR | GAP TECHNOLOGY | Wedge Wire Screens/UK Manufacturers/Gap Technology | +44 (0) 1777 710 710 | +44 (0) 1777 710 810 | info@gaptechnology.co.uk | UK | [25 empty] | GAP TECHNOLOGY
0010332220 | AT_EQTNK | WST02-204-TNK-0004 | C4B | 131242-WST02-DR-P-6012.dgn | WST02 | 204 | PD | TNK | 0004 |  | DISCHARGE TRANSFER PUMP AREA DRAIN CHAMBER | DISCHARGE TRANSFER PUMP AREA DRAIN CHAMBER | NON-HAZARDOUS | 0.036 | m3 | 0 | DUTY | [10 empty] | RCC | [9 empty] | CES_SDC | https://www.grc.com.sg | +65 6420 8888 | +65 6420 8899 | enquiry@grc.com.sg | SINGAPORE | [25 empty] | GRC Group
0010332222 | AT_EQTNK | WST02-204-TNK-0005 | C4B | 131242-WST02-DR-P-6013.dgn | WST02 | 204 | PD | TNK | 0005 |  | SLUDGE PUMP DRAIN SUMP | SLUDGE PUMP DRAIN SUMP | NON-HAZARDOUS | 0.045 | m3 | 0 | DUTY | [10 empty] | RCC | [9 empty] | CES_SDC | https://www.grc.com.sg | +65 6420 8888 | +65 6420 8899 | enquiry@grc.com.sg | SINGAPORE | [25 empty] | GRC Group
0010336613 | AT_EQTNK | WST02-204-TNK-0006 |  | 131242-WST02-DR-P-6014.dgn | WST02 | 204 | PD | TNK | 0006 |  | SLUDGE TRANSFER PUMP DRAIN SUMP | SLUDGE TRANSFER PUMP DRAIN SUMP | NON-HAZARDOUS | 0.027 | m3 | 0 | DUTY | [10 empty] | RCC | [9 empty] | CES_SDC | https://www.grc.com.sg | +65 6420 8888 | +65 6420 8899 | enquiry@grc.com.sg | SINGAPORE | [25 empty] | GRC Group
0010332519 | AT_EQTNK | WST02-204-TNK-0101 | C4B | 131242-WST02-DR-P-6011.dgn | WST02 | 204 | DC | TNK | 0101 |  | DISCHARGE WET WELL 1 | DISCHARGE WET WELL 1 | ZONE 1 | 133 | m3 | 38 | DUTY | 131242-WST02-DR-M-5008 | 12 | 43 | 37 | [6 empty] | RCC | [9 empty] | CES_SDC | https://www.grc.com.sg | +65 6420 8888 | +65 6420 8899 | enquiry@grc.com.sg | SINGAPORE | [25 empty] | GRC Group
0010332522 | AT_EQTNK | WST02-204-TNK-0102 | C4B | 131242-WST02-DR-P-6013.dgn | WST02 | 204 | DC | TNK | 0102 |  | GRANULAR SLUDGE TANK | GRANULAR SLUDGE TANK | NON-HAZARDOUS | 190 | m3 | 0 | DUTY | 131242-WST02-DR-M-5007 | 0 | 65 | 37 | [6 empty] | RCC | [9 empty] | CES_SDC | https://www.grc.com.sg | +65 6420 8888 | +65 6420 8899 | enquiry@grc.com.sg | SINGAPORE | [25 empty] | GRC Group
0010332521 | AT_EQTNK | WST02-204-TNK-0103 | C4B | 131242-WST02-DR-P-6011.dgn | WST02 | 204 | DC | TNK | 0103 |  | SLUDGE COMPARTMENT | SLUDGE COMPARTMENT | ZONE 1 | 45 | m3 | 22 | DUTY | 131242-WST02-DR-M-5008 | 0 | 25 | 37 | [6 empty] | RCC | [9 empty] | CES_SDC | https://www.grc.com.sg | +65 6420 8888 | +65 6420 8899 | enquiry@grc.com.sg | SINGAPORE | [25 empty] | GRC Group
0010332520 | AT_EQTNK | WST02-204-TNK-0201 | C4B | 131242-WST02-DR-P-6011.dgn | WST02 | 204 | DC | TNK | 0201 |  | DISCHARGE WET WELL 2 | DISCHARGE WET WELL 2 | ZONE 1 | 133 | m3 | 38 | DUTY | 131242-WST02-DR-M-5008 | 12 | 43 | 37 | [6 empty] | RCC | [9 empty] | CES_SDC | https://www.grc.com.sg | +65 6420 8888 | +65 6420 8899 | enquiry@grc.com.sg | SINGAPORE | [25 empty] | GRC Group
0010332798 | AT_EQUIP | WST02-400-CPT-0003 | C4B | 131242-WST02-DR-P-6018.dgn | WST02 | 400 | DEF | CPT | 0003 |  | ANTIFOAM CATCHPOT | ANTIFOAM CATCHPOT | NON-HAZARDOUS | 8.5 | L | 0 | DUTY | 131242-WST02-DR-M-5067 | 0 | 0 | 30 |  | 0 |  |  | 25 |  | HDPE | [9 empty] | CES_SALCON | https://www.grc.com.sg/business/environmental | +65 6420 8888 | +65 6420 8899 | enquiry@grc.com.sg | Singapore | [25 empty] | GRC Group
0010332815 | AT_EQUIP | WST02-400-CPT-0004 | C4B | 131242-WST02-DR-P-6019.dgn | WST02 | 400 | BN | CPT | 0004 |  | MICRONUTRIENTS CATCHPOT | MICRONUTRIENTS CATCHPOT | NON-HAZARDOUS | 8.5 | L | 0 | DUTY | 131242-WST02-DR-M-5067 | 0 | 0 | 30 |  | 0 |  |  | 25 |  | HDPE | [9 empty] | CES_SALCON | https://www.grc.com.sg/business/environmental | +65 6420 8888 | +65 6420 8899 | enquiry@grc.com.sg | Singapore | [25 empty] | GRC Group
0010335596 | AT_EQUIP | WST02-400-CPT-0005 | C4B | 131242-WST02-DR-P-6020.dgn | WST02 | 400 | ASC | CPT | 0005 |  | ANTISCALANT CATCHPOT | ANTISCALANT CATCHPOT | NON-HAZARDOUS | 8.5 | L | 0 | DUTY | 131242-WST02-DR-M-5067 | 0 | 0 | 30 |  | 0 |  |  | 25 |  | HDPE | [9 empty] | CES_SALCON | https://www.grc.com.sg/business/environmental | +65 6420 8888 | +65 6420 8899 | enquiry@grc.com.sg | Singapore | [25 empty] | GRC Group
0010331877 | AT_EQUIP | WST02-400-CPT-0121 | C4B | 131242-WST02-DR-P-6005.dgn | WST02 | 400 | DEF | CPT | 0121 |  | ANTIFOAM TO ANAMMOX REACTOR 1 CATCHPOT | ANTIFOAM TO ANAMMOX REACTOR 1 CATCHPOT | NON-HAZARDOUS |  |  | 0 | DUTY |  | 0 | 400 | 30 |  | 0 |  |  |  |  | HDPE | [8 empty] | GF | GF | https://www.gfps.com/en-sg.html | +65 6747 0611 |  | sgp.ps@georgfischer.com | SWITZERLAND | [25 empty] | GF
0010331871 | AT_EQUIP | WST02-400-CPT-0141 | C4B | 131242-WST02-DR-P-6005.dgn | WST02 | 400 | BN | CPT | 0141 |  | MICRONUTRIENTS TO ANAMMOX REACTOR 1 CATCHPOT | MICRONUTRIENTS TO ANAMMOX REACTOR 1 CATCHPOT | NON-HAZARDOUS |  |  | 0 | DUTY |  | 0 | 400 | 30 |  | 0 |  |  |  |  | CPVC | [8 empty] | GF | GF | https://www.gfps.com/en-sg.html | +65 6747 0611 |  | sgp.ps@georgfischer.com | SWITZERLAND | [25 empty] | GF
0010331393 | AT_EQUIP | WST02-400-CPT-0161 | C4B | 131242-WST02-DR-P-6000.dgn | WST02 | 400 | ASC | CPT | 0161 |  | ANTISCALANT TO EQUALIZATION TANK 1 CATCHPOT | ANTISCALANT TO EQUALIZATION TANK 1 CATCHPOT | NON-HAZARDOUS |  |  | 0 | DUTY |  | 0 | 400 | 30 |  | 0 |  |  |  |  | CPVC | [8 empty] | GF | GF | https://www.gfps.com/en-sg.html | +65 6747 0611 |  | sgp.ps@georgfischer.com | SWITZERLAND | [25 empty] | GF
0010331898 | AT_EQUIP | WST02-400-CPT-0221 | C4B | 131242-WST02-DR-P-6006.dgn | WST02 | 400 | DEF | CPT | 0221 |  | ANTIFOAM TO ANAMMOX REACTOR 2 CATCHPOT | ANTIFOAM TO ANAMMOX REACTOR 2 CATCHPOT | NON-HAZARDOUS |  |  | 0 | DUTY |  | 0 | 400 | 30 |  | 0 |  |  |  |  | HDPE | [8 empty] | GF | GF | https://www.gfps.com/en-sg.html | +65 6747 0611 |  | sgp.ps@georgfischer.com | SWITZERLAND | [25 empty] | GF
0010331897 | AT_EQUIP | WST02-400-CPT-0241 | C4B | 131242-WST02-DR-P-6006.dgn | WST02 | 400 | BN | CPT | 0241 |  | MICRONUTRIENTS TO ANAMMOX REACTOR 2 CATCHPOT | MICRONUTRIENTS TO ANAMMOX REACTOR 2 CATCHPOT | NON-HAZARDOUS |  |  | 0 | DUTY |  | 0 | 400 | 30 |  | 0 |  |  |  |  | CPVC | [8 empty] | GF | GF | https://www.gfps.com/en-sg.html | +65 6747 0611 |  | sgp.ps@georgfischer.com | SWITZERLAND | [25 empty] | GF
0010331400 | AT_EQUIP | WST02-400-CPT-0261 | C4B | 131242-WST02-DR-P-6000.dgn | WST02 | 400 | ASC | CPT | 0261 |  | ANTISCALANT TO EQUALIZATION TANK 2 CATCHPOT | ANTISCALANT TO EQUALIZATION TANK 2 CATCHPOT | NON-HAZARDOUS |  |  | 0 | DUTY |  | 0 | 400 | 30 |  | 0 |  |  |  |  | CPVC | [8 empty] | GF | GF | https://www.gfps.com/en-sg.html | +65 6747 0611 |  | sgp.ps@georgfischer.com | SWITZERLAND | [25 empty] | GF
0010332020 | AT_EQUIP | WST02-400-CPT-0321 | C4B | 131242-WST02-DR-P-6007.dgn | WST02 | 400 | DEF | CPT | 0321 |  | ANTIFOAM TO ANAMMOX REACTOR 3 CATCHPOT | ANTIFOAM TO ANAMMOX REACTOR 3 CATCHPOT | NON-HAZARDOUS |  |  | 0 | DUTY |  | 0 | 400 | 30 |  | 0 |  |  |  |  | HDPE | [8 empty] | GF | GF | https://www.gfps.com/en-sg.html | +65 6747 0611 |  | sgp.ps@georgfischer.com | SWITZERLAND | [25 empty] | GF
0010332011 | AT_EQUIP | WST02-400-CPT-0341 | C4B | 131242-WST02-DR-P-6007.dgn | WST02 | 400 | BN | CPT | 0341 |  | MICRONUTRIENTS TO ANAMMOX REACTOR 3 CATCHPOT | MICRONUTRIENTS TO ANAMMOX REACTOR 3 CATCHPOT | NON-HAZARDOUS |  |  | 0 | DUTY |  | 0 | 400 | 30 |  | 0 |  |  |  |  | CPVC | [8 empty] | GF | GF | https://www.gfps.com/en-sg.html | +65 6747 0611 |  | sgp.ps@georgfischer.com | SWITZERLAND | [25 empty] | GF
0010332099 | AT_EQUIP | WST02-400-CPT-0421 | C4B | 131242-WST02-DR-P-6008.dgn | WST02 | 400 | DEF | CPT | 0421 |  | ANTIFOAM TO ANAMMOX REACTOR 4 CATCHPOT | ANTIFOAM TO ANAMMOX REACTOR 4 CATCHPOT | NON-HAZARDOUS |  |  | 0 | DUTY |  | 0 | 400 | 30 |  | 0 |  |  |  |  | HDPE | [8 empty] | GF | GF | https://www.gfps.com/en-sg.html | +65 6747 0611 |  | sgp.ps@georgfischer.com | SWITZERLAND | [25 empty] | GF
0010332092 | AT_EQUIP | WST02-400-CPT-0441 | C4B | 131242-WST02-DR-P-6008.dgn | WST02 | 400 | BN | CPT | 0441 |  | MICRONUTRIENTS TO ANAMMOX REACTOR 4 CATCHPOT | MICRONUTRIENTS TO ANAMMOX REACTOR 4 CATCHPOT | NON-HAZARDOUS |  |  | 0 | DUTY |  | 0 | 400 | 30 |  | 0 |  |  |  |  | CPVC | [8 empty] | GF | GF | https://www.gfps.com/en-sg.html | +65 6747 0611 |  | sgp.ps@georgfischer.com | SWITZERLAND | [25 empty] | GF
0010332523 | AT_EQPMP | WST02-400-P-0101 | C4B | 131242-WST02-DR-P-6018.dgn | WST02 | 400 | DEF | P | 0101 |  | ANTIFOAM DOSING PUMP A | ANTIFOAM DOSING PUMP A | NON-HAZARDOUS | 10 | L/h | 400 | DUTY | 131242-WST02-DR-M-5541 | 400 | 400 | 30 | 4 |  |  | 15 | 15 |  | PVDF |  | 30 | WST02-ECCP-1000 | SSNR XLV ROOM | WST02-RIO-0001A | LV SWITCH ROOM 1 | GMXA0715PVT20100UAC1300 |  | PROMINENT | PROMINENT | https://www.prominent.com/ | +6567474935 | +6567452240 | info-sg@prominent.com | GERMANY | [14 empty] | PTFE coated | [10 empty] | PROMINENT
0010332814 | AT_EQPMP | WST02-400-P-0102 | C4B | 131242-WST02-DR-P-6019.dgn | WST02 | 400 | BN | P | 0102 |  | MICRONUTRIENTS DOSING PUMP A | MICRONUTRIENTS DOSING PUMP A | NON-HAZARDOUS | 10 | L/h | 400 | DUTY | 131242-WST02-DR-M-5531 | 400 | 400 | 30 | 4 |  |  | 15 | 15 |  | PVDF |  | 30 | WST02-ECCP-1000 | SSNR XLV ROOM | WST02-RIO-0001A | LV SWITCH ROOM 1 | GMXA0715PVT20100UAC1300 |  | PROMINENT | PROMINENT | https://www.prominent.com/ | +6567474935 | +6567452240 | info-sg@prominent.com | GERMANY | [14 empty] | PTFE coated | [10 empty] | PROMINENT
0010296555 | AT_EQPMP | WST02-400-P-0103 | C4B | 131242-WST02-DR-P-6020.dgn | WST02 | 400 | ASC | P | 0103 |  | ANTISCALANT DOSING PUMP A | ANTISCALANT DOSING PUMP A | NON-HAZARDOUS | 20 | L/h | 400 | DUTY | 131242-WST02-DR-M-5551 | 400 | 400 | 30 | 4 |  |  | 15 | 15 |  | PVDF |  | 30 | WST02-ECCP-1000 | SSNR XLV ROOM | WST02-RIO-0001A | LV SWITCH ROOM 1 | GXLAEU00730PVT20100UAC1300 |  | PROMINENT | PROMINENT | https://www.prominent.com/ | +6567474935 | +6567452240 | info-sg@prominent.com | GERMANY | [14 empty] | PTFE coated | [10 empty] | PROMINENT
0010332524 | AT_EQPMP | WST02-400-P-0201 | C4B | 131242-WST02-DR-P-6018.dgn | WST02 | 400 | DEF | P | 0201 |  | ANTIFOAM DOSING PUMP B | ANTIFOAM DOSING PUMP B | NON-HAZARDOUS | 10 | L/h | 400 | DUTY | 131242-WST02-DR-M-5541 | 400 | 400 | 30 | 4 |  |  | 15 | 15 |  | PVDF |  | 30 | WST02-ECCP-1000 | SSNR XLV ROOM | WST02-RIO-0001B | LV SWITCH ROOM 2 | GMXA0715PVT20100UAC1300 |  | PROMINENT | PROMINENT | https://www.prominent.com/ | +6567474935 | +6567452240 | info-sg@prominent.com | GERMANY | [14 empty] | PTFE coated | [10 empty] | PROMINENT
0010332817 | AT_EQPMP | WST02-400-P-0202 | C4B | 131242-WST02-DR-P-6019.dgn | WST02 | 400 | BN | P | 0202 |  | MICRONUTRIENTS DOSING PUMP B | MICRONUTRIENTS DOSING PUMP B | NON-HAZARDOUS | 10 | L/h | 400 | DUTY | 131242-WST02-DR-M-5531 | 400 | 400 | 30 | 4 |  |  | 15 | 15 |  | PVDF |  | 30 | WST02-ECCP-1000 | SSNR XLV ROOM | WST02-RIO-0001B | LV SWITCH ROOM 2 | GMXA0715PVT20100UAC1300 |  | PROMINENT | PROMINENT | https://www.prominent.com/ | +6567474935 | +6567452240 | info-sg@prominent.com | GERMANY | [14 empty] | PTFE coated | [10 empty] | PROMINENT
0010332826 | AT_EQPMP | WST02-400-P-0203 | C4B | 131242-WST02-DR-P-6020.dgn | WST02 | 400 | ASC | P | 0203 |  | ANTISCALANT DOSING PUMP B | ANTISCALANT DOSING PUMP B | NON-HAZARDOUS | 20 | L/h | 400 | DUTY | 131242-WST02-DR-M-5551 | 400 | 400 | 30 | 4 |  |  | 15 | 15 |  | PVDF |  | 30 | WST02-ECCP-1000 | SSNR XLV ROOM | WST02-RIO-0001B | LV SWITCH ROOM 2 | GXLAEU00730PVT20100UAC1300 |  | PROMINENT | PROMINENT | https://www.prominent.com/ | +6567474935 | +6567452240 | info-sg@prominent.com | GERMANY | [14 empty] | PTFE coated | [10 empty] | PROMINENT
0010332525 | AT_EQPMP | WST02-400-P-0301 | C4B | 131242-WST02-DR-P-6018.dgn | WST02 | 400 | DEF | P | 0301 |  | ANTIFOAM DOSING PUMP C | ANTIFOAM DOSING PUMP C | NON-HAZARDOUS | 10 | L/h | 400 | DUTY | 131242-WST02-DR-M-5541 | 400 | 400 | 30 | 4 |  |  | 15 | 15 |  | PVDF |  | 30 | WST02-ECCP-1000 | SSNR XLV ROOM | WST02-RIO-0001A | LV SWITCH ROOM 1 | GMXA0715PVT20100UAC1300 |  | PROMINENT | PROMINENT | https://www.prominent.com/ | +6567474935 | +6567452240 | info-sg@prominent.com | GERMANY | [14 empty] | PTFE coated | [10 empty] | PROMINENT
0010296354 | AT_EQPMP | WST02-400-P-0302 | C4B | 131242-WST02-DR-P-6019.dgn | WST02 | 400 | BN | P | 0302 |  | MICRONUTRIENTS DOSING PUMP C | MICRONUTRIENTS DOSING PUMP C | NON-HAZARDOUS | 10 | L/h | 400 | DUTY | 131242-WST02-DR-M-5531 | 400 | 400 | 30 | 4 |  |  | 15 | 15 |  | PVDF |  | 30 | WST02-ECCP-1000 | SSNR XLV ROOM | WST02-RIO-0001A | LV SWITCH ROOM 1 | GMXA0715PVT20100UAC1300 |  | PROMINENT | PROMINENT | https://www.prominent.com/ | +6567474935 | +6567452240 | info-sg@prominent.com | GERMANY | [14 empty] | PTFE coated | [10 empty] | PROMINENT
0010296530 | AT_EQPMP | WST02-400-P-0303 | C4B | 131242-WST02-DR-P-6020.dgn | WST02 | 400 | ASC | P | 0303 |  | ANTISCALANT DOSING PUMP C | ANTISCALANT DOSING PUMP C | NON-HAZARDOUS | 20 | L/h | 400 | DUTY | 131242-WST02-DR-M-5551 | 400 | 400 | 30 | 4 |  |  | 15 | 15 |  | PVDF |  | 30 | WST02-ECCP-1000 | SSNR XLV ROOM | WST02-RIO-0001B | LV SWITCH ROOM 2 | GXLAEU00730PVT20100UAC1300 |  | PROMINENT | PROMINENT | https://www.prominent.com/ | +6567474935 | +6567452240 | info-sg@prominent.com | GERMANY | [14 empty] | PTFE coated | [10 empty] | PROMINENT
0010332527 | AT_EQPMP | WST02-400-P-0401 | C4B | 131242-WST02-DR-P-6018.dgn | WST02 | 400 | DEF | P | 0401 |  | ANTIFOAM DOSING PUMP D | ANTIFOAM DOSING PUMP D | NON-HAZARDOUS | 10 | L/h | 400 | DUTY | 131242-WST02-DR-M-5541 | 400 | 400 | 30 | 4 |  |  | 15 | 15 |  | PVDF |  | 30 | WST02-ECCP-1000 | SSNR XLV ROOM | WST02-RIO-0001B | LV SWITCH ROOM 2 | GMXA0715PVT20100UAC1300 |  | PROMINENT | PROMINENT | https://www.prominent.com/ | +6567474935 | +6567452240 | info-sg@prominent.com | GERMANY | [14 empty] | PTFE coated | [10 empty] | PROMINENT
0010296358 | AT_EQPMP | WST02-400-P-0402 | C4B | 131242-WST02-DR-P-6019.dgn | WST02 | 400 | BN | P | 0402 |  | MICRONUTRIENTS DOSING PUMP D | MICRONUTRIENTS DOSING PUMP D | NON-HAZARDOUS | 10 | L/h | 400 | DUTY | 131242-WST02-DR-M-5531 | 400 | 400 | 30 | 4 |  |  | 15 | 15 |  | PVDF |  | 30 | WST02-ECCP-1000 | SSNR XLV ROOM | WST02-RIO-0001B | LV SWITCH ROOM 2 | GMXA0715PVT20100UAC1300 |  | PROMINENT | PROMINENT | https://www.prominent.com/ | +6567474935 | +6567452240 | info-sg@prominent.com | GERMANY | [14 empty] | PTFE coated | [10 empty] | PROMINENT
0010332526 | AT_EQPMP | WST02-400-P-0501 | C4B | 131242-WST02-DR-P-6018.dgn | WST02 | 400 | DEF | P | 0501 |  | ANTIFOAM DOSING PUMP E | ANTIFOAM DOSING PUMP E | NON-HAZARDOUS | 10 | L/h | 400 | STANDBY | 131242-WST02-DR-M-5541 | 400 | 400 | 30 | 4 |  |  | 15 | 15 |  | PVDF |  | 30 | WST02-ECCP-1000 | SSNR XLV ROOM | WST02-RIO-0001B | LV SWITCH ROOM 2 | GMXA0715PVT20100UAC1300 |  | PROMINENT | PROMINENT | https://www.prominent.com/ | +6567474935 | +6567452240 | info-sg@prominent.com | GERMANY | [14 empty] | PTFE coated | [10 empty] | PROMINENT
0010296331 | AT_EQPMP | WST02-400-P-0502 | C4B | 131242-WST02-DR-P-6019.dgn | WST02 | 400 | BN | P | 0502 |  | MICRONUTRIENTS DOSING PUMP E | MICRONUTRIENTS DOSING PUMP E | NON-HAZARDOUS | 10 | L/h | 400 | STANDBY | 131242-WST02-DR-M-5531 | 400 | 400 | 30 | 4 |  |  | 15 | 15 |  | PVDF |  | 30 | WST02-ECCP-1000 | SSNR XLV ROOM | WST02-RIO-0001A | LV SWITCH ROOM 1 | GMXA0715PVT20100UAC1300 |  | PROMINENT | PROMINENT | https://www.prominent.com/ | +6567474935 | +6567452240 | info-sg@prominent.com | GERMANY | [14 empty] | PTFE coated | [10 empty] | PROMINENT
0010332244 | AT_EQTNK | WST02-400-TNK-0007D | C4B | 131242-WST02-DR-P-6018.dgn | WST02 | 400 | PD | TNK | 0007 | D | CHEMICAL UNLOADING BAY (CONTINUED) | CHEMICAL UNLOADING BAY (CONTINUED) | NON-HAZARDOUS | 10.6 | m3 | 0 | DUTY | [10 empty] | RCC | [9 empty] | CES_SDC | https://www.grc.com.sg | +65 6420 8888 | +65 6420 8899 | enquiry@grc.com.sg | SINGAPORE | [25 empty] | GRC Group
0010332249 | AT_EQTNK | WST02-400-TNK-0007E | C4B | 131242-WST02-DR-P-6019.dgn | WST02 | 400 | PD | TNK | 0007 | E | CHEMICAL UNLOADING BAY (CONTINUED) | CHEMICAL UNLOADING BAY (CONTINUED) | NON-HAZARDOUS | 10.6 | m3 | 0 | DUTY | [10 empty] | RCC | [9 empty] | CES_SDC | https://www.grc.com.sg | +65 6420 8888 | +65 6420 8899 | enquiry@grc.com.sg | SINGAPORE | [25 empty] | GRC Group
0010332254 | AT_EQTNK | WST02-400-TNK-0007F | C4B | 131242-WST02-DR-P-6020.dgn | WST02 | 400 | PD | TNK | 0007 | F | CHEMICAL UNLOADING BAY (CONTINUED) | CHEMICAL UNLOADING BAY (CONTINUED) | NON-HAZARDOUS | 10.6 | m3 | 0 | DUTY | [10 empty] | RCC | [9 empty] | CES_SDC | https://www.grc.com.sg | +65 6420 8888 | +65 6420 8899 | enquiry@grc.com.sg | SINGAPORE | [25 empty] | GRC Group
0010332242 | AT_EQTNK | WST02-400-TNK-0013 | C4B | 131242-WST02-DR-P-6018.dgn | WST02 | 400 | DEF | TNK | 0013 |  | ANTIFOAM BUND | ANTIFOAM BUND | NON-HAZARDOUS | 2.6 | m3 | 0 | DUTY | [10 empty] | RCC | [9 empty] | CES_SDC | https://www.grc.com.sg | +65 6420 8888 | +65 6420 8899 | enquiry@grc.com.sg | SINGAPORE | [25 empty] | GRC Group
0010332243 | AT_EQTNK | WST02-400-TNK-0014A | C4B | 131242-WST02-DR-P-6018.dgn | WST02 | 400 | PD | TNK | 0014 | A | ANTIFOAM BUND AND ANTISCALANT BUND DRAIN VALVE CHAMBER (CONTINUED) | DEF BUND AND ASC BUND DRAIN VALVE CHAMBER (CONT.) | NON-HAZARDOUS | 1.4 | m3 | 0 | DUTY | [10 empty] | RCC | [9 empty] | CES_SDC | https://www.grc.com.sg | +65 6420 8888 | +65 6420 8899 | enquiry@grc.com.sg | SINGAPORE | [25 empty] | GRC Group
0010332427 | AT_EQTNK | WST02-400-TNK-0014B | C4B | 131242-WST02-DR-P-6020.dgn | WST02 | 400 | PD | TNK | 0014 | B | ANTIFOAM AND ANTISCALANT BUND DRAIN VALVE CHAMBER (CONTINUED) | DEF AND ASC BUND DRAIN VALVE CHAMBER (CONT.) | NON-HAZARDOUS | 1.4 | m3 | 0 | DUTY | [10 empty] | RCC | [9 empty] | CES_SDC | https://www.grc.com.sg | +65 6420 8888 | +65 6420 8899 | enquiry@grc.com.sg | SINGAPORE | [25 empty] | GRC Group
0010332246 | AT_EQTNK | WST02-400-TNK-0015 | C4B | 131242-WST02-DR-P-6019.dgn | WST02 | 400 | BN | TNK | 0015 |  | MICRONUTRIENTS BUND | MICRONUTRIENTS BUND | NON-HAZARDOUS | 2.1 | m3 | 0 | DUTY | [10 empty] | RCC | [9 empty] | CES_SDC | https://www.grc.com.sg | +65 6420 8888 | +65 6420 8899 | enquiry@grc.com.sg | SINGAPORE | [25 empty] | GRC Group
0010332251 | AT_EQTNK | WST02-400-TNK-0016 | C4B | 131242-WST02-DR-P-6020.dgn | WST02 | 400 | ASC | TNK | 0016 |  | ANTISCALANT BUND | ANTISCALANT BUND | NON-HAZARDOUS | 2.5 | m3 | 0 | DUTY | [10 empty] | RCC | [9 empty] | CES_SDC | https://www.grc.com.sg | +65 6420 8888 | +65 6420 8899 | enquiry@grc.com.sg | SINGAPORE | [25 empty] | GRC Group
0010332425 | AT_EQTNK | WST02-400-TNK-0017 | C4B | 131242-WST02-DR-P-6019.dgn | WST02 | 400 | PD | TNK | 0017 |  | MICRONUTRIENTS BUND DRAIN VALVE CHAMBER | MICRONUTRIENTS BUND DRAIN VALVE CHAMBER | NON-HAZARDOUS | 0.7 | m3 | 0 | DUTY | [10 empty] | RCC | [9 empty] | CES_SDC | https://www.grc.com.sg | +65 6420 8888 | +65 6420 8899 | enquiry@grc.com.sg | SINGAPORE | [25 empty] | GRC Group
0010332268 | AT_EQTNK | WST02-400-TNK-0018 | C4B | 131242-WST02-DR-P-6500.dgn | WST02 | 400 | PD | TNK | 0018 |  | SAFETY SHOWER 2 DRAIN SUMP | SAFETY SHOWER 2 DRAIN SUMP | NON-HAZARDOUS | 0.14 | m3 | 0 | DUTY | [10 empty] | RCC | [9 empty] | CES_SDC | https://www.grc.com.sg | +65 6420 8888 | +65 6420 8899 | enquiry@grc.com.sg | SINGAPORE | [25 empty] | GRC Group
0010332266 | AT_EQTNK | WST02-400-TNK-0019 | C4B | 131242-WST02-DR-P-6500.dgn | WST02 | 400 | PD | TNK | 0019 |  | SAFETY SHOWER 3 DRAIN SUMP | SAFETY SHOWER 3 DRAIN SUMP | NON-HAZARDOUS | 0.14 | m3 | 0 | DUTY | [10 empty] | RCC | [9 empty] | CES_SDC | https://www.grc.com.sg | +65 6420 8888 | +65 6420 8899 | enquiry@grc.com.sg | SINGAPORE | [25 empty] | GRC Group
0010296202 | AT_EQTNK | WST02-400-TNK-0101 | C4B | 131242-WST02-DR-P-6018.dgn | WST02 | 400 | DEF | TNK | 0101 |  | ANTIFOAM DOSING TANK 1 | ANTIFOAM DOSING TANK 1 | NON-HAZARDOUS | 1.1 | m3 | 10 | DUTY |  | 0 | 12 | 30 | [6 empty] | HDPE | [9 empty] | CES_SDC | https://www.grc.com.sg | +65 6420 8888 | +65 6420 8899 | enquiry@grc.com.sg | SINGAPORE | [25 empty] | GRC Group
0010296376 | AT_EQTNK | WST02-400-TNK-0102 | C4B | 131242-WST02-DR-P-6019.dgn | WST02 | 400 | BN | TNK | 0102 |  | MICRONUTRIENTS DOSING TANK 1 | MICRONUTRIENTS DOSING TANK 1 | NON-HAZARDOUS | 1.1 | m3 | 10 | DUTY |  | 0 | 12 | 30 | [6 empty] | HDPE | [9 empty] | CES_SDC | https://www.grc.com.sg | +65 6420 8888 | +65 6420 8899 | enquiry@grc.com.sg | SINGAPORE | [25 empty] | GRC Group
0010296618 | AT_EQTNK | WST02-400-TNK-0103 | C4B | 131242-WST02-DR-P-6020.dgn | WST02 | 400 | ASC | TNK | 0103 |  | ANTISCALANT DOSING TANK 1 | ANTISCALANT DOSING TANK 1 | NON-HAZARDOUS | 1.1 | m3 | 10 | DUTY |  | 0 | 12 | 30 | [6 empty] | HDPE | [9 empty] | CES_SDC | https://www.grc.com.sg | +65 6420 8888 | +65 6420 8899 | enquiry@grc.com.sg | SINGAPORE | [25 empty] | GRC Group
0010296243 | AT_EQTNK | WST02-400-TNK-0201 | C4B | 131242-WST02-DR-P-6018.dgn | WST02 | 400 | DEF | TNK | 0201 |  | ANTIFOAM DOSING TANK 2 | ANTIFOAM DOSING TANK 2 | NON-HAZARDOUS | 1.1 | m3 | 10 | DUTY |  | 0 | 12 | 30 | [6 empty] | HDPE | [9 empty] | CES_SDC | https://www.grc.com.sg | +65 6420 8888 | +65 6420 8899 | enquiry@grc.com.sg | SINGAPORE | [25 empty] | GRC Group
0010332816 | AT_EQTNK | WST02-400-TNK-0202 | C4B | 131242-WST02-DR-P-6019.dgn | WST02 | 400 | BN | TNK | 0202 |  | MICRONUTRIENTS DOSING TANK 2 | MICRONUTRIENTS DOSING TANK 2 | NON-HAZARDOUS | 1.1 | m3 | 10 | DUTY |  | 0 | 12 | 30 | [6 empty] | HDPE | [9 empty] | CES_SDC | https://www.grc.com.sg | +65 6420 8888 | +65 6420 8899 | enquiry@grc.com.sg | SINGAPORE | [25 empty] | GRC Group
0010296552 | AT_EQTNK | WST02-400-TNK-0203 | C4B | 131242-WST02-DR-P-6020.dgn | WST02 | 400 | ASC | TNK | 0203 |  | ANTISCALANT DOSING TANK 2 | ANTISCALANT DOSING TANK 2 | NON-HAZARDOUS | 1.1 | m3 | 10 | DUTY |  | 0 | 12 | 30 | [6 empty] | HDPE | [9 empty] | CES_SDC | https://www.grc.com.sg | +65 6420 8888 | +65 6420 8899 | enquiry@grc.com.sg | SINGAPORE | [25 empty] | GRC Group
0010336564 | AT_EQUIP | WST02-401-CPT-0001 | C4B | 131242-WST02-DR-P-6015.dgn | WST02 | 401 | FC | CPT | 0001 |  | FERRIC CHLORIDE CATCHPOT | FERRIC CHLORIDE CATCHPOT | NON-HAZARDOUS | 16.6 | L | 0 | DUTY | 131242-WST02-DR-M-5066 | 0 | 0 | 30 |  | 0 |  |  | 25 |  | HDPE | [9 empty] | CES_SALCON | https://www.grc.com.sg/business/environmental | +65 6420 8888 | +65 6420 8899 | enquiry@grc.com.sg | Singapore | [25 empty] | GRC Group
0010331854 | AT_EQUIP | WST02-401-CPT-0131 | C4B | 131242-WST02-DR-P-6005.dgn | WST02 | 401 | FC | CPT | 0131 |  | FERRIC CHLORIDE TO ANAMMOX REACTOR 1 CATCHPOT | FERRIC CHLORIDE TO ANAMMOX REACTOR 1 CATCHPOT | NON-HAZARDOUS |  |  | 0 | DUTY |  | 0 | 400 | 30 |  | 0 |  |  |  |  | CPVC | [8 empty] | GF | GF | https://www.gfps.com/en-sg.html | +65 6747 0611 |  | sgp.ps@georgfischer.com | SWITZERLAND | [25 empty] | GF
0010331909 | AT_EQUIP | WST02-401-CPT-0231 | C4B | 131242-WST02-DR-P-6006.dgn | WST02 | 401 | FC | CPT | 0231 |  | FERRIC CHLORIDE TO ANAMMOX REACTOR 2 CATCHPOT | FERRIC CHLORIDE TO ANAMMOX REACTOR 2 CATCHPOT | NON-HAZARDOUS |  |  | 0 | DUTY |  | 0 | 400 | 30 |  | 0 |  |  |  |  | CPVC | [8 empty] | GF | GF | https://www.gfps.com/en-sg.html | +65 6747 0611 |  | sgp.ps@georgfischer.com | SWITZERLAND | [25 empty] | GF
0010332027 | AT_EQUIP | WST02-401-CPT-0331 | C4B | 131242-WST02-DR-P-6007.dgn | WST02 | 401 | FC | CPT | 0331 |  | FERRIC CHLORIDE TO ANAMMOX REACTOR 3 CATCHPOT | FERRIC CHLORIDE TO ANAMMOX REACTOR 3 CATCHPOT | NON-HAZARDOUS |  |  | 0 | DUTY |  | 0 | 400 | 30 |  | 0 |  |  |  |  | CPVC | [8 empty] | GF | GF | https://www.gfps.com/en-sg.html | +65 6747 0611 |  | sgp.ps@georgfischer.com | SWITZERLAND | [25 empty] | GF
0010332113 | AT_EQUIP | WST02-401-CPT-0431 | C4B | 131242-WST02-DR-P-6008.dgn | WST02 | 401 | FC | CPT | 0431 |  | FERRIC CHLORIDE TO ANAMMOX REACTOR 4 CATCHPOT | FERRIC CHLORIDE TO ANAMMOX REACTOR 4 CATCHPOT | NON-HAZARDOUS |  |  | 0 | DUTY |  | 0 | 400 | 30 |  | 0 |  |  |  |  | CPVC | [8 empty] | GF | GF | https://www.gfps.com/en-sg.html | +65 6747 0611 |  | sgp.ps@georgfischer.com | SWITZERLAND | [25 empty] | GF
0010322768 | AT_EQUIP | WST02-401-MH-0101A | C4B | 131242-WST02-DR-P-6015.dgn | WST02 | 401 | FC | MH | 0101 | A | FERRIC CHLORIDE TANK 1 BOTTOM MANHOLE | FERRIC CHLORIDE TANK 1 BOTTOM MANHOLE | NON-HAZARDOUS | 600 | mm dia. | 22 | DUTY | 131242-WST02-DS-M-5401 | 0 | 33 | 30 |  | 0 |  |  |  |  | FRP | [9 empty] | JIZHOU ZHONGYI FRP CO.,LTD. | http://www.jzfrp.cn/ | 086 318-8638136 |  | salesdirector@jzfrp.com | CHINA | [25 empty] | JIZHOU ZHONGYI FRP CO.,LTD.
0010322858 | AT_EQUIP | WST02-401-MH-0101B | C4B | 131242-WST02-DR-P-6015.dgn | WST02 | 401 | FC | MH | 0101 | B | FERRIC CHLORIDE TANK 1 TOP MANHOLE | FERRIC CHLORIDE TANK 1 TOP MANHOLE | NON-HAZARDOUS | 600 | mm dia. | 0 | DUTY | 131242-WST02-DS-M-5401 | 0 | 0 | 30 |  | 0 |  |  |  |  | FRP | [9 empty] | JIZHOU ZHONGYI FRP CO.,LTD. | http://www.jzfrp.cn/ | 086 318-8638136 |  | salesdirector@jzfrp.com | CHINA | [25 empty] | JIZHOU ZHONGYI FRP CO.,LTD.
0010322766 | AT_EQUIP | WST02-401-MH-0201A | C4B | 131242-WST02-DR-P-6015.dgn | WST02 | 401 | FC | MH | 0201 | A | FERRIC CHLORIDE TANK 2 BOTTOM MANHOLE | FERRIC CHLORIDE TANK 2 BOTTOM MANHOLE | NON-HAZARDOUS | 600 | mm dia. | 22 | DUTY | 131242-WST02-DS-M-5401 | 0 | 33 | 30 |  | 0 |  |  |  |  | FRP | [9 empty] | JIZHOU ZHONGYI FRP CO.,LTD. | http://www.jzfrp.cn/ | 086 318-8638136 |  | salesdirector@jzfrp.com | CHINA | [25 empty] | JIZHOU ZHONGYI FRP CO.,LTD.
0010322857 | AT_EQUIP | WST02-401-MH-0201B | C4B | 131242-WST02-DR-P-6015.dgn | WST02 | 401 | FC | MH | 0201 | B | FERRIC CHLORIDE TANK 2 TOP MANHOLE | FERRIC CHLORIDE TANK 2 TOP MANHOLE | NON-HAZARDOUS | 600 | mm dia. | 0 | DUTY | 131242-WST02-DS-M-5401 | 0 | 0 | 30 |  | 0 |  |  |  |  | FRP | [9 empty] | JIZHOU ZHONGYI FRP CO.,LTD. | http://www.jzfrp.cn/ | 086 318-8638136 |  | salesdirector@jzfrp.com | CHINA | [25 empty] | JIZHOU ZHONGYI FRP CO.,LTD.
0010322951 | AT_EQPMP | WST02-401-P-0101 | C4B | 131242-WST02-DR-P-6015.dgn | WST02 | 401 | FC | P | 0101 |  | FERRIC CHLORIDE DOSING PUMP A | FERRIC CHLORIDE DOSING PUMP A | NON-HAZARDOUS | 50 | L/h | 400 | DUTY | 131242-WST02-DR-M-5501 | 400 | 400 | 30 | 4 |  |  | 15 | 15 |  | PVDF |  | 31 | WST02-ECCP-1000 | SSNR XLV ROOM | WST02-RIO-0001A | LV SWITCH ROOM 1 | HA2AV026150AP100FTB02PA10M00 |  | PROMINENT | PROMINENT | https://www.prominent.com/ | +6567474935 | +6567452240 | info-sg@prominent.com | GERMANY |  |  |  | 1385 | [10 empty] | PTFE coated | [10 empty] | PROMINENT
0010322949 | AT_EQPMP | WST02-401-P-0201 | C4B | 131242-WST02-DR-P-6015.dgn | WST02 | 401 | FC | P | 0201 |  | FERRIC CHLORIDE DOSING PUMP B | FERRIC CHLORIDE DOSING PUMP B | NON-HAZARDOUS | 50 | L/h | 400 | DUTY | 131242-WST02-DR-M-5501 | 400 | 400 | 30 | 4 |  |  | 15 | 15 |  | PVDF |  | 31 | WST02-ECCP-1000 | SSNR XLV ROOM | WST02-RIO-0001B | LV SWITCH ROOM 2 | HA2AV026150AP100FTB02PA10M00 |  | PROMINENT | PROMINENT | https://www.prominent.com/ | +6567474935 | +6567452240 | info-sg@prominent.com | GERMANY |  |  |  | 1385 | [10 empty] | PTFE coated | [10 empty] | PROMINENT
0010322952 | AT_EQPMP | WST02-401-P-0301 | C4B | 131242-WST02-DR-P-6015.dgn | WST02 | 401 | FC | P | 0301 |  | FERRIC CHLORIDE DOSING PUMP C | FERRIC CHLORIDE DOSING PUMP C | NON-HAZARDOUS | 50 | L/h | 400 | DUTY | 131242-WST02-DR-M-5501 | 400 | 400 | 30 | 4 |  |  | 15 | 15 |  | PVDF |  | 31 | WST02-ECCP-1000 | SSNR XLV ROOM | WST02-RIO-0001A | LV SWITCH ROOM 1 | HA2AV026150AP100FTB02PA10M00 |  | PROMINENT | PROMINENT | https://www.prominent.com/ | +6567474935 | +6567452240 | info-sg@prominent.com | GERMANY |  |  |  | 1385 | [10 empty] | PTFE coated | [10 empty] | PROMINENT
0010322947 | AT_EQPMP | WST02-401-P-0401 | C4B | 131242-WST02-DR-P-6015.dgn | WST02 | 401 | FC | P | 0401 |  | FERRIC CHLORIDE DOSING PUMP D | FERRIC CHLORIDE DOSING PUMP D | NON-HAZARDOUS | 50 | L/h | 400 | DUTY | 131242-WST02-DR-M-5501 | 400 | 400 | 30 | 4 |  |  | 15 | 15 |  | PVDF |  | 31 | WST02-ECCP-1000 | SSNR XLV ROOM | WST02-RIO-0001B | LV SWITCH ROOM 2 | HA2AV026150AP100FTB02PA10M00 |  | PROMINENT | PROMINENT | https://www.prominent.com/ | +6567474935 | +6567452240 | info-sg@prominent.com | GERMANY |  |  |  | 1385 | [10 empty] | PTFE coated | [10 empty] | PROMINENT
0010322957 | AT_EQPMP | WST02-401-P-0501 | C4B | 131242-WST02-DR-P-6015.dgn | WST02 | 401 | FC | P | 0501 |  | FERRIC CHLORIDE DOSING PUMP E | FERRIC CHLORIDE DOSING PUMP E | NON-HAZARDOUS | 50 | L/h | 400 | STANDBY | 131242-WST02-DR-M-5501 | 400 | 400 | 30 | 4 |  |  | 15 | 15 |  | PVDF |  | 31 | WST02-ECCP-1000 | SSNR XLV ROOM | WST02-RIO-0001A | LV SWITCH ROOM 1 | HA2AV026150AP100FTB02PA10M00 |  | PROMINENT | PROMINENT | https://www.prominent.com/ | +6567474935 | +6567452240 | info-sg@prominent.com | GERMANY |  |  |  | 1385 | [10 empty] | PTFE coated | [10 empty] | PROMINENT
0010332226 | AT_EQTNK | WST02-401-TNK-0007A | C4B | 131242-WST02-DR-P-6015.dgn | WST02 | 401 | PD | TNK | 0007 | A | CHEMICAL UNLOADING BAY | CHEMICAL UNLOADING BAY | NON-HAZARDOUS | 10.6 | m3 | 0 | DUTY | [10 empty] | RCC | [9 empty] | CES_SDC | https://www.grc.com.sg | +65 6420 8888 | +65 6420 8899 | enquiry@grc.com.sg | SINGAPORE | [25 empty] | GRC Group
0010332232 | AT_EQTNK | WST02-401-TNK-0008 | C4B | 131242-WST02-DR-P-6015.dgn | WST02 | 401 | FC | TNK | 0008 |  | FERRIC CHLORIDE BUND | FERRIC CHLORIDE BUND | NON-HAZARDOUS | 6.7 | m3 | 0 | DUTY | [10 empty] | RCC | [9 empty] | CES_SDC | https://www.grc.com.sg | +65 6420 8888 | +65 6420 8899 | enquiry@grc.com.sg | SINGAPORE | [25 empty] | GRC Group
0010332228 | AT_EQTNK | WST02-401-TNK-0009 | C4B | 131242-WST02-DR-P-6015.dgn | WST02 | 401 | PD | TNK | 0009 |  | CHEMICAL UNLOADING BAY VALVE CHAMBER | CHEMICAL UNLOADING BAY VALVE CHAMBER | NON-HAZARDOUS | 0.7 | m3 | 0 | DUTY | [10 empty] | RCC | [9 empty] | CES_SDC | https://www.grc.com.sg | +65 6420 8888 | +65 6420 8899 | enquiry@grc.com.sg | SINGAPORE | [25 empty] | GRC Group
0010332230 | AT_EQTNK | WST02-401-TNK-0010 | C4B | 131242-WST02-DR-P-6015.dgn | WST02 | 401 | PD | TNK | 0010 |  | FERRIC CHLORIDE BUND DRAIN VALVE CHAMBER | FERRIC CHLORIDE BUND DRAIN VALVE CHAMBER | NON-HAZARDOUS | 0.7 | m3 | 0 | DUTY | [10 empty] | RCC | [9 empty] | CES_SDC | https://www.grc.com.sg | +65 6420 8888 | +65 6420 8899 | enquiry@grc.com.sg | SINGAPORE | [25 empty] | GRC Group
0010322944 | AT_EQTNK | WST02-401-TNK-0101 | C4B | 131242-WST02-DR-P-6015.dgn | WST02 | 401 | FC | TNK | 0101 |  | FERRIC CHLORIDE STORAGE TANK 1 | FERRIC CHLORIDE STORAGE TANK 1 | NON-HAZARDOUS | 4 | m3 | 20 | DUTY | 131242-WST02-DS-M-5401 | 3 | 22 | 30 | [6 empty] | FRP | [9 empty] | JIZHOU ZHONGYI FRP CO.,LTD. | http://www.jzfrp.cn/ | 086 318-8638136 |  | salesdirector@jzfrp.com | CHINA | [25 empty] | JIZHOU ZHONGYI FRP CO.,LTD.
0010322945 | AT_EQTNK | WST02-401-TNK-0201 | C4B | 131242-WST02-DR-P-6015.dgn | WST02 | 401 | FC | TNK | 0201 |  | FERRIC CHLORIDE STORAGE TANK 2 | FERRIC CHLORIDE STORAGE TANK 2 | NON-HAZARDOUS | 4 | m3 | 20 | DUTY | 131242-WST02-DS-M-5401 | 3 | 22 | 30 | [6 empty] | FRP | [9 empty] | JIZHOU ZHONGYI FRP CO.,LTD. | http://www.jzfrp.cn/ | 086 318-8638136 |  | salesdirector@jzfrp.com | CHINA | [25 empty] | JIZHOU ZHONGYI FRP CO.,LTD.
0010335585 | AT_EQUIP | WST02-403-CPT-0002 | C4B | 131242-WST02-DR-P-6016.dgn | WST02 | 403 | SHYD | CPT | 0002 |  | SODIUM HYDROXIDE CATCHPOT | SODIUM HYDROXIDE CATCHPOT | NON-HAZARDOUS | 16.6 | L | 0 | DUTY | 131242-WST02-DR-M-5066 | 0 | 0 | 30 |  | 0 |  |  | 25 |  | HDPE | [9 empty] | CES_SALCON | https://www.grc.com.sg/business/environmental | +65 6420 8888 | +65 6420 8899 | enquiry@grc.com.sg | Singapore | [25 empty] | GRC Group
0010331386 | AT_EQUIP | WST02-403-CPT-0121 | C4B | 131242-WST02-DR-P-6000.dgn | WST02 | 403 | SHYD | CPT | 0121 |  | SODIUM HYDROXIDE TO EQUALIZATION TANK 1 CATCHPOT | SODIUM HYDROXIDE TO EQUALIZATION TANK 1 CATCHPOT | NON-HAZARDOUS |  |  | 0 | DUTY |  | 0 | 400 | 30 |  | 0 |  |  |  |  | CPVC | [8 empty] | GF | GF | https://www.gfps.com/en-sg.html | +65 6747 0611 |  | sgp.ps@georgfischer.com | SWITZERLAND | [25 empty] | GF
0010331862 | AT_EQUIP | WST02-403-CPT-0151 | C4B | 131242-WST02-DR-P-6005.dgn | WST02 | 403 | SHYD | CPT | 0151 |  | SODIUM HYDROXIDE TO ANAMMOX REACTOR 1 CATCHPOT | SODIUM HYDROXIDE TO ANAMMOX REACTOR 1 CATCHPOT | NON-HAZARDOUS |  |  | 0 | DUTY |  | 0 | 400 | 30 |  | 0 |  |  |  |  | CPVC | [8 empty] | GF | GF | https://www.gfps.com/en-sg.html | +65 6747 0611 |  | sgp.ps@georgfischer.com | SWITZERLAND | [25 empty] | GF
0010331407 | AT_EQUIP | WST02-403-CPT-0221 | C4B | 131242-WST02-DR-P-6000.dgn | WST02 | 403 | SHYD | CPT | 0221 |  | SODIUM HYDROXIDE TO EQUALIZATION TANK 2 CATCHPOT | SODIUM HYDROXIDE TO EQUALIZATION TANK 2 CATCHPOT | NON-HAZARDOUS |  |  | 0 | DUTY |  | 0 | 400 | 30 |  | 0 |  |  |  |  | CPVC | [8 empty] | GF | GF | https://www.gfps.com/en-sg.html | +65 6747 0611 |  | sgp.ps@georgfischer.com | SWITZERLAND | [25 empty] | GF
0010331916 | AT_EQUIP | WST02-403-CPT-0251 | C4B | 131242-WST02-DR-P-6006.dgn | WST02 | 403 | SHYD | CPT | 0251 |  | SODIUM HYDROXIDE TO ANAMMOX REACTOR 2 CATCHPOT | SODIUM HYDROXIDE TO ANAMMOX REACTOR 2 CATCHPOT | NON-HAZARDOUS |  |  | 0 | DUTY |  | 0 | 400 | 30 |  | 0 |  |  |  |  | CPVC | [8 empty] | GF | GF | https://www.gfps.com/en-sg.html | +65 6747 0611 |  | sgp.ps@georgfischer.com | SWITZERLAND | [25 empty] | GF
0010332034 | AT_EQUIP | WST02-403-CPT-0351 | C4B | 131242-WST02-DR-P-6007.dgn | WST02 | 403 | SHYD | CPT | 0351 |  | SODIUM HYDROXIDE TO ANAMMOX REACTOR 3 CATCHPOT | SODIUM HYDROXIDE TO ANAMMOX REACTOR 3 CATCHPOT | NON-HAZARDOUS |  |  | 0 | DUTY |  | 0 | 400 | 30 |  | 0 |  |  |  |  | CPVC | [8 empty] | GF | GF | https://www.gfps.com/en-sg.html | +65 6747 0611 |  | sgp.ps@georgfischer.com | SWITZERLAND | [25 empty] | GF
0010332106 | AT_EQUIP | WST02-403-CPT-0451 | C4B | 131242-WST02-DR-P-6008.dgn | WST02 | 403 | SHYD | CPT | 0451 |  | SODIUM HYDROXIDE TO ANAMMOX REACTOR 4 CATCHPOT | SODIUM HYDROXIDE TO ANAMMOX REACTOR 4 CATCHPOT | NON-HAZARDOUS |  |  | 0 | DUTY |  | 0 | 400 | 30 |  | 0 |  |  |  |  | CPVC | [8 empty] | GF | GF | https://www.gfps.com/en-sg.html | +65 6747 0611 |  | sgp.ps@georgfischer.com | SWITZERLAND | [25 empty] | GF
0010310832 | AT_EQUIP | WST02-403-MH-0101A | C4B | 131242-WST02-DR-P-6016.dgn | WST02 | 403 | SHYD | MH | 0101 | A | SODIUM HYDROXIDE TANK 1 BOTTOM MANHOLE | SODIUM HYDROXIDE TANK 1 BOTTOM MANHOLE | NON-HAZARDOUS | 600 | mm dia. | 40 | DUTY | 131242-WST02-DS-M-5416 | 0 | 55 | 30 |  | 0 |  |  |  |  | FRP | [9 empty] | JIZHOU ZHONGYI FRP CO.,LTD. | http://www.jzfrp.cn/ | 086 318-8638136 |  | salesdirector@jzfrp.com | CHINA | [25 empty] | JIZHOU ZHONGYI FRP CO.,LTD.
0010310833 | AT_EQUIP | WST02-403-MH-0101B | C4B | 131242-WST02-DR-P-6016.dgn | WST02 | 403 | SHYD | MH | 0101 | B | SODIUM HYDROXIDE TANK 1 TOP MANHOLE | SODIUM HYDROXIDE TANK 1 TOP MANHOLE | NON-HAZARDOUS | 600 | mm dia. | 0 | DUTY | 131242-WST02-DS-M-5416 | 0 | 0 | 30 |  | 0 |  |  |  |  | FRP | [9 empty] | JIZHOU ZHONGYI FRP CO.,LTD. | http://www.jzfrp.cn/ | 086 318-8638136 |  | salesdirector@jzfrp.com | CHINA | [25 empty] | JIZHOU ZHONGYI FRP CO.,LTD.
0010310828 | AT_EQUIP | WST02-403-MH-0201A | C4B | 131242-WST02-DR-P-6016.dgn | WST02 | 403 | SHYD | MH | 0201 | A | SODIUM HYDROXIDE TANK 2 BOTTOM MANHOLE | SODIUM HYDROXIDE TANK 2 BOTTOM MANHOLE | NON-HAZARDOUS | 600 | mm dia. | 40 | DUTY | 131242-WST02-DS-M-5416 | 0 | 55 | 30 |  | 0 |  |  |  |  | FRP | [9 empty] | JIZHOU ZHONGYI FRP CO.,LTD. | http://www.jzfrp.cn/ | 086 318-8638136 |  | salesdirector@jzfrp.com | CHINA | [25 empty] | JIZHOU ZHONGYI FRP CO.,LTD.
0010310831 | AT_EQUIP | WST02-403-MH-0201B | C4B | 131242-WST02-DR-P-6016.dgn | WST02 | 403 | SHYD | MH | 0201 | B | SODIUM HYDROXIDE TANK 2 TOP MANHOLE | SODIUM HYDROXIDE TANK 2 TOP MANHOLE | NON-HAZARDOUS | 600 | mm dia. | 0 | DUTY | 131242-WST02-DS-M-5416 | 0 | 0 | 30 |  | 0 |  |  |  |  | FRP | [9 empty] | JIZHOU ZHONGYI FRP CO.,LTD. | http://www.jzfrp.cn/ | 086 318-8638136 |  | salesdirector@jzfrp.com | CHINA | [25 empty] | JIZHOU ZHONGYI FRP CO.,LTD.
0010332546 | AT_EQPMP | WST02-403-P-0101 | C4B | 131242-WST02-DR-P-6016.dgn | WST02 | 403 | SHYD | P | 0101 |  | EQUALIZATION TANK SODIUM HYDROXIDE DOSING PUMP A | EQUALIZATION TANK SODIUM HYDROXIDE DOSING PUMP A | NON-HAZARDOUS | 500 | L/h | 400 | DUTY | 131242-WST02-DR-M-5511 | 400 | 400 | 30 | 4 |  |  | 32 | 32 |  | PP |  | 31 | WST02-ECCP-1000 | SSNR XLV ROOM | WST02-RIO-0001A | LV SWITCH ROOM 1 | HA4AV080103ZP100FTB02PA10M00 |  | PROMINENT | PROMINENT | https://www.prominent.com/ | +6567474935 | +6567452240 | info-sg@prominent.com | GERMANY |  |  |  | 1435 | [10 empty] | PTFE coated | [10 empty] | PROMINENT
0010332549 | AT_EQPMP | WST02-403-P-0102 | C4B | 131242-WST02-DR-P-6017.dgn | WST02 | 403 | SHYD | P | 0102 |  | ANAMMOX REACTOR SODIUM HYDROXIDE DOSING PUMP A | ANAMMOX REACTOR SODIUM HYDROXIDE DOSING PUMP A | NON-HAZARDOUS | 150 | L/h | 400 | DUTY | 131242-WST02-DR-M-5521 | 400 | 400 | 30 | 4 |  |  | 15 | 15 |  | SS316L |  | 31 | WST02-ECCP-1000 | SSNR XLV ROOM | WST02-RIO-0001A | LV SWITCH ROOM 1 | HA3AV038187AP100FTB02PA10M00 |  | PROMINENT | PROMINENT | https://www.prominent.com/ | +6567474935 | +6567452240 | info-sg@prominent.com | GERMANY |  |  |  | 1435 | [10 empty] | PTFE coated | [10 empty] | PROMINENT
0010332547 | AT_EQPMP | WST02-403-P-0201 | C4B | 131242-WST02-DR-P-6016.dgn | WST02 | 403 | SHYD | P | 0201 |  | EQUALIZATION TANK SODIUM HYDROXIDE DOSING PUMP B | EQUALIZATION TANK SODIUM HYDROXIDE DOSING PUMP B | NON-HAZARDOUS | 500 | L/h | 400 | DUTY | 131242-WST02-DR-M-5511 | 400 | 400 | 30 | 4 |  |  | 32 | 32 |  | PP |  | 31 | WST02-ECCP-1000 | SSNR XLV ROOM | WST02-RIO-0001B | LV SWITCH ROOM 2 | HA4AV080103ZP100FTB02PA10M00 |  | PROMINENT | PROMINENT | https://www.prominent.com/ | +6567474935 | +6567452240 | info-sg@prominent.com | GERMANY |  |  |  | 1435 | [10 empty] | PTFE coated | [10 empty] | PROMINENT
0010332550 | AT_EQPMP | WST02-403-P-0202 | C4B | 131242-WST02-DR-P-6017.dgn | WST02 | 403 | SHYD | P | 0202 |  | ANAMMOX REACTOR SODIUM HYDROXIDE DOSING PUMP B | ANAMMOX REACTOR SODIUM HYDROXIDE DOSING PUMP B | NON-HAZARDOUS | 150 | L/h | 400 | DUTY | 131242-WST02-DR-M-5521 | 400 | 400 | 30 | 4 |  |  | 15 | 15 |  | SS316L |  | 31 | WST02-ECCP-1000 | SSNR XLV ROOM | WST02-RIO-0001B | LV SWITCH ROOM 2 | HA3AV038187AP100FTB02PA10M00 |  | PROMINENT | PROMINENT | https://www.prominent.com/ | +6567474935 | +6567452240 | info-sg@prominent.com | GERMANY |  |  |  | 1435 | [10 empty] | PTFE coated | [10 empty] | PROMINENT
0010332548 | AT_EQPMP | WST02-403-P-0301 | C4B | 131242-WST02-DR-P-6016.dgn | WST02 | 403 | SHYD | P | 0301 |  | EQUALIZATION TANK SODIUM HYDROXIDE DOSING PUMP C | EQUALIZATION TANK SODIUM HYDROXIDE DOSING PUMP C | NON-HAZARDOUS | 500 | L/h | 400 | STANDBY | 131242-WST02-DR-M-5511 | 400 | 400 | 30 | 4 |  |  | 32 | 32 |  | PP |  | 31 | WST02-ECCP-1000 | SSNR XLV ROOM | WST02-RIO-0001B | LV SWITCH ROOM 2 | HA4AV080103ZP100FTB02PA10M00 |  | PROMINENT | PROMINENT | https://www.prominent.com/ | +6567474935 | +6567452240 | info-sg@prominent.com | GERMANY |  |  |  | 1435 | [10 empty] | PTFE coated | [10 empty] | PROMINENT
0010332551 | AT_EQPMP | WST02-403-P-0302 | C4B | 131242-WST02-DR-P-6017.dgn | WST02 | 403 | SHYD | P | 0302 |  | ANAMMOX REACTOR SODIUM HYDROXIDE DOSING PUMP C | ANAMMOX REACTOR SODIUM HYDROXIDE DOSING PUMP C | NON-HAZARDOUS | 150 | L/h | 400 | DUTY | 131242-WST02-DR-M-5521 | 400 | 400 | 30 | 4 |  |  | 15 | 15 |  | SS316L |  | 31 | WST02-ECCP-1000 | SSNR XLV ROOM | WST02-RIO-0001A | LV SWITCH ROOM 1 | HA3AV038187AP100FTB02PA10M00 |  | PROMINENT | PROMINENT | https://www.prominent.com/ | +6567474935 | +6567452240 | info-sg@prominent.com | GERMANY |  |  |  | 1435 | [10 empty] | PTFE coated | [10 empty] | PROMINENT
0010332552 | AT_EQPMP | WST02-403-P-0402 | C4B | 131242-WST02-DR-P-6017.dgn | WST02 | 403 | SHYD | P | 0402 |  | ANAMMOX REACTOR SODIUM HYDROXIDE DOSING PUMP D | ANAMMOX REACTOR SODIUM HYDROXIDE DOSING PUMP D | NON-HAZARDOUS | 150 | L/h | 400 | DUTY | 131242-WST02-DR-M-5521 | 400 | 400 | 30 | 4 |  |  | 15 | 15 |  | SS316L |  | 31 | WST02-ECCP-1000 | SSNR XLV ROOM | WST02-RIO-0001B | LV SWITCH ROOM 2 | HA3AV038187AP100FTB02PA10M00 |  | PROMINENT | PROMINENT | https://www.prominent.com/ | +6567474935 | +6567452240 | info-sg@prominent.com | GERMANY |  |  |  | 1435 | [10 empty] | PTFE coated | [10 empty] | PROMINENT
0010332553 | AT_EQPMP | WST02-403-P-0502 | C4B | 131242-WST02-DR-P-6017.dgn | WST02 | 403 | SHYD | P | 0502 |  | ANAMMOX REACTOR SODIUM HYDROXIDE DOSING PUMP E | ANAMMOX REACTOR SODIUM HYDROXIDE DOSING PUMP E | NON-HAZARDOUS | 150 | L/h | 400 | STANDBY | 131242-WST02-DR-M-5521 | 400 | 400 | 30 | 4 |  |  | 15 | 15 |  | SS316L |  | 31 | WST02-ECCP-1000 | SSNR XLV ROOM | WST02-RIO-0001A | LV SWITCH ROOM 1 | HA3AV038187AP100FTB02PA10M00 |  | PROMINENT | PROMINENT | https://www.prominent.com/ | +6567474935 | +6567452240 | info-sg@prominent.com | GERMANY |  |  |  | 1435 | [10 empty] | PTFE coated | [10 empty] | PROMINENT
0010332237 | AT_EQTNK | WST02-403-TNK-0007B | C4B | 131242-WST02-DR-P-6016.dgn | WST02 | 403 | PD | TNK | 0007 | B | CHEMICAL UNLOADING BAY (CONTINUED) | CHEMICAL UNLOADING BAY (CONTINUED) | NON-HAZARDOUS | 10.6 | m3 | 0 | DUTY | [10 empty] | RCC | [9 empty] | CES_SDC | https://www.grc.com.sg | +65 6420 8888 | +65 6420 8899 | enquiry@grc.com.sg | SINGAPORE | [25 empty] | GRC Group
0010332239 | AT_EQTNK | WST02-403-TNK-0007C | C4B | 131242-WST02-DR-P-6017.dgn | WST02 | 403 | PD | TNK | 0007 | C | CHEMICAL UNLOADING BAY (CONTINUED) | CHEMICAL UNLOADING BAY (CONTINUED) | NON-HAZARDOUS | 10.6 | m3 | 0 | DUTY | [10 empty] | RCC | [9 empty] | CES_SDC | https://www.grc.com.sg | +65 6420 8888 | +65 6420 8899 | enquiry@grc.com.sg | SINGAPORE | [25 empty] | GRC Group
0010332234 | AT_EQTNK | WST02-403-TNK-0011A | C4B | 131242-WST02-DR-P-6016.dgn | WST02 | 403 | SHYD | TNK | 0011 | A | SODIUM HYDROXIDE BUND | SODIUM HYDROXIDE BUND | NON-HAZARDOUS | 45 | m3 | 0 | DUTY | [10 empty] | RCC | [9 empty] | CES_SDC | https://www.grc.com.sg | +65 6420 8888 | +65 6420 8899 | enquiry@grc.com.sg | SINGAPORE | [25 empty] | GRC Group
0010332240 | AT_EQTNK | WST02-403-TNK-0011B | C4B | 131242-WST02-DR-P-6017.dgn | WST02 | 403 | SHYD | TNK | 0011 | B | SODIUM HYDROXIDE BUND (CONTINUED) | SODIUM HYDROXIDE BUND (CONTINUED) | NON-HAZARDOUS | 45 | m3 | 0 | DUTY | [10 empty] | RCC | [9 empty] | CES_SDC | https://www.grc.com.sg | +65 6420 8888 | +65 6420 8899 | enquiry@grc.com.sg | SINGAPORE | [25 empty] | GRC Group
0010332236 | AT_EQTNK | WST02-403-TNK-0012 | C4B | 131242-WST02-DR-P-6016.dgn | WST02 | 403 | PD | TNK | 0012 |  | SODIUM HYDROXIDE BUND DRAIN VALVE CHAMBER | SODIUM HYDROXIDE BUND DRAIN VALVE CHAMBER | NON-HAZARDOUS | 0.7 | m3 | 0 | DUTY | [10 empty] | RCC | [9 empty] | CES_SDC | https://www.grc.com.sg | +65 6420 8888 | +65 6420 8899 | enquiry@grc.com.sg | SINGAPORE | [25 empty] | GRC Group
0010323538 | AT_EQTNK | WST02-403-TNK-0101 | C4B | 131242-WST02-DR-P-6016.dgn | WST02 | 403 | SHYD | TNK | 0101 |  | SODIUM HYDROXIDE STORAGE TANK 1 | SODIUM HYDROXIDE STORAGE TANK 1 | NON-HAZARDOUS | 32.2 | m3 | 38 | DUTY | 131242-WST02-DS-M-5416 | 3 | 40 | 30 | [6 empty] | FRP | [9 empty] | JIZHOU ZHONGYI FRP CO.,LTD. | http://www.jzfrp.cn/ | 086 318-8638136 |  | salesdirector@jzfrp.com | CHINA | [25 empty] | JIZHOU ZHONGYI FRP CO.,LTD.
0010323539 | AT_EQTNK | WST02-403-TNK-0201 | C4B | 131242-WST02-DR-P-6016.dgn | WST02 | 403 | SHYD | TNK | 0201 |  | SODIUM HYDROXIDE STORAGE TANK 2 | SODIUM HYDROXIDE STORAGE TANK 2 | NON-HAZARDOUS | 32.2 | m3 | 38 | DUTY | 131242-WST02-DS-M-5416 | 3 | 40 | 30 | [6 empty] | FRP | [9 empty] | JIZHOU ZHONGYI FRP CO.,LTD. | http://www.jzfrp.cn/ | 086 318-8638136 |  | salesdirector@jzfrp.com | CHINA | [25 empty] | JIZHOU ZHONGYI FRP CO.,LTD.

## Inline Component
KEYTAG | TAG_TYPE | TAG_NO | CONTRACT INFO | P&ID FILE | TAG NAME | PROJECT PREFIX | UNIT | SERVICE | DEVICE TYPE CODE | TAG LOOP NUMBER | TAG SUFFIX | DESCRIPTION | SHORT DESCR | HAZARDOUS ZONE | PIPELINE TAG NUMBER | MANUFACTURER 2D MODEL FILE NAME | PIPE SIZE - NOMINAL (MM) | DESIGN PRESSURE | PRESSURE RATING | FLOW RATE - NOMINAL | FLOW RATE - MIN | FLOW RATE - MAX | OPERATING TEMPERATURE - NORMAL | OPERATING PRESSURE - NORMAL | OPERATING PRESSURE - MIN | OPERATING PRESSURE - MAX | TEST PRESSURE | MODEL NUMBER | SERIAL NUMBER | BRAND | MANUFACTURER NAME | MANUFACTURER WEBPAGE | MANUFACTURER PHONE | MANUFACTURER FAX | MANUFACTURER EMAIL | MANUFACTURER LOCATION | MANUFACTURER 3D MODEL FILE NAME | LOT NUMBER | MANUFACTURE DATE | ACE CATEGORY | GENERIC EQUIPMENT TYPE | ACE ASSET CLASS | LIFE SPAN | SUPPLIER | COST CENTER | REPLACEMENT COST | WBS ELEMENT | EST REPLACEMENT DATE | DATE OF COMMISSION | WARRANTY TERMS | WARRANTY START DATE | WARRANTY EXPIRY DATE | PRODUCT CERTIFICATION | ACE ASSET NUMBER | ACE ASSET SUB NUMBER
0010335560 | AT_INCOMP | WSD11-111-SA-0110 | C4B | 131242-WSD11-DR-P-6000.dgn | WSD11-111-SA-0110 | WSD11 | 111 | DWAS | SA | 0110 |  | TRAIN 1 THP FEED PUMP 1 DWAS SAMPLING | TRAIN 1 THP FEED PUMP 1 DWAS SAMPLING | NON-HAZARDOUS | WSD11-111-DWAS-00102A-25-SS16 |  | 25 | 1200 | PN25 |  |  |  | 25 | 1000 |  | 1200 | 1800
0010335557 | AT_INCOMP | WSD11-111-SA-0210 | C4B | 131242-WSD11-DR-P-6000.dgn | WSD11-111-SA-0210 | WSD11 | 111 | DWAS | SA | 0210 |  | TRAIN 1 THP FEED PUMP 3 DWAS SAMPLING | TRAIN 1 THP FEED PUMP 3 DWAS SAMPLING | NON-HAZARDOUS | WSD11-111-DWAS-00202A-25-SS16 |  | 25 | 1200 | PN25 |  |  |  | 25 | 1000 |  | 1200 | 1800
0010335559 | AT_INCOMP | WSD11-111-SA-0104 | C4B | 131242-WSD11-DR-P-6000.dgn | WSD11-111-SA-0104 | WSD11 | 111 | DWAS | SA | 0104 |  | TRAIN 2 THP FEED PUMP 2 DWAS SAMPLING | TRAIN 2 THP FEED PUMP 2 DWAS SAMPLING | NON-HAZARDOUS | WSD11-111-DWAS-00101A-25-SS16 |  | 25 | 1200 | PN25 |  |  |  | 25 | 1000 |  | 1200 | 1800
0010335558 | AT_INCOMP | WSD11-111-SA-0204 | C4B | 131242-WSD11-DR-P-6000.dgn | WSD11-111-SA-0204 | WSD11 | 111 | DWAS | SA | 0204 |  | TRAIN 2 THP FEED PUMP 4 DWAS SAMPLING | TRAIN 2 THP FEED PUMP 4 DWAS SAMPLING | NON-HAZARDOUS | WSD11-111-DWAS-00201A-25-SS16 |  | 25 | 1200 | PN25 |  |  |  | 25 | 1000 |  | 1200 | 1800
0010277551 | AT_INCOMP | WSD11-111-E-0101 | C4B | 131242-WSD11-DR-P-6010.dgn | WSD11-111-E-0101 | WSD11 | 111 | FA | E | 0101 |  | TRAIN 1 PROCESS GAS EJECTOR | TRAIN 1 PROCESS GAS EJECTOR | NON-HAZARDOUS | WSD11-111-FA-00123-65-SS16 | 131242-WSD11-DS-M-0007 | 65 | 900 | PN16 | 42000 | 42000 | 42000 | 50 | 20 | 20 | 20 | 1350 | EJ-65MM-PN16 |  | NORTHVALE KORTING | NORTHVALE KORTING | https://northvalekorting.co.uk/ | + 44 (0)1295 404400 |  | sales@northvalekorting.co.uk | UK | [7 empty] | CAMBI
0010277483 | AT_INCOMP | WSD11-111-RD-0104 | C4B | 131242-WSD11-DR-P-6010.dgn | WSD11-111-RD-0104 | WSD11 | 111 | FA | RD | 0104 |  | TRAIN 1 PROCESS GAS DRUM HIGH PRESSURE RD | TRAIN 1 PROCESS GAS DRUM HIGH PRESSURE RD | NON-HAZARDOUS | WSD11-111-FA-00126-50-SS16 |  | 50 | 750 | PN16 | 144 | 144 | 144 | 50 | 750 | 750 | 750 |  | TYPE SRL |  | FIKE | FIKE | https://www.fike.com/ | +1-800-937-3453 | [10 empty] | CAMBI
0010334382 | AT_INCOMP | WSD11-112-HR-0001 | C4B | 131242-WSD11-DR-P-6015.dgn | WSD11-112-HR-0001 | WSD11 | 112 | G2D | HR | 0001 |  | THP TRAIN 1 PRECOOLER 1 HOSE POINT | THP TRAIN 1 PRECOOLER 1 HOSE POINT | NON-HAZARDOUS | WSD11-112-G2D-00107A-50-SS16 |  | 25 | 600 | PN10 | 4199 | 0 | 4199 | 30 | 530 | 530 | 530 | 900 | HR-1SW |  | COMBAT | LINGJACK | https://www.lingjack.com/ | +65 6759 4163 | +65 6758 7513 | enquiry@lingjack.com | SINGAPORE | [7 empty] | LINGJACK
0010334394 | AT_INCOMP | WSD11-112-HR-0002 | C4B | 131242-WSD11-DR-P-6017.dgn | WSD11-112-HR-0002 | WSD11 | 112 | G2D | HR | 0002 |  | THP TRAIN 1 PRECOOLER 2 HOSE POINT | THP TRAIN 1 PRECOOLER 2 HOSE POINT | NON-HAZARDOUS | WSD11-112-G2D-00115A-50-SS16 |  | 25 | 600 | PN10 | 4199 | 0 | 4199 | 30 | 530 | 530 | 530 | 900 | HR-1SW |  | COMBAT | LINGJACK | https://www.lingjack.com/ | +65 6759 4163 | +65 6758 7513 | enquiry@lingjack.com | SINGAPORE | [7 empty] | LINGJACK
0010278641 | AT_INCOMP | WSD11-111-RD-0102D | C4B | 131242-WSD11-DR-P-6006.dgn | WSD11-111-RD-0102D | WSD11 | 111 | STHP | RD | 0102 | D | TRAIN 1 REACTOR D HIGH PRESSURE RD | TRAIN 1 REACTOR D HIGH PRESSURE RD | NON-HAZARDOUS | WSD11-111-STHP-00105-50-SS16 |  | 50 | 1250 | PN16 | 4500 | 4500 | 4500 | 193 | 1250 | 1250 | 1250 |  | TYPE SRL |  | FIKE | FIKE | https://www.fike.com/ | +1-800-937-3453 | [10 empty] | CAMBI
0010278787 | AT_INCOMP | WSD11-111-RD-0102C | C4B | 131242-WSD11-DR-P-6005.dgn | WSD11-111-RD-0102C | WSD11 | 111 | STHP | RD | 0102 | C | TRAIN 1 REACTOR C HIGH PRESSURE RD | 34 | NON-HAZARDOUS | WSD11-111-STHP-00104-50-SS16 |  | 50 | 1250 | PN16 | 4500 | 4500 | 4500 | 193 | 1250 | 1250 | 1250 |  | TYPE SRL |  | FIKE | FIKE | https://www.fike.com/ | +1-800-937-3453 | [10 empty] | CAMBI
0010278851 | AT_INCOMP | WSD11-111-CT-0101 | C4B | 131242-WSD11-DR-P-6011.dgn | WSD11-111-CT-0101 | WSD11 | 111 | SC | CT | 0101 |  | TRAIN 1 STEAM HEADER STEAM TRAP | TRAIN 1 STEAM HEADER STEAM TRAP | NON-HAZARDOUS | WSD11-111-SC-00102-15-SS16 | 131242-WSD11-DS-M-0048 | 15 | 1500 | PN25 | 85 | 0 | 264 | 195 | 1150 | 1200 | 1240 | 2250 | MK 45-2 |  | GESTRA | FLOWSERVE | [12 empty] | CAMBI
0010278934 | AT_INCOMP | WSD11-111-RD-0101 | C4B | 131242-WSD11-DR-P-6001.dgn | WSD11-111-RD-0101 | WSD11 | 111 | STLP | RD | 0101 |  | TRAIN 1 PULPER HIGH PRESSURE RD | TRAIN 1 PULPER HIGH PRESSURE RD | NON-HAZARDOUS | WSD11-111-STLP-00101-50-SS16 |  | 50 | 500 | PN16 | 2300 | 2300 | 2300 | 159 | 500 | 500 | 500 |  | TYPE SRL |  | FIKE | FIKE | https://www.fike.com/ | +1-800-937-3453 | [10 empty] | CAMBI
0010279203 | AT_INCOMP | WSD11-111-RD-0102A | C4B | 131242-WSD11-DR-P-6003.dgn | WSD11-111-RD-0102A | WSD11 | 111 | STHP | RD | 0102 | A | TRAIN 1 REACTOR A HIGH PRESSURE RD | TRAIN 1 REACTOR A HIGH PRESSURE RD | NON-HAZARDOUS | WSD11-111-STHP-00102-50-SS16 |  | 50 | 1250 | PN16 | 4500 | 4500 | 4500 | 193 | 1250 | 1250 | 1250 |  | TYPE SRL |  | FIKE | FIKE | https://www.fike.com/ | +1-800-937-3453 | [10 empty] | CAMBI
0010279286 | AT_INCOMP | WSD11-111-RD-0102B | C4B | 131242-WSD11-DR-P-6004.dgn | WSD11-111-RD-0102B | WSD11 | 111 | STHP | RD | 0102 | B | TRAIN 1 REACTOR B HIGH PRESSURE RD | TRAIN 1 REACTOR B HIGH PRESSURE RD | NON-HAZARDOUS | WSD11-111-STHP-00103-50-SS16 |  | 50 | 1250 | PN16 | 4500 | 4500 | 4500 | 193 | 1250 | 1250 | 1250 |  | TYPE SRL |  | FIKE | FIKE | https://www.fike.com/ | +1-800-937-3453 | [10 empty] | CAMBI
0010330440 | AT_INCOMP | WSD11-111-RD-0103 | C4B | 131242-WSD11-DR-P-6007.dgn | WSD11-111-RD-0103 | WSD11 | 111 | STLP | RD | 0103 |  | TRAIN 1 FLASHTANK HIGH PRESSURE RD | TRAIN 1 FLASHTANK HIGH PRESSURE RD | NON-HAZARDOUS | WSD11-111-STLP-00106-50-SS16 |  | 50 | 500 | PN16 | 2300 | 2300 | 2300 | 159 | 500 | 500 | 500 |  | TYPE SRL |  | FIKE | FIKE | https://www.fike.com/ | +1-800-937-3453 | [10 empty] | CAMBI
0010330595 | AT_INCOMP | WSD11-111-CT-1103 | C4B | 131242-WSD11-DR-P-6050.dgn | WSD11-111-CT-1103 | WSD11 | 111 | SC | CT | 1103 |  | STHP SUPPLY HEADER 1 STEAM TRAP 3 | STHP SUPPLY HEADER 1 STEAM TRAP 3 | NON-HAZARDOUS | WSD11-111-SC-00114-25-SS16 | TBA | 25 | 1500 | PN32 |  |  |  | 100 | 280 | 0 | 280 | 2250 | TD42LA |  | SPIRAX SARCO | SPIRAX SARCO | https://www.spiraxsarco.com/global/en-SG | (65) 6349 0480 | (65) 6581 2749 | Spirax.Singapore@sg.spiraxsarco.com | SINGAPORE | [7 empty] | SPIRAX SARCO
0010330527 | AT_INCOMP | WSD11-111-CT-1101 | C4B | 131242-WSD11-DR-P-6050.dgn | WSD11-111-CT-1101 | WSD11 | 111 | SC | CT | 1101 |  | STHP SUPPLY HEADER 1 STEAM TRAP 1 | STHP SUPPLY HEADER 1 STEAM TRAP 1 | NON-HAZARDOUS | WSD11-111-SC-00110-25-SS16 | TBA | 25 | 1500 | PN25 |  |  |  | 100 | 280 | 0 | 280 | 2250 | TD42LA |  | SPIRAX SARCO | SPIRAX SARCO | https://www.spiraxsarco.com/global/en-SG | (65) 6349 0480 | (65) 6581 2749 | Spirax.Singapore@sg.spiraxsarco.com | SINGAPORE | [7 empty] | SPIRAX SARCO
0010330533 | AT_INCOMP | WSD11-111-CT-1102 | C4B | 131242-WSD11-DR-P-6050.dgn | WSD11-111-CT-1102 | WSD11 | 111 | SC | CT | 1102 |  | STHP SUPPLY HEADER 1 STEAM TRAP 2 | STHP SUPPLY HEADER 1 STEAM TRAP 2 | NON-HAZARDOUS | WSD11-111-SC-00112A-25-SS16 | TBA | 25 | 1500 | PN26 |  |  |  | 100 | 280 | 0 | 280 | 2250 | TD42LA |  | SPIRAX SARCO | SPIRAX SARCO | https://www.spiraxsarco.com/global/en-SG | (65) 6349 0480 | (65) 6581 2749 | Spirax.Singapore@sg.spiraxsarco.com | SINGAPORE | [7 empty] | SPIRAX SARCO
0010330539 | AT_INCOMP | WSD11-111-CT-1201 | C4B | 131242-WSD11-DR-P-6050.dgn | WSD11-111-CT-1201 | WSD11 | 111 | SC | CT | 1201 |  | STHP SUPPLY HEADER 2 STEAM TRAP 1 | STHP SUPPLY HEADER 2 STEAM TRAP 1 | NON-HAZARDOUS | WSD11-111-SC-00210-25-SS16 | TBA | 25 | 1500 | PN27 |  |  |  | 100 | 280 | 0 | 280 | 2250 | TD42LA |  | SPIRAX SARCO | SPIRAX SARCO | https://www.spiraxsarco.com/global/en-SG | (65) 6349 0480 | (65) 6581 2749 | Spirax.Singapore@sg.spiraxsarco.com | SINGAPORE | [7 empty] | SPIRAX SARCO
0010330545 | AT_INCOMP | WSD11-111-CT-1202 | C4B | 131242-WSD11-DR-P-6050.dgn | WSD11-111-CT-1202 | WSD11 | 111 | SC | CT | 1202 |  | STHP SUPPLY HEADER 2 STEAM TRAP 2 | STHP SUPPLY HEADER 2 STEAM TRAP 2 | NON-HAZARDOUS | WSD11-111-SC-00212A-25-SS16 | TBA | 15 | 1500 | PN28 |  |  |  | 100 | 280 | 0 | 280 | 2250 | TD42LA |  | SPIRAX SARCO | SPIRAX SARCO | https://www.spiraxsarco.com/global/en-SG | (65) 6349 0480 | (65) 6581 2749 | Spirax.Singapore@sg.spiraxsarco.com | SINGAPORE | [7 empty] | SPIRAX SARCO
0010330588 | AT_INCOMP | WSD11-111-CT-1203 | C4B | 131242-WSD11-DR-P-6050.dgn | WSD11-111-CT-1203 | WSD11 | 111 | SC | CT | 1203 |  | STHP SUPPLY HEADER 2 STEAM TRAP 3 | STHP SUPPLY HEADER 2 STEAM TRAP 3 | NON-HAZARDOUS | WSD11-111-SC-00214A-25-SS16 | TBA | 25 | 1500 | PN31 |  |  |  | 100 | 280 | 0 | 280 | 2250 | TD42LA |  | SPIRAX SARCO | SPIRAX SARCO | https://www.spiraxsarco.com/global/en-SG | (65) 6349 0480 | (65) 6581 2749 | Spirax.Singapore@sg.spiraxsarco.com | SINGAPORE | [7 empty] | SPIRAX SARCO
0010330712 | AT_INCOMP | WSD11-111-CT-1206 | C4B | 131242-WSD11-DR-P-6050.dgn | WSD11-111-CT-1206 | WSD11 | 111 | SC | CT | 1206 |  | STEAM LINE 1 & 2 HEADER STEAM TRAP 1206 | STEAM LINE 1 & 2 HEADER STEAM TRAP 1206 | NON-HAZARDOUS | WSD11-111-SC-00220A-25-SS16 | TBA | 25 | 1500 | PN35 |  |  |  | 100 | 280 | 0 | 280 | 2250 | TD42LA |  | SPIRAX SARCO | SPIRAX SARCO | https://www.spiraxsarco.com/global/en-SG | (65) 6349 0480 | (65) 6581 2749 | Spirax.Singapore@sg.spiraxsarco.com | SINGAPORE | [7 empty] | SPIRAX SARCO
0010330718 | AT_INCOMP | WSD11-111-CT-1106 | C4B | 131242-WSD11-DR-P-6050.dgn | WSD11-111-CT-1106 | WSD11 | 111 | SC | CT | 1106 |  | STEAM LINE 1 & 2 HEADER STEAM TRAP 1106 | STEAM LINE 1 & 2 HEADER STEAM TRAP 1106 | NON-HAZARDOUS | WSD11-111-SC-00120A-25-SS16 | TBA | 25 | 1500 | PN36 |  |  |  | 100 | 280 | 0 | 280 | 2250 | TD42LA |  | SPIRAX SARCO | SPIRAX SARCO | https://www.spiraxsarco.com/global/en-SG | (65) 6349 0480 | (65) 6581 2749 | Spirax.Singapore@sg.spiraxsarco.com | SINGAPORE | [7 empty] | SPIRAX SARCO
0010280087 | AT_INCOMP | WSD11-112-HTR-0101 | C4B | 131242-WSD11-DR-P-6063.dgn | WSD11-112-HTR-0101 | WSD11 | 112 | HWR | HTR | 0101 |  | STEAM SPARGER A | STEAM SPARGER A | NON-HAZARDOUS | WSD11-112-HWR-00003-150-SS16 | 131242-WSD11-DS-M-0011 | 125 | 1000 | PN16 | 78000 | 39000 | 105000 | 50 | 300 | 300 | 310 | 1500 |  |  | GEA | GEA | https://www.gea.com/en/ | + 6338 8113 | :+65 6 3363363 |  | GERMANY | [7 empty] | CAMBI
0010280088 | AT_INCOMP | WSD11-112-HTR-0201 | C4B | 131242-WSD11-DR-P-6063.dgn | WSD11-112-HTR-0201 | WSD11 | 112 | HWR | HTR | 0201 |  | STEAM SPARGER B | STEAM SPARGER B | NON-HAZARDOUS | WSD11-112-HWR-00004-150-SS16 | 131242-WSD11-DS-M-0011 | 125 | 1000 | PN16 | 78000 | 39000 | 105000 | 50 | 300 | 300 | 310 | 1500 |  |  | GEA | GEA | https://www.gea.com/en/ | + 6338 8113 | :+65 6 3363363 |  | GERMANY | [7 empty] | CAMBI
0010335568 | AT_INCOMP | WSD11-112-SA-1127 | C4B | 131242-WSD11-DR-P-6070.dgn | WSD11-112-SA-1127 | WSD11 | 112 | HS | SA | 1127 |  | HS SAMPLING | HS SAMPLING | NON-HAZARDOUS | WSD11-112-HS-00004C-25-SS16 |  | 25 | 600 | PN16 |  |  |  | 25 | 1000 |  | 1200 | 1800
0010329643 | AT_INCOMP | WSD11-003-HR-0021 | C4B | 131242-WSD11-DR-P-6200.dgn | WSD11-003-HR-0021 | WSD11 | 003 | G2D | HR | 0021 |  | COURTYARD HOSE POINT 1 | COURTYARD HOSE POINT 1 | NON-HAZARDOUS | WSD11-003-G2D-00001A-25-TBD |  | 25 | 600 | PN10 | 4199 | 0 | 4199 | 30 | 530 | 530 | 530 | 900 | HR-1SW |  | COMBAT | LINGJACK | https://www.lingjack.com/ | +65 6759 4163 | +65 6758 7513 | enquiry@lingjack.com | SINGAPORE | [7 empty] | LINGJACK
0010329642 | AT_INCOMP | WSD11-003-HR-0022 | C4B | 131242-WSD11-DR-P-6200.dgn | WSD11-003-HR-0022 | WSD11 | 003 | G2D | HR | 0022 |  | COURTYARD HOSE POINT 2 | COURTYARD HOSE POINT 2 | NON-HAZARDOUS | WSD11-003-G2D-00001B-25-SS16 |  | 25 | 600 | PN10 | 4199 | 0 | 4199 | 30 | 530 | 530 | 530 | 900 | HR-1SW |  | COMBAT | LINGJACK | https://www.lingjack.com/ | +65 6759 4163 | +65 6758 7513 | enquiry@lingjack.com | SINGAPORE | [7 empty] | LINGJACK
0010282182 | AT_INCOMP | WSD11-111-RD-0201 | C4B | 131242-WSD11-DR-P-6019.dgn | WSD11-111-RD-0201 | WSD11 | 111 | STLP | RD | 0201 |  | TRAIN 2 PULPER HIGH PRESSURE RD | TRAIN 2 PULPER HIGH PRESSURE RD | NON-HAZARDOUS | WSD11-111-STLP-00201-50-SS16 |  | 50 | 500 | PN16 | 2300 | 2300 | 2300 | 159 | 500 | 500 | 500 |  | TYPE SRL |  | FIKE | FIKE | https://www.fike.com/ | +1-800-937-3453 | [10 empty] | CAMBI
0010282373 | AT_INCOMP | WSD11-111-RD-0202A | C4B | 131242-WSD11-DR-P-6021.dgn | WSD11-111-RD-0202A | WSD11 | 111 | STHP | RD | 0202 | A | TRAIN 2 REACTOR A HIGH PRESSURE RD | TRAIN 2 REACTOR A HIGH PRESSURE RD | NON-HAZARDOUS | WSD11-111-STHP-00202-50-SS16 |  | 50 | 1250 | PN16 | 4500 | 4500 | 4500 | 193 | 1250 | 1250 | 1250 |  | TYPE SRL |  | FIKE | FIKE | https://www.fike.com/ | +1-800-937-3453 | [10 empty] | CAMBI
0010282466 | AT_INCOMP | WSD11-111-RD-0202B | C4B | 131242-WSD11-DR-P-6022.dgn | WSD11-111-RD-0202B | WSD11 | 111 | STHP | RD | 0202 | B | TRAIN 2 REACTOR B HIGH PRESSURE RD | TRAIN 2 REACTOR B HIGH PRESSURE RD | NON-HAZARDOUS | WSD11-111-STHP-00203-50-SS16 |  | 50 | 1250 | PN16 | 4500 | 4500 | 4500 | 193 | 1250 | 1250 | 1250 |  | TYPE SRL |  | FIKE | FIKE | https://www.fike.com/ | +1-800-937-3453 | [10 empty] | CAMBI
0010282563 | AT_INCOMP | WSD11-111-RD-0202C | C4B | 131242-WSD11-DR-P-6023.dgn | WSD11-111-RD-0202C | WSD11 | 111 | STHP | RD | 0202 | C | TRAIN 2 REACTOR C HIGH PRESSURE RD | TRAIN 2 REACTOR C HIGH PRESSURE RD | NON-HAZARDOUS | WSD11-111-STHP-00204-50-SS16 |  | 50 | 1250 | PN16 | 4500 | 4500 | 4500 | 193 | 1250 | 1250 | 1250 |  | TYPE SRL |  | FIKE | FIKE | https://www.fike.com/ | +1-800-937-3453 | [10 empty] | CAMBI
0010282655 | AT_INCOMP | WSD11-111-RD-0202D | C4B | 131242-WSD11-DR-P-6024.dgn | WSD11-111-RD-0202D | WSD11 | 111 | STHP | RD | 0202 | D | TRAIN 2 REACTOR D HIGH PRESSURE RD | TRAIN 2 REACTOR D HIGH PRESSURE RD | NON-HAZARDOUS | WSD11-111-STHP-00205-50-SS16 |  | 50 | 1250 | PN16 | 4500 | 4500 | 4500 | 193 | 1250 | 1250 | 1250 |  | TYPE SRL |  | FIKE | FIKE | https://www.fike.com/ | +1-800-937-3453 | [10 empty] | CAMBI
0010282734 | AT_INCOMP | WSD11-111-RD-0203 | C4B | 131242-WSD11-DR-P-6025.dgn | WSD11-111-RD-0203 | WSD11 | 111 | STHP | RD | 0203 |  | TRAIN 2 FLASHTANK HIGH PRESSURE RD | TRAIN 2 FLASHTANK HIGH PRESSURE RD | NON-HAZARDOUS | WSD11-111-STLP-00206-50-SS16 |  | 50 | 500 | PN16 | 2300 | 2300 | 2300 | 159 | 500 | 500 | 500 |  | TYPE SRL |  | FIKE | FIKE | https://www.fike.com/ | +1-800-937-3453 | [10 empty] | CAMBI
0010283062 | AT_INCOMP | WSD11-111-E-0201 | C4B | 131242-WSD11-DR-P-6028.dgn | WSD11-111-E-0201 | WSD11 | 111 | FA | E | 0201 |  | TRAIN 2 PROCESS GAS EJECTOR | TRAIN 2 PROCESS GAS EJECTOR | NON-HAZARDOUS | WSD11-111-FA-00223-65-SS16 | 131242-WSD11-DS-M-0007 | 65 | 900 | PN16 | 42000 | 42000 | 42000 | 50 | 20 | 20 | 20 | 1350 | EJ-65MM-PN16 | Fike | NORTHVALE KORTING | NORTHVALE KORTING | https://northvalekorting.co.uk/ | + 44 (0)1295 404400 |  | sales@northvalekorting.co.uk | UK | [7 empty] | CAMBI
0010283021 | AT_INCOMP | WSD11-111-RD-0204 | C4B | 131242-WSD11-DR-P-6028.dgn | WSD11-111-RD-0204 | WSD11 | 111 | FA | RD | 0204 |  | TRAIN 2 PROCESS GAS DRUM HIGH PRESSURE RD | TRAIN 2 PROCESS GAS DRUM HIGH PRESSURE RD | NON-HAZARDOUS | WSD11-111-FA-00226-15-SS16 |  | 15 | 900 | PN16 | 144 | 144 | 3500 | 50 | 750 | 750 | 750 |  | TYPE SRL |  | FIKE | FIKE | https://www.fike.com/ | +1-800-937-3453 | [10 empty] | CAMBI
0010283151 | AT_INCOMP | WSD11-111-CT-0201 | C4B | 131242-WSD11-DR-P-6029.dgn | WSD11-111-CT-0201 | WSD11 | 111 | SC | CT | 0201 |  | TRAIN 2 STEAM HEADER STEAM TRAP | TRAIN 2 STEAM HEADER STEAM TRAP | NON-HAZARDOUS | WSD11-111-SC-00202-15-SS16 | 131242-WSD11-DS-M-0048 | 15 | 1500 | PN25 | 85 | 0 | 264 | 195 | 1150 | 1200 | 1240 | 2250 | MK 45-2 |  | GESTRA | FLOWSERVE | [12 empty] | CAMBI
0010334460 | AT_INCOMP | WSD11-112-HR-0003 | C4B | 131242-WSD11-DR-P-6033.dgn | WSD11-112-HR-0003 | WSD11 | 112 | G2D | HR | 0003 |  | THP TRAIN 2 PRECOOLER HOSE POINT | THP TRAIN 2 PRECOOLER HOSE POINT | NON-HAZARDOUS | WSD11-112-G2D-00207A-50-SS16 |  | 25 | 600 | PN10 | 4199 | 0 | 4199 | 30 | 530 | 530 | 530 | 900 | HR-1SW |  | COMBAT | LINGJACK | https://www.lingjack.com/ | +65 6759 4163 | +65 6758 7513 | enquiry@lingjack.com | SINGAPORE | [7 empty] | LINGJACK
0010325572 | AT_INCOMP | WST02-003-H-0001 | C4B | 131242-WST02-DR-P-6200.dgn | WST02-003-H-0001 | WST02 | 003 | G2D | H | 0001 |  | CHEMICAL AREA HOSE POINT | CHEMICAL AREA HOSE POINT | NON HAZARDOUS | WST02-003-G2D-00302-50-SS16 |  | 50 | 1000 | PN10 | 0 | 0 | 44000 | 28 | 528 | 528 | 528 | 800 | HR-1SW |  | COMBAT | LINGJACK | https://www.lingjack.com/ | +65 6759 4163 | +65 6758 7513 | enquiry@lingjack.com | SINGAPORE | [7 empty] | LINGJACK
0010325571 | AT_INCOMP | WST02-003-H-0002 | C4B | 131242-WST02-DR-P-6200.dgn | WST02-003-H-0002 | WST02 | 003 | G2D | H | 0002 |  | CHEMICAL AREA HOSE POINT | CHEMICAL AREA HOSE POINT | NON HAZARDOUS | WST02-003-G2D-00303-50-SS16 |  | 50 | 1000 | PN10 | 0 | 0 | 44000 | 28 | 528 | 528 | 528 | 800 | HR-1SW |  | COMBAT | LINGJACK | https://www.lingjack.com/ | +65 6759 4163 | +65 6758 7513 | enquiry@lingjack.com | SINGAPORE | [7 empty] | LINGJACK
0010325573 | AT_INCOMP | WST02-003-H-0003 | C4B | 131242-WST02-DR-P-6200.dgn | WST02-003-H-0003 | WST02 | 003 | G2D | H | 0003 |  | ANAMMOX REACTOR HOSE POINT | ANAMMOX REACTOR HOSE POINT | NON HAZARDOUS | WST02-003-G2D-00323-50-SS16 |  | 50 | 1000 | PN10 | 0 | 0 | 44000 | 28 | 528 | 528 | 528 | 800 | HR-1SW |  | COMBAT | LINGJACK | https://www.lingjack.com/ | +65 6759 4163 | +65 6758 7513 | enquiry@lingjack.com | SINGAPORE | [7 empty] | LINGJACK
0010325570 | AT_INCOMP | WST02-003-H-0004 | C4B | 131242-WST02-DR-P-6200.dgn | WST02-003-H-0004 | WST02 | 003 | G2D | H | 0004 |  | ANAMMOX REACTOR HOSE POINT | ANAMMOX REACTOR HOSE POINT | NON HAZARDOUS | WST02-003-G2D-00123-50-SS16 |  | 50 | 1000 | PN10 | 0 | 0 | 44000 | 28 | 528 | 528 | 528 | 800 | HR-1SW |  | COMBAT | LINGJACK | https://www.lingjack.com/ | +65 6759 4163 | +65 6758 7513 | enquiry@lingjack.com | SINGAPORE | [7 empty] | LINGJACK
0010292629 | AT_INCOMP | WST02-003-H-0101 | C4B | 131242-WST02-DR-P-6000.dgn | WST02-003-H-0101 | WST02 | 003 | G2D | H | 0101 |  | EQUALIZATION TANK HOSE POINT | EQUALIZATION TANK HOSE POINT | NON HAZARDOUS | WST02-003-G2D-00203-50-SS16 |  | 50 | 1000 | PN10 | 0 | 0 | 44000 | 28 | 528 | 528 | 528 | 800 | HR-1SW |  | COMBAT | LINGJACK | https://www.lingjack.com/ | +65 6759 4163 | +65 6758 7513 | enquiry@lingjack.com | SINGAPORE | [7 empty] | LINGJACK
0010292733 | AT_INCOMP | WST02-201-SA-0102 | C4B | 131242-WST02-DR-P-6000.dgn | WST02-201-SA-0102 | WST02 | 201 | DC | SA | 0102 |  | EQUALIZATION TANK 1 OUTLET SAMPLING POINT | EQUALIZATION TANK 1 OUTLET SAMPLING POINT | NON HAZARDOUS | WST02-201-DC-00107-25-CSEL |  | 25 | 1000 | PN10 | 800 | 800 | 800 | 36 | 100 | 100 | 150 | 400
0010292606 | AT_INCOMP | WST02-201-SA-0202 | C4B | 131242-WST02-DR-P-6000.dgn | WST02-201-SA-0202 | WST02 | 201 | DC | SA | 0202 |  | EQUALIZATION TANK 2 OUTLET SAMPLING POINT | EQUALIZATION TANK 2 OUTLET SAMPLING POINT | NON HAZARDOUS | WST02-201-DC-00207-25-CSEL |  | 25 | 1000 | PN10 | 800 | 800 | 800 | 36 | 100 | 100 | 150 | 400
0010300777 | AT_INCOMP | WST02-201-SA-0101 | C4B | 131242-WST02-DR-P-6000.dgn | WST02-201-SA-0101 | WST02 | 201 | TCI | SA | 0101 |  | TCI INLET AUTO SAMPLER | TCI INLET AUTO SAMPLER | NON HAZARDOUS | WST02-201-TCI-00002-50-SS16 |  | 20 | 1000 | PN10 | 0 | 0 | 0 | 32 | 97 | 97 | 100 | 200
0010300778 | AT_INCOMP | WST02-201-SA-0201 | C4B | 131242-WST02-DR-P-6000.dgn | WST02-201-SA-0201 | WST02 | 201 | DC | SA | 0201 |  | DC INLET AUTO SAMPLER | DC INLET AUTO SAMPLER | NON HAZARDOUS | WST02-201-DC-00002-50-SS16 |  | 50 | 1000 | PN10 | 0 | 0 | 0 | 36 | 230 | 110 | 230 | 400
0010324616 | AT_INCOMP | WST02-201-H-0103 | C4B | 131242-WST02-DR-P-6004.dgn | WST02-201-H-0103 | WST02 | 201 | G2D | H | 0103 |  | WASTE SLUDGE PUMP HOSE POINT | WASTE SLUDGE PUMP HOSE POINT | NON HAZARDOUS | WST02-003-G2D-00140-50-SS16 |  | 50 | 1000 | PN10 | 0 | 0 | 44000 | 28 | 528 | 528 | 528 | 800 | HR-1SW |  | COMBAT | LINGJACK | https://www.lingjack.com/ | +65 6759 4163 | +65 6758 7513 | enquiry@lingjack.com | SINGAPORE | [7 empty] | LINGJACK
0010300483 | AT_INCOMP | WST02-202-SA-0204B | C4B | 131242-WST02-DR-P-6006.dgn | WST02-202-SA-0204B | WST02 | 202 | DC | SA | 0204 | B | ANAMMOX REACTOR 2 SAMPLING POINT B | ANAMMOX REACTOR 2 SAMPLING POINT B | NON HAZARDOUS | WST02-202-DC-00205B-25-CSEL |  | 25 | 1000 | PN10 | 0 | 0 | 0 | 38 | 72 | 8 | 72 | 300
0010293946 | AT_INCOMP | WST02-202-SA-0204G | C4B | 131242-WST02-DR-P-6006.dgn | WST02-202-SA-0204G | WST02 | 202 | DC | SA | 0204 | G | ANAMMOX REACTOR 2 SAMPLING POINT G | ANAMMOX REACTOR 2 SAMPLING POINT G | NON HAZARDOUS | WST02-202-DC-00223-50-SS16 |  | 50 | 1000 | PN10 | 0 | 0 | 0 | 38 | 0 | 0 | 72 | 200
0010294024 | AT_INCOMP | WST02-202-SA-0204F | C4B | 131242-WST02-DR-P-6006.dgn | WST02-202-SA-0204F | WST02 | 202 | DC | SA | 0204 | F | ANAMMOX REACTOR 2 SAMPLING POINT F | ANAMMOX REACTOR 2 SAMPLING POINT F | NON HAZARDOUS | WST02-202-DC-00222-50-SS16 |  | 50 | 1000 | PN10 | 0 | 0 | 0 | 0 | 0 | 0 | 72 | 200
0010294020 | AT_INCOMP | WST02-202-SA-0204E | C4B | 131242-WST02-DR-P-6006.dgn | WST02-202-SA-0204E | WST02 | 202 | DC | SA | 0204 | E | ANAMMOX REACTOR 2 SAMPLING POINT E | ANAMMOX REACTOR 2 SAMPLING POINT E | NON HAZARDOUS | WST02-202-DC-00221-50-SS16 |  | 50 | 1000 | PN10 | 0 | 0 | 0 | 38 | 0 | 0 | 72 | 200
0010293924 | AT_INCOMP | WST02-202-SA-0204D | C4B | 131242-WST02-DR-P-6006.dgn | WST02-202-SA-0204D | WST02 | 202 | DC | SA | 0204 | D | ANAMMOX REACTOR 2 SAMPLING POINT D | ANAMMOX REACTOR 2 SAMPLING POINT D | NON HAZARDOUS | WST02-202-DC-00220-50-SS16 |  | 50 | 1000 | PN10 | 0 | 0 | 0 | 38 | 0 | 0 | 72 | 200
0010300484 | AT_INCOMP | WST02-202-SA-0204A | C4B | 131242-WST02-DR-P-6006.dgn | WST02-202-SA-0204A | WST02 | 202 | DC | SA | 0204 | A | ANAMMOX REACTOR 2 SAMPLING POINT A | ANAMMOX REACTOR 2 SAMPLING POINT A | NON HAZARDOUS | WST02-202-DC-00205A-25-CSEL |  | 25 | 1000 | PN10 | 0 | 0 | 0 | 38 | 72 | 8 | 72 | 300
0010300482 | AT_INCOMP | WST02-202-SA-0204C | C4B | 131242-WST02-DR-P-6006.dgn | WST02-202-SA-0204C | WST02 | 202 | DC | SA | 0204 | C | ANAMMOX REACTOR 2 SAMPLING POINT C | ANAMMOX REACTOR 2 SAMPLING POINT C | NON HAZARDOUS | WST02-202-DC-00205C-25-CSEL |  | 25 | 1000 | PN10 | 0 | 0 | 0 | 38 | 72 | 8 | 72 | 300
0010335782 | AT_INCOMP | WST02-202-CT-0202 | C4B | 131242-WST02-DR-P-6006.dgn | WST02-202-CT-0202 | WST02 | 202 | ALP | CT | 0202 |  | ANAMMOX REACTOR 2 AIR HEADER CONDENSATE TRAP | ANAMMOX REACTOR 2 AIR HEADER CONDENSATE TRAP | NON HAZARDOUS | WST02-202-ALP-00205-15-SS16 | 131242-WST02-DS-M-5761 | 15 | 1000 | PN10 | 0 | 0 | 120 | 100 | 80 | 72 | 100 | 200 | CAS14S |  | SPIRAX SARCO | SPIRAX SARCO | https://www.spiraxsarco.com/ | +65 6349 0480 | +65 6581 2749 | Spirax.Singapore@sg.spiraxsarco.com | SINGAPORE | [7 empty] | SPIRAX SARCO
0010294372 | AT_INCOMP | WST02-202-SA-0304G | C4B | 131242-WST02-DR-P-6007.dgn | WST02-202-SA-0304G | WST02 | 202 | DC | SA | 0304 | G | ANAMMOX REACTOR 3 SAMPLING POINT G | ANAMMOX REACTOR 3 SAMPLING POINT G | NON HAZARDOUS | WST02-202-DC-00323-50-SS16 |  | 50 | 1000 | PN10 | 0 | 0 | 0 | 38 | 0 | 0 | 72 | 200
0010294369 | AT_INCOMP | WST02-202-SA-0304F | C4B | 131242-WST02-DR-P-6007.dgn | WST02-202-SA-0304F | WST02 | 202 | DC | SA | 0304 | F | ANAMMOX REACTOR 3 SAMPLING POINT F | ANAMMOX REACTOR 3 SAMPLING POINT F | NON HAZARDOUS | WST02-202-DC-00322-50-SS16 |  | 50 | 1000 | PN10 | 0 | 0 | 0 | 38 | 0 | 0 | 72 | 200
0010294365 | AT_INCOMP | WST02-202-SA-0304E | C4B | 131242-WST02-DR-P-6007.dgn | WST02-202-SA-0304E | WST02 | 202 | DC | SA | 0304 | E | ANAMMOX REACTOR 3 SAMPLING POINT E | ANAMMOX REACTOR 3 SAMPLING POINT E | NON HAZARDOUS | WST02-202-DC-00321-50-SS16 |  | 50 | 1000 | PN10 | 0 | 0 | 0 | 38 | 0 | 0 | 72 | 200
0010294281 | AT_INCOMP | WST02-202-SA-0304D | C4B | 131242-WST02-DR-P-6007.dgn | WST02-202-SA-0304D | WST02 | 202 | DC | SA | 0304 | D | ANAMMOX REACTOR 3 SAMPLING POINT D | ANAMMOX REACTOR 3 SAMPLING POINT D | NON HAZARDOUS | WST02-202-DC-00320-50-SS16 |  | 50 | 1000 | PN10 | 0 | 0 | 0 | 38 | 0 | 0 | 72 | 200
0010300499 | AT_INCOMP | WST02-202-SA-0304A | C4B | 131242-WST02-DR-P-6007.dgn | WST02-202-SA-0304A | WST02 | 202 | DC | SA | 0304 | A | ANAMMOX REACTOR 3 SAMPLING POINT A | ANAMMOX REACTOR 3 SAMPLING POINT A | NON HAZARDOUS | WST02-202-DC-00305A-25-CSEL |  | 25 | 1000 | PN10 | 0 | 0 | 0 | 38 | 72 | 8 | 72 | 300
0010300498 | AT_INCOMP | WST02-202-SA-0304B | C4B | 131242-WST02-DR-P-6007.dgn | WST02-202-SA-0304B | WST02 | 202 | DC | SA | 0304 | B | ANAMMOX REACTOR 3 SAMPLING POINT B | ANAMMOX REACTOR 3 SAMPLING POINT B | NON HAZARDOUS | WST02-202-DC-00305B-25-CSEL |  | 25 | 1000 | PN10 | 0 | 0 | 0 | 38 | 72 | 8 | 72 | 300
0010300497 | AT_INCOMP | WST02-202-SA-0304C | C4B | 131242-WST02-DR-P-6007.dgn | WST02-202-SA-0304C | WST02 | 202 | DC | SA | 0304 | C | ANAMMOX REACTOR 3 SAMPLING POINT C | ANAMMOX REACTOR 3 SAMPLING POINT C | NON HAZARDOUS | WST02-202-DC-00305C-25-CSEL |  | 25 | 1000 | PN10 | 0 | 0 | 0 | 38 | 72 | 8 | 72 | 300
0010335781 | AT_INCOMP | WST02-202-CT-0302 | C4B | 131242-WST02-DR-P-6007.dgn | WST02-202-CT-0302 | WST02 | 202 | ALP | CT | 0302 |  | ANAMMOX REACTOR 3 AIR HEADER CONDENSATE TRAP | ANAMMOX REACTOR 3 AIR HEADER CONDENSATE TRAP | NON HAZARDOUS | WST02-202-ALP-00305-15-SS16 | 131242-WST02-DS-M-5761 | 15 | 1000 | PN10 | 0 | 0 | 120 | 100 | 80 | 72 | 100 | 200 | CAS14S |  | SPIRAX SARCO | SPIRAX SARCO | https://www.spiraxsarco.com/ | +65 6349 0480 | +65 6581 2749 | Spirax.Singapore@sg.spiraxsarco.com | SINGAPORE | [7 empty] | SPIRAX SARCO
0010334287 | AT_INCOMP | WST02-203-CT-0101 | C4B | 131242-WST02-DR-P-6009.dgn | WST02-203-CT-0101 | WST02 | 203 | ALP | CT | 0101 |  | AERATION BLOWER A CONDENSATE TRAP | AERATION BLOWER A CONDENSATE TRAP | NON HAZARDOUS | WST02-203-ALP-00509-15-SS16 | 131242-WST02-DS-M-5761 | 15 | 1000 | PN10 | 0 | 0 | 120 | 100 | 80 | 72 | 100 | 200 | CAS14S |  | SPIRAX SARCO | SPIRAX SARCO | https://www.spiraxsarco.com/ | +65 6349 0480 | +65 6581 2749 | Spirax.Singapore@sg.spiraxsarco.com | SINGAPORE | [7 empty] | SPIRAX SARCO
0010334288 | AT_INCOMP | WST02-203-CT-0201 | C4B | 131242-WST02-DR-P-6009.dgn | WST02-203-CT-0201 | WST02 | 203 | ALP | CT | 0201 |  | AERATION BLOWER B CONDENSATE TRAP | AERATION BLOWER B CONDENSATE TRAP | NON HAZARDOUS | WST02-203-ALP-00209-15-SS16 | 131242-WST02-DS-M-5761 | 15 | 1000 | PN10 | 0 | 0 | 120 | 100 | 80 | 72 | 100 | 200 | CAS14S |  | SPIRAX SARCO | SPIRAX SARCO | https://www.spiraxsarco.com/ | +65 6349 0480 | +65 6581 2749 | Spirax.Singapore@sg.spiraxsarco.com | SINGAPORE | [7 empty] | SPIRAX SARCO
0010334289 | AT_INCOMP | WST02-203-CT-0501 | C4B | 131242-WST02-DR-P-6009.dgn | WST02-203-CT-0501 | WST02 | 203 | ALP | CT | 0501 |  | AERATION BLOWER E CONDENSATE TRAP | AERATION BLOWER E CONDENSATE TRAP | NON HAZARDOUS | WST02-203-ALP-00509-15-SS16 | 131242-WST02-DS-M-5761 | 15 | 1000 | PN10 | 0 | 0 | 120 | 100 | 80 | 72 | 100 | 200 | CAS14S |  | SPIRAX SARCO | SPIRAX SARCO | https://www.spiraxsarco.com/ | +65 6349 0480 | +65 6581 2749 | Spirax.Singapore@sg.spiraxsarco.com | SINGAPORE | [7 empty] | SPIRAX SARCO
0010294889 | AT_INCOMP | WST02-203-IS-0101 | C4B | 131242-WST02-DR-P-6009.dgn | WST02-203-IS-0101 | WST02 | 203 | ALP | IS | 0101 |  | AERATION BLOWER A SILENCER | AERATION BLOWER A SILENCER | NON HAZARDOUS | WST02-203-ALP-00101-300-SS16 | 131242-WST02-DR-M-5131 | 250 | 1000 | PN10 | 3888 | 1593 | 5870 | 101 | 77 | 74 | 98 | 200 |  |  | AERZEN | CHANG-IL (RK) | [12 empty] | AERZEN
0010294932 | AT_INCOMP | WST02-203-IS-0201 | C4B | 131242-WST02-DR-P-6009.dgn | WST02-203-IS-0201 | WST02 | 203 | ALP | IS | 0201 |  | AERATION BLOWER B SILENCER | AERATION BLOWER B SILENCER | NON HAZARDOUS | WST02-203-ALP-00201-300-SS16 | 131242-WST02-DR-M-5131 | 250 | 1000 | PN10 | 3888 | 1593 | 5870 | 101 | 77 | 74 | 98 | 200 |  |  | AERZEN | CHANG-IL (RK) | [12 empty] | AERZEN
0010294943 | AT_INCOMP | WST02-203-IS-0501 | C4B | 131242-WST02-DR-P-6009.dgn | WST02-203-IS-0501 | WST02 | 203 | ALP | IS | 0501 |  | AERATION BLOWER E SILENCER | AERATION BLOWER E SILENCER | NON HAZARDOUS | WST02-203-ALP-00501-300-SS16 | 131242-WST02-DR-M-5131 | 250 | 1000 | PN10 | 3888 | 1593 | 5870 | 101 | 77 | 74 | 98 | 200 |  |  | AERZEN | CHANG-IL (RK) | [12 empty] | AERZEN
0010334277 | AT_INCOMP | WST02-203-CT-0301 | C4B | 131242-WST02-DR-P-6010.dgn | WST02-203-CT-0301 | WST02 | 203 | ALP | CT | 0301 |  | AERATION BLOWER C CONDENSATE TRAP | AERATION BLOWER C CONDENSATE TRAP | NON HAZARDOUS |  | 131242-WST02-DS-M-5761 |  | 1000 | PN10 | 0 | 0 | 120 | 100 | 80 | 72 | 100 | 200 | CAS14S |  | SPIRAX SARCO | SPIRAX SARCO | https://www.spiraxsarco.com/ | +65 6349 0480 | +65 6581 2749 | Spirax.Singapore@sg.spiraxsarco.com | SINGAPORE | [7 empty] | SPIRAX SARCO
0010334278 | AT_INCOMP | WST02-203-CT-0401 | C4B | 131242-WST02-DR-P-6010.dgn | WST02-203-CT-0401 | WST02 | 203 | ALP | CT | 0401 |  | AERATION BLOWER D CONDENSATE TRAP | AERATION BLOWER D CONDENSATE TRAP | NON HAZARDOUS | WST02-203-ALP-00409-15-SS16 | 131242-WST02-DS-M-5761 | 15 | 1000 | PN10 | 0 | 0 | 120 | 100 | 80 | 72 | 100 | 200 | CAS14S |  | SPIRAX SARCO | SPIRAX SARCO | https://www.spiraxsarco.com/ | +65 6349 0480 | +65 6581 2749 | Spirax.Singapore@sg.spiraxsarco.com | SINGAPORE | [7 empty] | SPIRAX SARCO
0010295062 | AT_INCOMP | WST02-203-IS-0401 | C4B | 131242-WST02-DR-P-6010.dgn | WST02-203-IS-0401 | WST02 | 203 | ALP | IS | 0401 |  | AERATION BLOWER D SILENCER | AERATION BLOWER D SILENCER | NON HAZARDOUS | WST02-203-ALP-00401-300-SS16 | 131242-WST02-DR-M-5131 | 250 | 1000 | PN10 | 3888 | 1593 | 2827 | 101 | 77 | 74 | 98 | 200 |  |  | AERZEN | CHANG-IL (RK) | [12 empty] | AERZEN
0010295018 | AT_INCOMP | WST02-203-IS-0301 | C4B | 131242-WST02-DR-P-6010.dgn | WST02-203-IS-0301 | WST02 | 203 | ALP | IS | 0301 |  | AERATION BLOWER C SILENCER | AERATION BLOWER C SILENCER | NON HAZARDOUS | WST02-203-ALP-00301-300-SS16 | 131242-WST02-DR-M-5131 | 250 | 1000 | PN10 | 3888 | 1593 | 2827 | 101 | 77 | 74 | 98 | 200 |  |  | AERZEN | CHANG-IL (RK) | [12 empty] | AERZEN
0010299608 | AT_INCOMP | WST02-204-SA-0101 | C4B | 131242-WST02-DR-P-6012.dgn | WST02-204-SA-0101 | WST02 | 204 | DC | SA | 0101 |  | DISCHARGE TRANSFER PUMP OUTLET SAMPLING POINT | DISCHARGE TRANSFER PUMP OUTLET SAMPLING POINT | NON HAZARDOUS | WST02-204-DC-00111-25-CSEL |  | 25 | 1000 | PN10 | 0 | 0 | 0 | 38 | 259 | 216 | 284 | 800
0010334272 | AT_INCOMP | WST02-003-H-0108 | C4B | 131242-WST02-DR-P-6012.dgn | WST02-003-H-0108 | WST02 | 003 | G2D | H | 0108 |  | DISCHARGE WET WELL PUMP HOSE POINT | DISCHARGE WET WELL PUMP HOSE POINT | NON HAZARDOUS | WST02-003-G2D-00133-50-SS16 |  | 50 | 1000 | PN10 | 0 | 0 | 444000 | 100 | 528 | 528 | 528 | 800 | HR-1SW |  | COMBAT | LINGJACK | https://www.lingjack.com/ | +65 6759 4163 | +65 6758 7513 | enquiry@lingjack.com | SINGAPORE | [7 empty] | LINGJACK
0010322485 | AT_INCOMP | WST02-401-SA-0101 | C4B | 131242-WST02-DR-P-6015.dgn | WST02-401-SA-0101 | WST02 | 401 | FC | SA | 0101 |  | FERRIC CHLORIDE STORAGE TANK 1 OUTLET SAMPLING POINT | FC STORAGE TANK 1 OUTLET SAMPLING POINT | NON HAZARDOUS | WST02-401-FC-00133-25-CPVC |  | 25 | 1000 | PN10 | 32.4 | 21.6 | 80 | 28 | 30 | 0 | 35 | 100
0010322837 | AT_INCOMP | WST02-401-SA-0102 | C4B | 131242-WST02-DR-P-6015.dgn | WST02-401-SA-0102 | WST02 | 401 | FC | SA | 0102 |  | FERRIC CHLORIDE STORAGE TANK 2 OUTLET SAMPLING POINT | FC STORAGE TANK 2 OUTLET SAMPLING POINT | NON HAZARDOUS | WST02-401-FC-00233-25-CPVC |  | 25 | 1000 | PN10 | 32.4 | 21.6 | 80 | 28 | 30 | 0 | 35 | 100
0010322541 | AT_INCOMP | WST02-401-CC-0101 | C4B | 131242-WST02-DR-P-6015.dgn | WST02-401-CC-0101 | WST02 | 401 | FC | CC | 0101 |  | FERRIC CHLORIDE DOSING PUMP CALIBRATION COLUMN | FERRIC CHLORIDE DOSING PUMP CALIBRATION COLUMN | NON HAZARDOUS | WST02-401-FC-00512-25-CPVC | 131242-WST02-DS-M-5501 | 20 | 1000 | PN10 | 0 | 0 | 0 | 28 | 30 | 0 | 35 | 100 | CC1000S |  | GRIFFCO | Griffco Valve Inc. | www.griffcovalve.com | +1 1800-474-3326 | +1 716-835-0893 | sales@griffcovalve.com | USA | [7 empty] | PROMINENT
0010322648 | AT_INCOMP | WST02-401-PD-0101 | C4B | 131242-WST02-DR-P-6015.dgn | WST02-401-PD-0101 | WST02 | 401 | FC | PD | 0101 |  | FERRIC CHLORIDE DOSING PUMP A DAMPENER | FERRIC CHLORIDE DOSING PUMP A DAMPENER | NON HAZARDOUS | WST02-401-FC-00114-20-CPVC | 131242-WST02-DS-M-5501 | 20 | 1000 | PN10 | 10.8 | 4.1 | 50 | 28 | 234 | 235 | 251 | 600 | C1341ND |  | Blacoh | Blacoh Industries | www.blacoh.com | +1 951-239-3920 | NA | sales@blacoh.com | USA | [7 empty] | PROMINENT
0010322649 | AT_INCOMP | WST02-401-PD-0201 | C4B | 131242-WST02-DR-P-6015.dgn | WST02-401-PD-0201 | WST02 | 401 | FC | PD | 0201 |  | FERRIC CHLORIDE DOSING PUMP B DAMPENER | FERRIC CHLORIDE DOSING PUMP B DAMPENER | NON HAZARDOUS | WST02-401-FC-00214-20-CPVC | 131242-WST02-DS-M-5501 | 20 | 1000 | PN10 | 10.8 | 4.1 | 50 | 28 | 234 | 235 | 251 | 600 | C1341ND |  | Blacoh | Blacoh Industries | www.blacoh.com | +1 951-239-3920 | NA | sales@blacoh.com | USA | [7 empty] | PROMINENT
0010322650 | AT_INCOMP | WST02-401-PD-0301 | C4B | 131242-WST02-DR-P-6015.dgn | WST02-401-PD-0301 | WST02 | 401 | FC | PD | 0301 |  | FERRIC CHLORIDE DOSING PUMP C DAMPENER | FERRIC CHLORIDE DOSING PUMP C DAMPENER | NON HAZARDOUS | WST02-401-FC-00314-20-CPVC | 131242-WST02-DS-M-5501 | 20 | 1000 | PN10 | 10.8 | 4.1 | 50 | 28 | 234 | 235 | 251 | 600 | C1341ND |  | Blacoh | Blacoh Industries | www.blacoh.com | +1 951-239-3920 | NA | sales@blacoh.com | USA | [7 empty] | PROMINENT
0010322651 | AT_INCOMP | WST02-401-PD-0401 | C4B | 131242-WST02-DR-P-6015.dgn | WST02-401-PD-0401 | WST02 | 401 | FC | PD | 0401 |  | FERRIC CHLORIDE DOSING PUMP D DAMPENER | FERRIC CHLORIDE DOSING PUMP D DAMPENER | NON HAZARDOUS | WST02-401-FC-00414-20-CPVC | 131242-WST02-DS-M-5501 | 20 | 1000 | PN10 | 10.8 | 4.1 | 50 | 28 | 234 | 235 | 251 | 600 | C1341ND |  | Blacoh | Blacoh Industries | www.blacoh.com | +1 951-239-3920 | NA | sales@blacoh.com | USA | [7 empty] | PROMINENT
0010322652 | AT_INCOMP | WST02-401-PD-0501 | C4B | 131242-WST02-DR-P-6015.dgn | WST02-401-PD-0501 | WST02 | 401 | FC | PD | 0501 |  | FERRIC CHLORIDE DOSING PUMP E DAMPENER | FERRIC CHLORIDE DOSING PUMP E DAMPENER | NON HAZARDOUS | WST02-401-FC-00514-20-CPVC | 131242-WST02-DS-M-5501 | 20 | 1000 | PN10 | 10.8 | 4.1 | 50 | 28 | 234 | 235 | 251 | 600 | C1341ND |  | Blacoh | Blacoh Industries | www.blacoh.com | +1 951-239-3920 | NA | sales@blacoh.com | USA | [7 empty] | PROMINENT
0010295903 | AT_INCOMP | WST02-403-PD-0502 | C4B | 131242-WST02-DR-P-6017.dgn | WST02-403-PD-0502 | WST02 | 403 | SHYD | PD | 0502 |  | ANAMMOX SODIUM HYDROXIDE DOSING PUMP E DAMPENER | ANAMMOX SODIUM HYDROXIDE DOSING PUMP E DAMPENER | NON HAZARDOUS | WST02-403-SHYD-00554-20-CPVC | 131242-WST02-DS-M-5521 | 20 | 1000 | PN10 | 0 | 0 | 150 | 28 | 247 | 235 | 281 | 600 | C331ND |  | Blacoh | Blacoh Industries | www.blacoh.com | +1 951-239-3920 | NA | sales@blacoh.com | USA | [7 empty] | PROMINENT
0010295959 | AT_INCOMP | WST02-403-CC-0201 | C4B | 131242-WST02-DR-P-6017.dgn | WST02-403-CC-0201 | WST02 | 403 | SHYD | CC | 0201 |  | ANAMMOX SODIUM HYDROXIDE DOSING PUMP CALIBRATION COLUMN | AMX SHYD DOSING P CALIBRATION COLUMN | NON HAZARDOUS | WST02-403-SHYD-00552-25-CPVC | 131242-WST02-DS-M-5521 | 25 | 1000 | PN10 | 0 | 0 | 150 | 28 | 55 | 0 | 0 | 100 | CC2000S |  | GRIFFCO | Griffco Valve Inc. | www.griffcovalve.com | +1 1800-474-3326 | +1 716-835-0893 | sales@griffcovalve.com | USA | [7 empty] | PROMINENT
0010295987 | AT_INCOMP | WST02-403-PD-0102 | C4B | 131242-WST02-DR-P-6017.dgn | WST02-403-PD-0102 | WST02 | 403 | SHYD | PD | 0102 |  | ANAMMOX SODIUM HYDROXIDE DOSING PUMP A DAMPENER | ANAMMOX SODIUM HYDROXIDE DOSING PUMP A DAMPENER | NON HAZARDOUS | WST02-403-SHYD-00154-20-CPVC | 131242-WST02-DS-M-5521 | 20 | 1000 | PN10 | 51 | 8 | 150 | 28 | 247 | 235 | 281 | 600 | C331ND |  | Blacoh | Blacoh Industries | www.blacoh.com | +1 951-239-3920 | NA | sales@blacoh.com | USA | [7 empty] | PROMINENT
0010295817 | AT_INCOMP | WST02-403-PD-0202 | C4B | 131242-WST02-DR-P-6017.dgn | WST02-403-PD-0202 | WST02 | 403 | SHYD | PD | 0202 |  | ANAMMOX SODIUM HYDROXIDE DOSING PUMP B DAMPENER | ANAMMOX SODIUM HYDROXIDE DOSING PUMP B DAMPENER | NON HAZARDOUS | WST02-403-SHYD-00254-20-CPVC | 131242-WST02-DS-M-5521 | 20 | 1000 | PN10 | 51 | 8 | 150 | 28 | 247 | 235 | 281 | 600 | C331ND |  | Blacoh | Blacoh Industries | www.blacoh.com | +1 951-239-3920 | NA | sales@blacoh.com | USA | [7 empty] | PROMINENT
0010295818 | AT_INCOMP | WST02-403-PD-0302 | C4B | 131242-WST02-DR-P-6017.dgn | WST02-403-PD-0302 | WST02 | 403 | SHYD | PD | 0302 |  | ANAMMOX SODIUM HYDROXIDE DOSING PUMP C DAMPENER | ANAMMOX SODIUM HYDROXIDE DOSING PUMP C DAMPENER | NON HAZARDOUS | WST02-403-SHYD-00354-20-CPVC | 131242-WST02-DS-M-5521 | 20 | 1000 | PN10 | 51 | 8 | 150 | 28 | 247 | 235 | 281 | 600 | C331ND |  | Blacoh | Blacoh Industries | www.blacoh.com | +1 951-239-3920 | NA | sales@blacoh.com | USA | [7 empty] | PROMINENT
0010295949 | AT_INCOMP | WST02-403-PD-0402 | C4B | 131242-WST02-DR-P-6017.dgn | WST02-403-PD-0402 | WST02 | 403 | SHYD | PD | 0402 |  | ANAMMOX SODIUM HYDROXIDE DOSING PUMP D DAMPENER | ANAMMOX SODIUM HYDROXIDE DOSING PUMP D DAMPENER | NON HAZARDOUS | WST02-403-SHYD-00454-20-CPVC | 131242-WST02-DS-M-5521 | 20 | 1000 | PN10 | 51 | 8 | 150 | 28 | 247 | 235 | 281 | 600 | C331ND |  | Blacoh | Blacoh Industries | www.blacoh.com | +1 951-239-3920 | NA | sales@blacoh.com | USA | [7 empty] | PROMINENT
0010296151 | AT_INCOMP | WST02-400-PD-0202 | C4B | 131242-WST02-DR-P-6018.dgn | WST02-400-PD-0202 | WST02 | 400 | DEF | PD | 0202 |  | ANTIFOAM DOSING PUMP B DAMPENER | ANTIFOAM DOSING PUMP B DAMPENER | NON HAZARDOUS | WST02-400-DEF-00230-32-HDPE | 131242-WST02-DS-M-5541 | 15 | 1000 | PN10 | 0 | 0 | 10 | 28 | 196 | 196 | 226 | 600 | RC-04PP0E50 |  | Blacoh | Blacoh Industries | www.blacoh.com | +1 951-239-3920 | NA | sales@blacoh.com | USA | [7 empty] | PROMINENT
0010296168 | AT_INCOMP | WST02-400-PD-0502 | C4B | 131242-WST02-DR-P-6018.dgn | WST02-400-PD-0502 | WST02 | 400 | DEF | PD | 0502 |  | ANTIFOAM DOSING PUMP E DAMPENER | ANTIFOAM DOSING PUMP E DAMPENER | NON HAZARDOUS | WST02-400-DEF-00530-32-HDPE | 131242-WST02-DS-M-5541 | 15 | 1000 | PN10 | 0 | 0 | 10 | 28 | 196 | 196 | 226 | 600 | RC-04PP0E50 |  | Blacoh | Blacoh Industries | www.blacoh.com | +1 951-239-3920 | NA | sales@blacoh.com | USA | [7 empty] | PROMINENT
0010330068 | AT_INCOMP | WST02-400-CC-0104 | C4B | 131242-WST02-DR-P-6018.dgn | WST02-400-CC-0104 | WST02 | 400 | DEF | CC | 0104 |  | ANTIFOAM DOSING PUMP CALIBRATION COLUMN | ANTIFOAM DOSING PUMP CALIBRATION COLUMN | NON-HAZARDOUS | WST02-400-DEF-00552-32-HDPE | 131242-WST02-DS-M-5541 | 20 | 1000 | PN10 | 0 | 0 | 10 | 28 | 10 | 0 | 20 | 100 | CCG0100PP |  | GRIFFCO | Griffco Valve Inc. | www.griffcovalve.com | +1 1800-474-3326 | +1 716-835-0893 | sales@griffcovalve.com | USA | [7 empty] | PROMINENT
0010296107 | AT_INCOMP | WST02-400-PD-0302 | C4B | 131242-WST02-DR-P-6018.dgn | WST02-400-PD-0302 | WST02 | 400 | DEF | PD | 0302 |  | ANTIFOAM DOSING PUMP C DAMPENER | ANTIFOAM DOSING PUMP C DAMPENER | NON HAZARDOUS | WST02-400-DEF-00330-32-HDPE | 131242-WST02-DS-M-5541 | 15 | 1000 | PN10 | 0 | 0 | 10 | 28 | 196 | 196 | 226 | 600 | RC-04PP0E50 |  | Blacoh | Blacoh Industries | www.blacoh.com | +1 951-239-3920 | NA | sales@blacoh.com | USA | [7 empty] | PROMINENT
0010296070 | AT_INCOMP | WST02-400-PD-0102 | C4B | 131242-WST02-DR-P-6018.dgn | WST02-400-PD-0102 | WST02 | 400 | DEF | PD | 0102 |  | ANTIFOAM DOSING PUMP A DAMPENER | ANTIFOAM DOSING PUMP A DAMPENER | NON HAZARDOUS | WST02-400-DEF-00130-32-HDPE | 131242-WST02-DS-M-5541 | 15 | 1000 | PN10 | 0 | 0 | 10 | 28 | 196 | 196 | 226 | 600 | RC-04PP0E50 |  | Blacoh | Blacoh Industries | www.blacoh.com | +1 951-239-3920 | NA | sales@blacoh.com | USA | [7 empty] | PROMINENT
0010296205 | AT_INCOMP | WST02-400-PD-0402 | C4B | 131242-WST02-DR-P-6018.dgn | WST02-400-PD-0402 | WST02 | 400 | DEF | PD | 0402 |  | ANTIFOAM DOSING PUMP D DAMPENER | ANTIFOAM DOSING PUMP D DAMPENER | NON HAZARDOUS | WST02-400-DEF-00430-32-HDPE | 131242-WST02-DS-M-5541 | 15 | 1000 | PN10 | 0 | 0 | 10 | 28 | 196 | 196 | 226 | 600 | RC-04PP0E50 |  | Blacoh | Blacoh Industries | www.blacoh.com | +1 951-239-3920 | NA | sales@blacoh.com | USA | [7 empty] | PROMINENT
0010296074 | AT_INCOMP | WST02-400-CC-0102 | C4B | 131242-WST02-DR-P-6019.dgn | WST02-400-CC-0102 | WST02 | 400 | BN | CC | 0102 |  | MICRONUTRIENTS DOSING PUMP CALIBRATION COLUMN | MICRONUTRIENTS DOSING PUMP CALIBRATION COLUMN | NON HAZARDOUS | WST02-400-BN-00542-15-CPVC | 131242-WST02-DS-M-5531 | 15 | 1000 | PN10 | 0 | 0 | 0 | 28 | 10 | 1 | 20 | 100 | CC0100S |  | GRIFFCO | Griffco Valve Inc. | www.griffcovalve.com | +1 1800-474-3326 | +1 716-835-0893 | sales@griffcovalve.com | USA | [7 empty] | PROMINENT
0010313844 | AT_INCOMP | WST02-400-PD-0104 | C4B | 131242-WST02-DR-P-6019.dgn | WST02-400-PD-0104 | WST02 | 400 | BN | PD | 0104 |  | MICRONUTRIENTS DOSING PUMP A DAMPENER | MICRONUTRIENTS DOSING PUMP A DAMPENER | NON HAZARDOUS | WST02-400-BN-00149-15-CPVC | 131242-WST02-DS-M-5531 | 15 | 1000 | PN10 | 0 | 0 | 10 | 28 | 219 | 220 | 221 | 600 | RC-04X-E50 |  | Blacoh | Blacoh Industries | www.blacoh.com | +1 951-239-3920 | NA | sales@blacoh.com | USA | [7 empty] | PROMINENT
0010313845 | AT_INCOMP | WST02-400-PD-0204 | C4B | 131242-WST02-DR-P-6019.dgn | WST02-400-PD-0204 | WST02 | 400 | BN | PD | 0204 |  | MICRONUTRIENTS DOSING PUMP B DAMPENER | MICRONUTRIENTS DOSING PUMP B DAMPENER | NON HAZARDOUS | WST02-400-BN-00249-15-CPVC | 131242-WST02-DS-M-5531 | 15 | 1000 | PN10 | 0 | 0 | 10 | 28 | 219 | 220 | 221 | 600 | RC-04X-E50 |  | Blacoh | Blacoh Industries | www.blacoh.com | +1 951-239-3920 | NA | sales@blacoh.com | USA | [7 empty] | PROMINENT
0010313846 | AT_INCOMP | WST02-400-PD-0304 | C4B | 131242-WST02-DR-P-6019.dgn | WST02-400-PD-0304 | WST02 | 400 | BN | PD | 0304 |  | MICRONUTRIENTS DOSING PUMP C DAMPENER | MICRONUTRIENTS DOSING PUMP C DAMPENER | NON HAZARDOUS | WST02-400-BN-00349-15-CPVC | 131242-WST02-DS-M-5531 | 15 | 1000 | PN10 | 0 | 0 | 10 | 28 | 219 | 220 | 221 | 600 | RC-04X-E50 |  | Blacoh | Blacoh Industries | www.blacoh.com | +1 951-239-3920 | NA | sales@blacoh.com | USA | [7 empty] | PROMINENT
0010313847 | AT_INCOMP | WST02-400-PD-0404 | C4B | 131242-WST02-DR-P-6019.dgn | WST02-400-PD-0404 | WST02 | 400 | BN | PD | 0404 |  | MICRONUTRIENTS DOSING PUMP D DAMPENER | MICRONUTRIENTS DOSING PUMP D DAMPENER | NON HAZARDOUS | WST02-400-BN-00449-15-CPVC | 131242-WST02-DS-M-5531 | 15 | 1000 | PN10 | 1.5 | 0.5 | 10 | 28 | 219 | 220 | 221 | 600 | RC-04X-E50 |  | Blacoh | Blacoh Industries | www.blacoh.com | +1 951-239-3920 | NA | sales@blacoh.com | USA | [7 empty] | PROMINENT
0010313848 | AT_INCOMP | WST02-400-PD-0504 | C4B | 131242-WST02-DR-P-6019.dgn | WST02-400-PD-0504 | WST02 | 400 | BN | PD | 0504 |  | MICRONUTRIENTS DOSING PUMP E DAMPENER | MICRONUTRIENTS DOSING PUMP E DAMPENER | NON HAZARDOUS | WST02-400-BN-00549-15-CPVC | 131242-WST02-DS-M-5531 | 15 | 1000 | PN10 | 0 | 0 | 10 | 28 | 219 | 220 | 221 | 600 | RC-04X-E50 |  | Blacoh | Blacoh Industries | www.blacoh.com | +1 951-239-3920 | NA | sales@blacoh.com | USA | [7 empty] | PROMINENT
0010296605 | AT_INCOMP | WST02-400-PD-0103 | C4B | 131242-WST02-DR-P-6020.dgn | WST02-400-PD-0103 | WST02 | 400 | ASC | PD | 0103 |  | ANTISCALANT DOSING PUMP A DAMPENER | ANTISCALANT DOSING PUMP A DAMPENER | NON HAZARDOUS | WST02-400-ASC-00163-15-CPVC | 131242-WST02-DS-M-5551 | 15 | 1000 | PN10 | 5.3 | 1 | 20 | 28 | 130 | 120 | 176 | 600 | RC-10X-E50 |  | Blacoh | Blacoh Industries | www.blacoh.com | +1 951-239-3920 | NA | sales@blacoh.com | USA | [7 empty] | PROMINENT
0010296646 | AT_INCOMP | WST02-400-CC-0103 | C4B | 131242-WST02-DR-P-6020.dgn | WST02-400-CC-0103 | WST02 | 400 | ASC | CC | 0103 |  | ANTISCALANT DOSING PUMP CALIBRATION COLUMN | ANTISCALANT DOSING PUMP CALIBRATION COLUMN | NON HAZARDOUS | WST02-400-ASC-00362-15-CPVC | 131242-WST02-DS-M-5551 | 15 | 1000 | PN10 | 0 | 0 | 0 | 28 | 10 | 1 | 20 | 100 | CC0300S |  | GRIFFCO | Griffco Valve Inc. | www.griffcovalve.com | +1 1800-474-3326 | +1 716-835-0893 | sales@griffcovalve.com | USA | [7 empty] | PROMINENT
0010296617 | AT_INCOMP | WST02-400-PD-0303 | C4B | 131242-WST02-DR-P-6020.dgn | WST02-400-PD-0303 | WST02 | 400 | ASC | PD | 0303 |  | ANTISCALANT DOSING PUMP B DAMPENER | ANTISCALANT DOSING PUMP B DAMPENER | NON HAZARDOUS | WST02-400-ASC-00363-15-CPVC | 131242-WST02-DS-M-5551 | 15 | 1000 | PN10 | 5.3 | 1 | 20 | 28 | 130 | 120 | 176 | 600 | RC-10X-E50 |  | Blacoh | Blacoh Industries | www.blacoh.com | +1 951-239-3920 | NA | sales@blacoh.com | USA | [7 empty] | PROMINENT
0010296612 | AT_INCOMP | WST02-400-PD-0203 | C4B | 131242-WST02-DR-P-6020.dgn | WST02-400-PD-0203 | WST02 | 400 | ASC | PD | 0203 |  | ANTISCALANT DOSING PUMP C DAMPENER | ANTISCALANT DOSING PUMP C DAMPENER | NON HAZARDOUS | WST02-400-ASC-00263-15-CPVC | 131242-WST02-DS-M-5551 | 15 | 1000 | PN10 | 5.3 | 1 | 20 | 28 | 130 | 120 | 176 | 600 | RC-10X-E50 |  | Blacoh | Blacoh Industries | www.blacoh.com | +1 951-239-3920 | NA | sales@blacoh.com | USA | [7 empty] | PROMINENT
0010329836 | AT_INCOMP | WST02-201-SA-0104 | C4B | 131242-WST02-DR-P-6002.dgn | WST02-201-SA-0104 | WST02 | 201 | DC | SA | 0104 |  | LAMELLA CLARIFIER 1 SLUDGE OUTLET SAMPLING POINT | LAMELLA CLARIFIER 1 SLUDGE OUTLET SAMPLING POINT | NON-HAZARDOUS | WST02-201-DC-00125-25-CSEL |  | 25 | 1000 | PN10 | 0 | 0 | 0 | 36 | 80 | 0 | 85 | 300
0010329830 | AT_INCOMP | WST02-201-SA-0204 | C4B | 131242-WST02-DR-P-6002.dgn | WST02-201-SA-0204 | WST02 | 201 | DC | SA | 0204 |  | LAMELLA CLARIFIER 2 SLUDGE OUTLET SAMPLING POINT | LAMELLA CLARIFIER 2 SLUDGE OUTLET SAMPLING POINT | NON-HAZARDOUS | WST02-201-DC-00225-25-CSEL |  | 25 | 1000 | PN10 | 0 | 0 | 0 | 36 | 80 | 0 | 85 | 300
0010329837 | AT_INCOMP | WST02-201-SA-0504 | C4B | 131242-WST02-DR-P-6002.dgn | WST02-201-SA-0504 | WST02 | 201 | DC | SA | 0504 |  | LAMELLA CLARIFIER 5 SLUDGE OUTLET SAMPLING POINT | LAMELLA CLARIFIER 5 SLUDGE OUTLET SAMPLING POINT | NON-HAZARDOUS | WST02-201-DC-00525-25-CSEL |  | 25 | 1000 | PN10 | 0 | 0 | 0 | 36 | 80 | 0 | 85 | 300
0010300903 | AT_INCOMP | WST02-201-SA-0503A | C4B | 131242-WST02-DR-P-6002.dgn | WST02-201-SA-0503A | WST02 | 201 | DC | SA | 0503 | A | LAMELLA CLARIFIER 5 OUTLET SAMPLING POINT | LAMELLA CLARIFIER 5 OUTLET SAMPLING POINT | NON-HAZARDOUS | WST02-201-DC-00514-25-CSEL |  | 25 | 1000 | PN10 | 0 | 0 | 0 | 36 | 72 | 0 | 72 | 300
0010300904 | AT_INCOMP | WST02-201-SA-0203 | C4B | 131242-WST02-DR-P-6002.dgn | WST02-201-SA-0203 | WST02 | 201 | DC | SA | 0203 |  | LAMELLA CLARIFIER 2 OUTLET SAMPLING POINT | LAMELLA CLARIFIER 2 OUTLET SAMPLING POINT | NON-HAZARDOUS | WST02-201-DC-00240-25-CSEL |  | 25 | 1000 | PN10 | 0 | 0 | 0 | 36 | 72 | 0 | 72 | 300
0010300905 | AT_INCOMP | WST02-201-SA-0103 | C4B | 131242-WST02-DR-P-6002.dgn | WST02-201-SA-0103 | WST02 | 201 | DC | SA | 0103 |  | LAMELLA CLARIFIER 1 OUTLET SAMPLING POINT | LAMELLA CLARIFIER 1 OUTLET SAMPLING POINT | NON HAZARDOUS | WST02-201-DC-00140-25-CSEL |  | 25 | 1000 | PN10 | 0 | 0 | 0 | 36 | 72 | 0 | 72 | 300
0010300925 | AT_INCOMP | WST02-201-SA-0303 | C4B | 131242-WST02-DR-P-6003.dgn | WST02-201-SA-0303 | WST02 | 201 | DC | SA | 0303 |  | LAMELLA CLARIFIER 3 OUTLET SAMPLING POINT | LAMELLA CLARIFIER 3 OUTLET SAMPLING POINT | NON HAZARDOUS | WST02-201-DC-00340-25-CSEL |  | 25 | 1000 | PN10 | 0 | 0 | 0 | 36 | 72 | 0 | 72 | 300
0010300926 | AT_INCOMP | WST02-201-SA-0403 | C4B | 131242-WST02-DR-P-6003.dgn | WST02-201-SA-0403 | WST02 | 201 | DC | SA | 0403 |  | LAMELLA CLARIFIER 4 OUTLET SAMPLING POINT | LAMELLA CLARIFIER 4 OUTLET SAMPLING POINT | NON HAZARDOUS | WST02-201-DC-00440-25-CSEL |  | 25 | 1000 | PN10 | 0 | 0 | 0 | 36 | 72 | 0 | 72 | 300
0010329845 | AT_INCOMP | WST02-201-SA-0304 | C4B | 131242-WST02-DR-P-6003.dgn | WST02-201-SA-0304 | WST02 | 201 | DC | SA | 0304 |  | LAMELLA CLARIFIER 3 SLUDGE OUTLET SAMPLING POINT | LAMELLA CLARIFIER 3 SLUDGE OUTLET SAMPLING POINT | NON-HAZARDOUS | WST02-201-DC-00325-25-CSEL |  | 25 | 1000 | PN10 | 0 | 0 | 0 | 36 | 80 | 0 | 85 | 300
0010329849 | AT_INCOMP | WST02-201-SA-0404 | C4B | 131242-WST02-DR-P-6003.dgn | WST02-201-SA-0404 | WST02 | 201 | DC | SA | 0404 |  | LAMELLA CLARIFIER 4 SLUDGE OUTLET SAMPLING POINT | LAMELLA CLARIFIER 4 SLUDGE OUTLET SAMPLING POINT | NON-HAZARDOUS | WST02-201-DC-00425-25-CSEL |  | 25 | 1000 | PN10 | 0 | 0 | 0 | 36 | 80 | 0 | 85 | 300
0010299183 | AT_INCOMP | WST02-202-SA-0404G | C4B | 131242-WST02-DR-P-6008.dgn | WST02-202-SA-0404G | WST02 | 202 | DC | SA | 0404 | G | ANAMMOX REACTOR 4 SAMPLING POINT G | ANAMMOX REACTOR 4 SAMPLING POINT G | NON HAZARDOUS | WST02-202-DC-00423-50-SS16 |  | 50 | 1000 | PN10 | 0 | 0 | 0 | 38 | 0 | 0 | 72 | 200
0010299181 | AT_INCOMP | WST02-202-SA-0404F | C4B | 131242-WST02-DR-P-6008.dgn | WST02-202-SA-0404F | WST02 | 202 | DC | SA | 0404 | F | ANAMMOX REACTOR 4 SAMPLING POINT F | ANAMMOX REACTOR 4 SAMPLING POINT F | NON HAZARDOUS | WST02-202-DC-00422-50-SS16 |  | 50 | 1000 | PN10 | 0 | 0 | 0 | 38 | 0 | 0 | 72 | 200
0010299180 | AT_INCOMP | WST02-202-SA-0404E | C4B | 131242-WST02-DR-P-6008.dgn | WST02-202-SA-0404E | WST02 | 202 | DC | SA | 0404 | E | ANAMMOX REACTOR 4 SAMPLING POINT E | ANAMMOX REACTOR 4 SAMPLING POINT E | NON HAZARDOUS | WST02-202-DC-00421-50-SS16 |  | 50 | 1000 | PN10 | 0 | 0 | 0 | 38 | 0 | 0 | 72 | 200
0010299103 | AT_INCOMP | WST02-202-SA-0404D | C4B | 131242-WST02-DR-P-6008.dgn | WST02-202-SA-0404D | WST02 | 202 | DC | SA | 0404 | D | ANAMMOX REACTOR 4 SAMPLING POINT D | ANAMMOX REACTOR 4 SAMPLING POINT D | NON HAZARDOUS | WST02-202-DC-00420-50-SS16 |  | 50 | 1000 | PN10 | 0 | 0 | 0 | 38 | 0 | 0 | 72 | 200
0010300546 | AT_INCOMP | WST02-202-SA-0404A | C4B | 131242-WST02-DR-P-6008.dgn | WST02-202-SA-0404A | WST02 | 202 | DC | SA | 0404 | A | ANAMMOX REACTOR 4 SAMPLING POINT A | ANAMMOX REACTOR 4 SAMPLING POINT A | NON HAZARDOUS | WST02-202-DC-00405A-25-CSEL |  | 25 | 1000 | PN10 | 0 | 0 | 0 | 38 | 72 | 8 | 72 | 300
0010300547 | AT_INCOMP | WST02-202-SA-0404B | C4B | 131242-WST02-DR-P-6008.dgn | WST02-202-SA-0404B | WST02 | 202 | DC | SA | 0404 | B | ANAMMOX REACTOR 4 SAMPLING POINT B | ANAMMOX REACTOR 4 SAMPLING POINT B | NON HAZARDOUS | WST02-202-DC-00405B-25-CSEL |  | 25 | 1000 | PN10 | 0 | 0 | 0 | 38 | 72 | 8 | 72 | 300
0010300548 | AT_INCOMP | WST02-202-SA-0404C | C4B | 131242-WST02-DR-P-6008.dgn | WST02-202-SA-0404C | WST02 | 202 | DC | SA | 0404 | C | ANAMMOX REACTOR 4 SAMPLING POINT C | ANAMMOX REACTOR 4 SAMPLING POINT C | NON HAZARDOUS | WST02-202-DC-00405C-25-CSEL |  | 25 | 1000 | PN10 | 0 | 0 | 0 | 38 | 72 | 8 | 72 | 300
0010335780 | AT_INCOMP | WST02-202-CT-0402 | C4B | 131242-WST02-DR-P-6008.dgn | WST02-202-CT-0402 | WST02 | 202 | ALP | CT | 0402 |  | ANAMMOX REACTOR 4 AIR HEADER CONDENSATE TRAP | ANAMMOX REACTOR 4 AIR HEADER CONDENSATE TRAP | NON HAZARDOUS | WST02-202-ALP-00405-15-SS16 | 131242-WST02-DS-M-5761 | 15 | 1000 | PN10 | 0 | 0 | 120 | 100 | 80 | 72 | 100 | 200 | CAS14S |  | SPIRAX SARCO | SPIRAX SARCO | https://www.spiraxsarco.com/ | +65 6349 0480 | +65 6581 2749 | Spirax.Singapore@sg.spiraxsarco.com | SINGAPORE | [7 empty] | SPIRAX SARCO
0010323482 | AT_INCOMP | WST02-403-PD-0101 | C4B | 131242-WST02-DR-P-6016.dgn | WST02-403-PD-0101 | WST02 | 403 | SHYD | PD | 0101 |  | EQUALIZATION TANK SODIUM HYDROXIDE DOSING PUMP A DAMPENER | EQ TANK SODIUM HYDROXIDE DOSING P A DAMPENER | NON HAZARDOUS | WST02-403-SHYD-00128-40-CPVC | 131242-WST02-DS-M-5511 | 40 | 1000 | PN10 | 0 | 0 | 0 | 28 | 55 | 0 | 65 | 100 | C911ND |  | Blacoh | Blacoh Industries | www.blacoh.com | +1 951-239-3920 | NA | sales@blacoh.com | USA | [7 empty] | PROMINENT
0010323499 | AT_INCOMP | WST02-403-PD-0201 | C4B | 131242-WST02-DR-P-6016.dgn | WST02-403-PD-0201 | WST02 | 403 | SHYD | PD | 0201 |  | EQUALIZATION TANK SODIUM HYDROXIDE DOSING PUMP B DAMPENER | EQ TANK SODIUM HYDROXIDE DOSING P B DAMPENER | NON HAZARDOUS | WST02-403-SHYD-00228-40-CPVC | 131242-WST02-DS-M-5511 | 40 | 1000 | PN10 | 0 | 0 | 0 | 28 | 247 | 235 | 281 | 600 | C911ND |  | Blacoh | Blacoh Industries | www.blacoh.com | +1 951-239-3920 | NA | sales@blacoh.com | USA | [7 empty] | PROMINENT
0010323497 | AT_INCOMP | WST02-403-PD-0301 | C4B | 131242-WST02-DR-P-6016.dgn | WST02-403-PD-0301 | WST02 | 403 | SHYD | PD | 0301 |  | EQUALIZATION TANK SODIUM HYDROXIDE DOSING PUMP C DAMPENER | EQ TANK SODIUM HYDROXIDE DOSING P C DAMPENER | NON HAZARDOUS | WST02-403-SHYD-00328-40-CPVC | 131242-WST02-DS-M-5511 | 40 | 1000 | PN10 | 0 | 0 | 500 | 28 | 247 | 235 | 281 | 600 | C911ND |  | Blacoh | Blacoh Industries | www.blacoh.com | +1 951-239-3920 | NA | sales@blacoh.com | USA | [7 empty] | PROMINENT
0010300046 | AT_INCOMP | WST02-403-CC-0101 | C4B | 131242-WST02-DR-P-6016.dgn | WST02-403-CC-0101 | WST02 | 403 | SHYD | CC | 0101 |  | EQUALIZATION TANK SODIUM HYDROXIDE DOSING PUMP CALIBRATION COLUMN | EQ TANK SHYD DOSING P CALIBRATION COLUMN | NON HAZARDOUS | WST02-403-SHYD-00312-40-CPVC | 131242-WST02-DS-M-5511 | 40 | 1000 | PN10 | 0 | 0 | 500 | 28 | 55 | 0 | 65 | 100 | CC5000S |  | GRIFFCO | Griffco Valve Inc. | www.griffcovalve.com | +1 1800-474-3326 | +1 716-835-0893 | sales@griffcovalve.com | USA | [7 empty] | PROMINENT
0010300011 | AT_INCOMP | WST02-403-SA-0201 | C4B | 131242-WST02-DR-P-6016.dgn | WST02-403-SA-0201 | WST02 | 403 | SHYD | SA | 0201 |  | SODIUM HYDROXIDE STORAGE TANK 1 OUTLET SAMPLING POINT | SHYD STORAGE TANK 1 OUTLET SAMPLING POINT | NON HAZARDOUS | WST02-403-SHYD-00133-25-CPVC |  | 25 | 1000 | PN10 | 0 | 0 | 0 | 28 | 55 | 0 | 65 | 100
0010299927 | AT_INCOMP | WST02-403-SA-0202 | C4B | 131242-WST02-DR-P-6016.dgn | WST02-403-SA-0202 | WST02 | 403 | SHYD | SA | 0202 |  | SODIUM HYDROXIDE STORAGE TANK 2 OUTLET SAMPLING POINT | SHYD STORAGE TANK 2 OUTLET SAMPLING POINT | NON HAZARDOUS | WST02-403-SHYD-00233-25-CPVC |  | 25 | 1000 | PN10 | 0 | 0 | 0 | 28 | 55 | 0 | 65 | 100
0010300308 | AT_INCOMP | WST02-204-SA-0102 | C4B | 131242-WST02-DR-P-6014.dgn | WST02-204-SA-0102 | WST02 | 204 | DC | SA | 0102 |  | SLUDGE TRANSFER PUMP OUTLET SEEDING SAMPLING POINT | SLUDGE TRANSFER PUMP OUTLET SEEDING SAMPLING POINT | NON HAZARDOUS | WST02-204-DC-00132-50-CSEL |  | 50 | 1000 | PN10 | 0 | 0 | 0 | 38 | 92 | 92 | 92 | 300
0010301329 | AT_INCOMP | WSD11-006-CT-0101 | C4B | 131242-WSD11-DR-P-6600.dgn | WSD11-006-CT-0101 | WSD11 | 006 | PD | CT | 0101 |  | AIR RECEIVER 1 STEAM TRAP | AIR RECEIVER 1 STEAM TRAP | NON-HAZARDOUS | WSD11-006-PD-00103-20-SS16 | TBA | 15 | 1000 | PN16 | 85 | 0 | 85 | 42 | 850 | 850 | 1000 | 1500
0010301343 | AT_INCOMP | WSD11-006-CT-0201 | C4B | 131242-WSD11-DR-P-6600.dgn | WSD11-006-CT-0201 | WSD11 | 006 | PD | CT | 0201 |  | AIR RECEIVER 2 STEAM TRAP | AIR RECEIVER 2 STEAM TRAP | NON-HAZARDOUS | WSD11-006-PD-00203-15-SS16 | TBA | 15 | 1100 | PN16 | 85 | 0 | 85 | 42 | 850 | 850 | 1000 | 1600
0010305256 | AT_INCOMP | WST02-202-SA-0104A | C4B | 131242-WST02-DR-P-6005.dgn | WST02-202-SA-0104A | WST02 | 202 | DC | SA | 0104 | A | ANAMMOX REACTOR 1 SAMPLING POINT A | ANAMMOX REACTOR 1 SAMPLING POINT A | NON HAZARDOUS | WST02-202-DC-00105A-25-CSEL |  | 25 | 1000 | PN10 | 0 | 0 | 0 | 38 | 72 | 8 | 72 | 300
0010305149 | AT_INCOMP | WST02-202-SA-0104B | C4B | 131242-WST02-DR-P-6005.dgn | WST02-202-SA-0104B | WST02 | 202 | DC | SA | 0104 | B | ANAMMOX REACTOR 1 SAMPLING POINT B | ANAMMOX REACTOR 1 SAMPLING POINT B | NON HAZARDOUS | WST02-202-DC-00105B-25-CSEL |  | 25 | 1000 | PN10 | 0 | 0 | 0 | 38 | 72 | 8 | 72 | 300
0010305220 | AT_INCOMP | WST02-202-SA-0104C | C4B | 131242-WST02-DR-P-6005.dgn | WST02-202-SA-0104C | WST02 | 202 | DC | SA | 0104 | C | ANAMMOX REACTOR 1 SAMPLING POINT C | ANAMMOX REACTOR 1 SAMPLING POINT C | NON HAZARDOUS | WST02-202-DC-00105C-25-CSEL |  | 25 | 1000 | PN10 | 0 | 0 | 0 | 38 | 72 | 8 | 72 | 300
0010311121 | AT_INCOMP | WST02-202-SA-0104G | C4B | 131242-WST02-DR-P-6005.dgn | WST02-202-SA-0104G | WST02 | 202 | DC | SA | 0104 | G | ANAMMOX REACTOR 1 SAMPLING POINT G | ANAMMOX REACTOR 1 SAMPLING POINT G | NON HAZARDOUS | WST02-202-DC-00123-50-SS16 |  | 50 | 1000 | PN10 | 0 | 0 | 0 | 38 | 0 | 0 | 72 | 200
0010311124 | AT_INCOMP | WST02-202-SA-0104F | C4B | 131242-WST02-DR-P-6005.dgn | WST02-202-SA-0104F | WST02 | 202 | DC | SA | 0104 | F | ANAMMOX REACTOR 1 SAMPLING POINT F | ANAMMOX REACTOR 1 SAMPLING POINT F | NON HAZARDOUS | WST02-202-DC-00122-50-SS16 |  | 50 | 1000 | PN10 | 0 | 0 | 0 | 38 | 0 | 0 | 72 | 200
0010311123 | AT_INCOMP | WST02-202-SA-0104E | C4B | 131242-WST02-DR-P-6005.dgn | WST02-202-SA-0104E | WST02 | 202 | DC | SA | 0104 | E | ANAMMOX REACTOR 1 SAMPLING POINT E | ANAMMOX REACTOR 1 SAMPLING POINT E | NON HAZARDOUS | WST02-202-DC-00121-50-SS16 |  | 50 | 1000 | PN10 | 0 | 0 | 0 | 38 | 0 | 0 | 72 | 200
0010311122 | AT_INCOMP | WST02-202-SA-0104D | C4B | 131242-WST02-DR-P-6005.dgn | WST02-202-SA-0104D | WST02 | 202 | DC | SA | 0104 | D | ANAMMOX REACTOR 1 SAMPLING POINT D | ANAMMOX REACTOR 1 SAMPLING POINT D | NON HAZARDOUS | WST02-202-DC-00120-50-SS16 |  | 50 | 1000 | PN10 | 0 | 0 | 0 | 38 | 0 | 0 | 72 | 200
0010335706 | AT_INCOMP | WST02-202-CT-0102 | C4B | 131242-WST02-DR-P-6005.dgn | WST02-202-CT-0102 | WST02 | 202 | ALP | CT | 0102 |  | ANAMMOX REACTOR 1 AIR HEADER CONDENSATE TRAP | ANAMMOX REACTOR 1 AIR HEADER CONDENSATE TRAP | NON HAZARDOUS | WST02-202-ALP-00105-15-SS16 | 131242-WST02-DS-M-5761 | 15 | 1000 | PN10 | 0 | 0 | 120 | 100 | 80 | 72 | 100 | 200 | CAS14S |  | SPIRAX SARCO | SPIRAX SARCO | https://www.spiraxsarco.com/ | +65 6349 0480 | +65 6581 2749 | Spirax.Singapore@sg.spiraxsarco.com | SINGAPORE | [7 empty] | SPIRAX SARCO
0010330045 | AT_INCOMP | WST02-003-H-0104 | C4B | 131242-WST02-DR-P-6013.dgn | WST02-003-H-0104 | WST02 | 003 | G2D | H | 0104 |  | GRANULAR SLUDGE PUMP HOSE POINT | GRANULAR SLUDGE PUMP HOSE POINT | NON HAZARDOUS | WST02-003-G2D-00131-50-SS16 |  | 50 | 1000 | PN10 | 0 | 0 | 44000 | 28 | 528 | 528 | 528 | 800 | HR-1SW |  | COMBAT | LINGJACK | https://www.lingjack.com/ | +65 6759 4163 | +65 6758 7513 | enquiry@lingjack.com | SINGAPORE | [7 empty] | LINGJACK
0010334637 | AT_INCOMP | WSD11-111-CT-1104 | C4B | 131242-WSD11-DR-P-6051.dgn | WSD11-111-CT-1104 | WSD11 | 111 | SC | CT | 1104 |  | DESUPERHEATER OUTLET 1 STEAM TRAP 4 | DESUPERHEATER OUTLET 1 STEAM TRAP 4 | NON-HAZARDOUS | WSD11-111-SC-00116A-25-SS16 | 131242-WSD11-DS-M-0048 | 25 | 1500 | PN25 | 85 | 0 | 264 | 195 | 1220 | 1200 | 1240 | 2250 | TD42LA |  | SPIRAX SARCO | SPIRAX SARCO | https://www.spiraxsarco.com/global/en-SG | (65) 6349 0480 | (65) 6581 2749 | Spirax.Singapore@sg.spiraxsarco.com | SINGAPORE | [7 empty] | SPIRAX SARCO
0010334730 | AT_INCOMP | WSD11-111-CT-1205 | C4B | 131242-WSD11-DR-P-6051.dgn | WSD11-111-CT-1205 | WSD11 | 111 | SC | CT | 1205 |  | STEAM LINE 1 & 2 HEADER STEAM TRAP 1205 | STEAM LINE 1 & 2 HEADER STEAM TRAP 1205 | NON-HAZARDOUS | WSD11-111-SC-00218-25-SS16 | 131242-WSD11-DS-M-0048 | 15 | 1500 | PN25 | 85 | 0 | 264 | 195 | 1220 | 1200 | 1240 | 2250 | TD42LA |  | SPIRAX SARCO | SPIRAX SARCO | https://www.spiraxsarco.com/global/en-SG | (65) 6349 0480 | (65) 6581 2749 | Spirax.Singapore@sg.spiraxsarco.com | SINGAPORE | [7 empty] | SPIRAX SARCO
0010334723 | AT_INCOMP | WSD11-111-CT-1105 | C4B | 131242-WSD11-DR-P-6051.dgn | WSD11-111-CT-1105 | WSD11 | 111 | SC | CT | 1105 |  | STEAM LINE 1 & 2 HEADER STEAM TRAP 1105 | STEAM LINE 1 & 2 HEADER STEAM TRAP 1105 | NON-HAZARDOUS | WSD11-111-SC-00118-25-SS16 | 131242-WSD11-DS-M-0048 | 15 | 1500 | PN25 | 85 | 0 | 264 | 195 | 1220 | 1200 | 1240 | 2250 | TD42LA |  | SPIRAX SARCO | SPIRAX SARCO | https://www.spiraxsarco.com/global/en-SG | (65) 6349 0480 | (65) 6581 2749 | Spirax.Singapore@sg.spiraxsarco.com | SINGAPORE | [7 empty] | SPIRAX SARCO
0010334695 | AT_INCOMP | WSD11-111-CT-1204 | C4B | 131242-WSD11-DR-P-6051.dgn | WSD11-111-CT-1204 | WSD11 | 111 | SC | CT | 1204 |  | DESUPERHEATER OUTLET 2 STEAM TRAP 4 | DESUPERHEATER OUTLET 2 STEAM TRAP 4 | NON-HAZARDOUS | WSD11-111-SC-00216-25-SS16 | 131242-WSD11-DS-M-0048 | 25 | 1500 | PN25 | 85 | 0 | 264 | 195 | 1220 | 1200 | 1240 | 2250 | TD42LA |  | SPIRAX SARCO | SPIRAX SARCO | https://www.spiraxsarco.com/global/en-SG | (65) 6349 0480 | (65) 6581 2749 | Spirax.Singapore@sg.spiraxsarco.com | SINGAPORE | [7 empty] | SPIRAX SARCO

## Instrument
KEYTAG | TAG_TYPE | TAG_NO | CONTTACT INFO | DOC_FNAME | PIPELINE TAG NUMBER | PROJECT PREFIX | UNIT_PROCESS_NO | SERVICE | ISA INSTRUMENT ID | TAG LOOP NUMBER | TAG SUFFIX | DESCRIPTION | SHORT DESCR | HAZARDOUS ZONE | INSTRUMENT FUNCTION_CONTACT TYPE | PIPE SIZE - NOMINAL | DESIGN PRESSURE | FLOW RATE - NOMINAL | FLOW RATE - MIN | FLOW RATE - MAX | MEASUREMENT PRINCIPLE | SENSOR MODEL | SENSOR MATERIAL | SENSOR IP RATING | SENSOR RANGE | SENSOR WETTED PARTS MATERIAL | THERMOWELL_TEMPERATURE SENSOR ONLY | MEASUREMENT/SAMPLE POINT | OPERATING RANGE | OPERATING TEMPERATURE - NORMAL | OPERATING PRESSURE - NORMAL | OPERATING PRESSURE - MIN | OPERATING PRESSURE - MAX | TEST PRESSURE | ALARM LIMIT HH | ALARM LIMIT H | ALARM LIMIT L | ALARM LIMIT LL | HOUSING MATERIAL | INGRESS PROTECTION | LIGHTNING ARRESTOR | OUTPUT SIGNAL | OUTPUT SIGNAL 2 | ACCURACY | SET POINT | CALIBRATION RANGE | SUPPLY VOLTAGE | LINING MATERIAL | TUBE MATERIAL | TUBE SIZE | LCS TYPE | PLC PANEL | PLC PANEL LOCATION | RIO PANEL | RIO PANEL LOCATION | LOLO_ALARM_TP | LO_ALARM_TP | HI_ALARM_TP | HIHI_ALARM_TP | PUB_ACE_CATEGORY | PUB_GENERIC_EQUIPMENT_TYPE | PUB_AMS_CATEGORY | PUB_LIFE_SPAN | PUB_SUPPLIER | PUB_COST_CENTER | PUB_REPLACEMENT_COST | PUB_WBS_ELEMENT | PUB_MODEL_NUMBER | PUB_SERIAL_NUMBER | PUB_BRAND | PUB_MANUFACTURER_NAME | PUB_MANUFACTURER_WEBPAGE | PUB_MANUFACTURER_PHONE | PUB_MANUFACTURER_FAX | PUB_MANUFACTURER_EMAIL | PUB_MANUFACTURER_LOCATION | PUB_LOT_NUMBER | PUB_MANUFACTURE_DATE | PUB_EST_REPLACEMENT_DATE | PUB_DATE_OF_COMMISSION | PUB_WARRANTY_TERMS | PUB_WARRANTY_START_DATE | PUB_WARRANTY_EXPIRY_DATE | PUB_PRODUCT_CERTIFICATION | PUB_ACE_ASSET_NUMBER | PUB_ACE_ASSET_SUB_NUMBER
0010312526 | AT_INST_ | WSD11-003-FAL-0102 | C4B | 131242-WSD11-DR-P-6200.dgn |  | WSD11 | 003 | G2D | FAL | 0102 |  | G2D BOOSTER PUMP A DISCHARGE FAL | G2D BOOSTER PUMP A DISCHARGE FAL | NON-HAZARDOUS |  | 15 | 900 | [12 empty] | 30 | 750 | 750 | 750 | [8 empty] | SOFT I/O
0010312522 | AT_INST_ | WSD11-003-FAL-0202 | C4B | 131242-WSD11-DR-P-6200.dgn |  | WSD11 | 003 | G2D | FAL | 0202 |  | G2D BOOSTER PUMP B DISCHARGE FAL | G2D BOOSTER PUMP B DISCHARGE FAL | NON-HAZARDOUS |  | 15 | 900 | [12 empty] | 30 | 750 | 750 | 750 | [8 empty] | SOFT I/O
0010333157 | AT_INST_FLO | WSD11-003-FE-0103 | C4B | 131242-WSD11-DR-P-6200.dgn | WSD11-003-G2D-00102C-50-SS16 | WSD11 | 003 | G2D | FE | 0103 |  | G2D BOOSTER PUMP A RECYCLE FE | G2D BOOSTER PUMP A RECYCLE FE | NON-HAZARDOUS |  | 50 | 900 | [12 empty] | 30 | 750 | 750 | 750
0010333156 | AT_INST_FLO | WSD11-003-FE-0203 | C4B | 131242-WSD11-DR-P-6200.dgn | WSD11-003-G2D-00202C-50-SS16 | WSD11 | 003 | G2D | FE | 0203 |  | G2D BOOSTER PUMP B RECYCLE FE | G2D BOOSTER PUMP B RECYCLE FE | NON-HAZARDOUS |  | 50 | 900 | [12 empty] | 30 | 750 | 750 | 750
0010312525 | AT_INST_ | WSD11-003-FSL-0102 | C4B | 131242-WSD11-DR-P-6200.dgn | WSD11-003-G2D-00102A-15-SS16 | WSD11 | 003 | G2D | FSL | 0102 |  | G2D BOOSTER PUMP A DISCHARGE FSL | G2D BOOSTER PUMP A DISCHARGE FSL | NON-HAZARDOUS |  | 15 | 900 |  |  |  | THERMAL | DTT31-A2A111YYX1AB+A (X1=70mm) | [7 empty] | 30 | 750 | 750 | 750 | [5 empty] | SS316L | IP65 | NA | DI; PNP, 3-Wire | NA | ≤ 10% |  |  | 24 VDC | [22 empty] | ENDRESS+HAUSER | ENDRESS+HAUSER | www.sg.endress.com | +65 6768 5716 | +65 6566 6848 | info.sg@endress.com | India/Switzerland
0010312521 | AT_INST_ | WSD11-003-FSL-0202 | C4B | 131242-WSD11-DR-P-6200.dgn | WSD11-003-G2D-00202A-15-SS16 | WSD11 | 003 | G2D | FSL | 0202 |  | G2D BOOSTER PUMP B DISCHARGE FSL | G2D BOOSTER PUMP B DISCHARGE FSL | NON-HAZARDOUS |  | 15 | 900 |  |  |  | THERMAL | DTT31-A2A111YYX1AB+A (X1=70mm) | [7 empty] | 30 | 750 | 750 | 750 | [5 empty] | SS316L | IP65 | NA | DI; PNP, 3-Wire | NA | ≤ 10% |  |  | 24 VDC | [22 empty] | ENDRESS+HAUSER | ENDRESS+HAUSER | www.sg.endress.com | +65 6768 5716 | +65 6566 6848 | info.sg@endress.com | India/Switzerland
0010312108 | AT_INST_ | WSD11-003-PAL-0101 | C4B | 131242-WSD11-DR-P-6200.dgn |  | WSD11 | 003 | G2D | PAL | 0101 |  | G2D BOOSTER PUMP A SUCTION PAL | G2D BOOSTER PUMP A SUCTION PAL | NON-HAZARDOUS |  | 15 | 600 | [12 empty] | 30 | 530 | 500 | 600 | [8 empty] | SOFT I/O
0010312107 | AT_INST_ | WSD11-003-PAL-0201 | C4B | 131242-WSD11-DR-P-6200.dgn |  | WSD11 | 003 | G2D | PAL | 0201 |  | G2D BOOSTER PUMP B SUCTION PAL | G2D BOOSTER PUMP B SUCTION PAL | NON-HAZARDOUS |  | 15 | 600 | [12 empty] | 30 | 530 | 500 | 600 | [8 empty] | SOFT I/O
0010312077 | AT_INST_ | WSD11-003-PI-0103 | C4B | 131242-WSD11-DR-P-6200.dgn | WSD11-003-G2D-00102B-15-SS16 | WSD11 | 003 | G2D | PI | 0103 |  | G2D BOOSTER PUMP A DISCHARGE PI | G2D BOOSTER PUMP A DISCHARGE PI | NON-HAZARDOUS |  | 15 | 900 |  |  |  | BOURDON TUBE | ALH-02-4TM-B22/_PY_ZL_RX_SX_PW_PS2 | SS316 | IP65 | 0 - 10 Barg | SS316 | NA |  |  | 30 | 750 | 750 | 750 | [5 empty] | SS316 | IP65 | NA | NA | NA | 2% of Span | NA |  | NA | NA | NA | NA | NA | NA | NA | NA | NA | [14 empty] | BAUMER | BAUMER | www.baumer.com | +65 6291 2677 | +65 6291 2077 | sales.sg@baumer.com | India
0010312102 | AT_INST_ | WSD11-003-PI-0203 | C4B | 131242-WSD11-DR-P-6200.dgn | WSD11-003-G2D-00202B-15-SS16 | WSD11 | 003 | G2D | PI | 0203 |  | G2D BOOSTER PUMP B DISCHARGE PI | G2D BOOSTER PUMP B DISCHARGE PI | NON-HAZARDOUS |  | 15 | 900 |  |  |  | BOURDON TUBE | ALH-02-4TM-B22/_PY_ZL_RX_SX_PW_PS2 | SS316 | IP65 | 0 - 10 Barg | SS316 | NA |  |  | 30 | 750 | 750 | 750 | [5 empty] | SS316 | IP65 | NA | NA | NA | 2% of Span | NA |  | NA | NA | NA | NA | NA | NA | NA | NA | NA | [14 empty] | BAUMER | BAUMER | www.baumer.com | +65 6291 2677 | +65 6291 2077 | sales.sg@baumer.com | India
0010312215 | AT_INST_ | WSD11-003-PIA-0001 | C4B | 131242-WSD11-DR-P-6000.dgn |  | WSD11 | 003 | G2D | PIA | 0001 |  | THP FEED PUMPS G2D HEADER 1 PIA | THP FEED PUMPS G2D HEADER 1 PIA | NON-HAZARDOUS |  |  | 600 | [7 empty] | -1 to 15 barg |  |  |  | 0 to 15 barg | 30 | 530 | 500 | 600 | [8 empty] | SOFT I/O |  |  |  | -1 to 15 barg | [7 empty] | WSD11-RIO-0201
0010312086 | AT_INST_ | WSD11-003-PSL-0101 | C4B | 131242-WSD11-DR-P-6200.dgn | WSD11-003-G2D-00101A-15-SS16 | WSD11 | 003 | G2D | PSL | 0101 |  | G2D BOOSTER PUMP A SUCTION PSL | G2D BOOSTER PUMP A SUCTION PSL | NON-HAZARDOUS |  | 15 | 600 |  |  |  | PIEZORESISTIVE | PN2094; EVF005 | SS316 | IP65 | 10bar/1000 kPa(g) | SS316 | NA |  |  | 30 | 530 | 500 | 600 | [6 empty] | IP65 | NA | PNP, 3-Wire | NA | 0.005 |  |  | 24VDC | NA | NA | NA | NA | [18 empty] | IFM | IFM | www.ifm.com/sg/en | +65 6562 8661 | +65 6562 8660 | sales.sg@ifm.com | Germany/Poland/Singapore
0010312076 | AT_INST_ | WSD11-003-PSL-0201 | C4B | 131242-WSD11-DR-P-6200.dgn | WSD11-003-G2D-00201A-15-SS16 | WSD11 | 003 | G2D | PSL | 0201 |  | G2D BOOSTER PUMP B SUCTION PSL | G2D BOOSTER PUMP B SUCTION PSL | NON-HAZARDOUS |  | 15 | 600 |  |  |  | PIEZORESISTIVE | PN2094; EVF005 | SS316 | IP65 | 10bar/1000 kPa(g) | SS316 | NA |  |  | 30 | 530 | 500 | 600 | [6 empty] | IP65 | NA | PNP, 3-Wire | NA | 0.005 |  |  | 24VDC | NA | NA | NA | NA | [18 empty] | IFM | IFM | www.ifm.com/sg/en | +65 6562 8661 | +65 6562 8660 | sales.sg@ifm.com | Germany/Poland/Singapore
0010329572 | AT_INST_ | WSD11-006-PAL-0101 | C4B | 131242-WSD11-DR-P-6601.dgn |  | WSD11 | 006 | IA | PAL | 0101 |  | STEAM SPARGER IA SUPPLY PAL | STEAM SPARGER IA SUPPLY PAL | NON-HAZARDOUS |  | 15 | 1100 | [12 empty] | 42 | 1000 | 850 | 1100 |  |  |  | L |  |  |  |  | SOFT I/O
0010329575 | AT_INST_ | WSD11-006-PAL-0102 | C4B | 131242-WSD11-DR-P-6601.dgn |  | WSD11 | 006 | IA | PAL | 0102 |  | THP FEED PUMPS IA SUPPLY PAL | THP FEED PUMPS IA SUPPLY PAL | NON-HAZARDOUS |  | 15 | 1100 | [12 empty] | 42 | 1000 | 850 | 1100 |  |  |  | L |  |  |  |  | SOFT I/O
0010334004 | AT_INST_ | WSD11-006-PAL-0104 | C4B | 131242-WSD11-DR-P-6601.dgn |  | WSD11 | 006 | IA | PAL | 0104 |  | PRECOOLERS IA SUPPLY PAL | PRECOOLERS IA SUPPLY PAL | NON-HAZARDOUS |  | 15 | 1100 | [12 empty] | 42 | 1000 | 850 | 1100 | [8 empty] | SOFT I/O
0010329675 | AT_INST_ | WSD11-006-PDAH-0103B | C4B | 131242-WSD11-DR-P-6600.dgn |  | WSD11 | 006 | IA | PDAH | 0103 | B | PRE FILTER 1 PDAH | PRE FILTER 1 PDAH | NON-HAZARDOUS |  | 15 | 1100 | [12 empty] | 42 | 1000 | 850 | 1100 | [8 empty] | SOFT I/O
0010329676 | AT_INST_ | WSD11-006-PDAH-0105B | C4B | 131242-WSD11-DR-P-6600.dgn |  | WSD11 | 006 | IA | PDAH | 0105 | B | AFTER FILTER 1 PDAH | AFTER FILTER 1 PDAH | NON-HAZARDOUS |  | 15 | 1100 | [12 empty] | 42 | 1000 | 850 | 1100 | [8 empty] | SOFT I/O
0010329681 | AT_INST_ | WSD11-006-PDAH-0203B | C4B | 131242-WSD11-DR-P-6600.dgn |  | WSD11 | 006 | IA | PDAH | 0203 | B | PRE FILTER 2 PDAH | PRE FILTER 2 PDAH | NON-HAZARDOUS |  | 15 | 1100 | [12 empty] | 42 | 1000 | 850 | 1100 | [8 empty] | SOFT I/O
0010329694 | AT_INST_ | WSD11-006-PDAH-0205B | C4B | 131242-WSD11-DR-P-6600.dgn |  | WSD11 | 006 | IA | PDAH | 0205 | B | AFTER FILTER 2 PDAH | AFTER FILTER 2 PDAH | NON-HAZARDOUS |  |  | 1100 | [12 empty] | 42 | 1000 | 850 | 1100 | [8 empty] | SOFT I/O
0010329598 | AT_INST_ | WSD11-006-PDI-0203A | C4B | 131242-WSD11-DR-P-6600.dgn |  | WSD11 | 006 | IA | PDI | 0203 | A | PRE FILTER 2 PDI | PRE FILTER 2 PDI | NON-HAZARDOUS |  |  | 1100 |  |  |  | BOURDON TUBE | Ingersoll Rand | SS316 | IP65 | 10 Bar |  | NA |  |  | 42 | 1000 | 850 | 1100
0010329690 | AT_INST_ | WSD11-006-PDI-0205A | C4B | 131242-WSD11-DR-P-6600.dgn |  | WSD11 | 006 | IA | PDI | 0205 | A | AFTER FILTER 2 PDI | AFTER FILTER 2 PDI | NON-HAZARDOUS |  |  | 1100 |  |  |  | BOURDON TUBE | Ingersoll Rand | SS316 | IP65 | 10 Bar |  | NA |  |  | 42 | 1000 | 850 | 1100
0010301357 | AT_INST_ | WSD11-006-PDSH-0103B | C4B | 131242-WSD11-DR-P-6600.dgn | WSD11-006-IA-00103-80-SS16 | WSD11 | 006 | IA | PDSH | 0103 | B | AIR PRE FILTER 1 DPSH | AIR PRE FILTER 1 DPSH | NON-HAZARDOUS |  | 15 | 1100 |  |  |  | MECHANICAL (DIAPHRAGM TYPE) | DXW-11-153-1 | SS316 | IP65 | 2.5 to 10 psi | BRASS/FKM | NA |  |  | 42 | 1000 | 850 | 1100 | [6 empty] | IP65
0010301408 | AT_INST_ | WSD11-006-PDSH-0105B | C4B | 131242-WSD11-DR-P-6600.dgn | WSD11-006-IA-00106-50-SS16 | WSD11 | 006 | IA | PDSH | 0105 | B | AIR AFTER FILTER 1 DPSH | AIR AFTER FILTER 1 DPSH | NON-HAZARDOUS |  | 15 | 1100 |  |  |  | MECHANICAL (DIAPHRAGM TYPE) | DXW-11-153-1 | SS316 | IP65 | 2.5 to 10 psi | BRASS/FKM | NA |  |  | 42 | 1000 | 850 | 1100 | [6 empty] | IP65
0010329680 | AT_INST_ | WSD11-006-PDSH-0203B | C4B | 131242-WSD11-DR-P-6600.dgn |  | WSD11 | 006 | IA | PDSH | 0203 | B | AIR PRE FILTER 2 DPSH | AIR PRE FILTER 2 DPSH | NON-HAZARDOUS |  | 15 | 1100 |  |  |  | MECHANICAL (DIAPHRAGM TYPE) | DXW-11-153-1 | SS316 | IP65 | 2.5 to 10 psi | BRASS/FKM | NA |  |  | 42 | 1000 | 850 | 1100 | [6 empty] | IP65
0010301331 | AT_INST_ | WSD11-006-PDSH-0205B | C4B | 131242-WSD11-DR-P-6600.dgn | WSD11-006-IA-00206-50-SS16 | WSD11 | 006 | IA | PDSH | 0205 | B | AIR AFTER FILTER 2 DPSH | AIR AFTER FILTER 2 DPSH | NON-HAZARDOUS |  | 50 | 1100 |  |  |  | MECHANICAL (DIAPHRAGM TYPE) | DXW-11-153-1 | SS316 | IP65 | 2.5 to 10 psi | BRASS/FKM | NA |  |  | 42 | 1000 | 850 | 1100 | [6 empty] | IP65
0010301321 | AT_INST_ | WSD11-006-PI-0102 | C4B | 131242-WSD11-DR-P-6600.dgn | WSD11-006-IA-00102C-10-SS16 | WSD11 | 006 | IA | PI | 0102 |  | AIR RECCEIVER 1 PI | AIR RECCEIVER 1 PRESSURE GAUGE | NON-HAZARDOUS |  | 50 | 1100 |  |  |  | BOURDON TUBE | Ingersoll Rand | SS316 | IP65 | 0 - 10 Barg | SS316 | NA |  |  | 42 | 1000 | 850 | 1100 | [5 empty] | SS316 | IP65 | NA | NA | NA | 2% of Span | NA |  | NA | NA | NA | NA | NA | NA | NA | NA | NA | [14 empty] | INGERSOLL RAND | INGERSOLL RAND | www.ingersollrand.com | +65 6861 1555 | +65 6862 2086 | irair@irco.com | China
0010301318 | AT_INST_ | WSD11-006-PI-0202 | C4B | 131242-WSD11-DR-P-6600.dgn | WSD11-006-IA-00202C-50-SS16 | WSD11 | 006 | IA | PI | 0202 |  | AIR RECCEIVER 2 PI | AIR RECCEIVER 2 PRESSURE GAUGE | NON-HAZARDOUS |  | 50 | 1100 |  |  |  | BOURDON TUBE | Ingersoll Rand | SS316 | IP65 | 0 - 10 Barg | SS316 | NA |  |  | 42 | 1000 | 850 | 1100 | [5 empty] | SS316 | IP65 | NA | NA | NA | 2% of Span | NA |  | NA | NA | NA | NA | NA | NA | NA | NA | NA | [14 empty] | INGERSOLL RAND | INGERSOLL RAND | www.ingersollrand.com | +65 6861 1555 | +65 6862 2086 | irair@irco.com | China
0010301349 | AT_INST_ | WSD11-006-PIA-0101 | C4B | 131242-WSD11-DR-P-6600.dgn |  | WSD11 | 006 | IA | PIA | 0101 |  | AIR RECEIVER 1 PIA | AIR RECEIVER 1 PIA | NON-HAZARDOUS |  |  | 1100 | [7 empty] | -1 to 15 barg |  |  |  | 0 to 15 barg | 42 | 1000 | 850 | 1100 |  | HH | H | L | 800 |  |  |  | SOFT I/O |  |  |  | -1 to 15 barg | [7 empty] | WSD11-RIO-0002A
0010277675 | AT_INST_ | WSD11-006-PIA-0113 | C4B | 131242-WSD11-DR-P-6012.dgn |  | WSD11 | 006 | IA | PIA | 0113 |  | TRAIN 1 IA PIA | TRAIN 1 IA PIA | NON-HAZARDOUS |  |  | 900 | [7 empty] | -1 to 15 barg |  |  |  | 0 to 15 barg | 42 | 750 |  |  |  | HH | H | L | 500 |  |  |  | SOFT I/O |  |  |  | -1 to 15 barg | [7 empty] | WSD11-RIO-0101
0010301323 | AT_INST_ | WSD11-006-PIA-0201 | C4B | 131242-WSD11-DR-P-6600.dgn |  | WSD11 | 006 | IA | PIA | 0201 |  | AIR RECEIVER 2 PIA | AIR RECEIVER 2 PIA | NON-HAZARDOUS |  |  | 1100 | [7 empty] | -1 to 15 barg |  |  |  | 0 to 15 barg | 42 | 1000 | 850 | 1100 |  | HH | H | L | 800 |  |  |  | SOFT I/O |  |  |  | -1 to 15 barg | [7 empty] | WSD11-RIO-0002B
0010301288 | AT_INST_ | WSD11-006-PIT-0101 | C4B | 131242-WSD11-DR-P-6600.dgn | WSD11-006-IA-00102A-25-SS16 | WSD11 | 006 | IA | PIT | 0101 |  | AIR RECEIVER 1 PIT | AIR RECEIVER 1 PIT | NON-HAZARDOUS |  | 25 | 1100 |  |  |  | PIEZORESISTIVE | 2051TG3A2B21KWR5S1Y2M5D4DOQ4Q8 | SS316 | IP65 | -100 to 5500 kPa(g) | SS316L | NA |  |  | 42 | 1000 | 850 | 1100 |  | HH | H | L | 800 |  | IP65 | YES | 4-20mA |  |  |  | 0 - 12 Barg | Loop powered | [6 empty] | WSD11-RIO-0002A | [15 empty] | EMERSON | EMERSON | www.emerson.com | +65 6777 8211 | +65 6777 0947 | Enquiries@AP.EmersonProcess.com | Singapore
0010301322 | AT_INST_ | WSD11-006-PIT-0201 | C4B | 131242-WSD11-DR-P-6600.dgn | WSD11-006-IA-00202A-10-SS16 | WSD11 | 006 | IA | PIT | 0201 |  | AIR RECEIVER 2 PIT | AIR RECEIVER 2 PIT | NON-HAZARDOUS |  | 50 | 1100 |  |  |  | PIEZORESISTIVE | 2051TG3A2B21KWR5S1Y2M5D4DOQ4Q8 | SS316 | IP65 | -100 to 5500 kPa(g) | SS316L | NA |  |  | 42 | 1000 | 850 | 1100 |  | HH | H | L | 800 |  | IP65 | YES | 4-20mA |  |  |  | 0 - 12 Barg | Loop powered | [6 empty] | WSD11-RIO-0002B | [15 empty] | EMERSON | EMERSON | www.emerson.com | +65 6777 8211 | +65 6777 0947 | Enquiries@AP.EmersonProcess.com | Singapore
0010329571 | AT_INST_ | WSD11-006-PSL-0101 | C4B | 131242-WSD11-DR-P-6601.dgn |  | WSD11 | 006 | IA | PSL | 0101 |  | STEAM SPARGER IA SUPPLY PSL | STEAM SPARGER IA SUPPLY PSL | NON-HAZARDOUS |  | 15 | 1100 |  |  |  | PIEZORESISTIVE | PN2014; EVF005 | SS316 | IP65 | 16bar/1600 kPa(g) | SS316 | NA |  |  | 42 | 1000 | 850 | 1100 | [6 empty] | IP65 | NA | PNP, 3-Wire | NA | 0.005 |  |  | 24VDC | NA | NA | NA | NA | [18 empty] | IFM | IFM | www.ifm.com/sg/en | +65 6562 8661 | +65 6562 8660 | sales.sg@ifm.com | Germany/Poland/Singapore
0010329574 | AT_INST_ | WSD11-006-PSL-0102 | C4B | 131242-WSD11-DR-P-6601.dgn |  | WSD11 | 006 | IA | PSL | 0102 |  | THP FEED PUMPS IA SUPPLY PSL | THP FEED PUMPS IA SUPPLY PSL | NON-HAZARDOUS |  | 15 | 1100 |  |  |  | PIEZORESISTIVE | PN2014; EVF005 | SS316 | IP65 | 16bar/1600 kPa(g) | SS316 | NA |  |  | 42 | 1000 | 850 | 1100 | [6 empty] | IP65 | NA | PNP, 3-Wire | NA | 0.005 |  |  | 24VDC | NA | NA | NA | NA | [18 empty] | IFM | IFM | www.ifm.com/sg/en | +65 6562 8661 | +65 6562 8660 | sales.sg@ifm.com | Germany/Poland/Singapore
0010334005 | AT_INST_ | WSD11-006-PSL-0104 | C4B | 131242-WSD11-DR-P-6601.dgn | WSD11-006-IA-00011A-15-SS16 | WSD11 | 006 | IA | PSL | 0104 |  | PRECOOLER IA SUPPLY PSL | PRECOOLER IA SUPPLY PSL | NON-HAZARDOUS |  | 15 | 1100 |  |  |  | PIEZORESISTIVE | PN2014; EVF005 | SS316 | IP65 | 16bar/1600 kPa(g) | SS316 | NA |  |  | 42 | 1000 | 850 | 1100 | [6 empty] | IP65 | NA | PNP, 3-Wire | NA | 0.005 |  |  | 24VDC | NA | NA | NA | NA | [18 empty] | IFM | IFM | www.ifm.com/sg/en | +65 6562 8661 | +65 6562 8660 | sales.sg@ifm.com | Germany/Poland/Singapore
0010331104 | AT_INST_ | WSD11-008-TIA-0203 | C4B | 131242-WSD11-DR-P-6027.dgn |  | WSD11 | 008 | G2D | TIA | 0203 |  | TRAIN 2 PROCESS GAS COOLER OUTLET WATER TIA | TRAIN 2 PROCESS GAS COOLER OUTLET WATER TIA | NON-HAZARDOUS |  |  | 600 | [7 empty] | 0-200 oC |  |  |  | 0-200 oC | 30 | 620 | 600 | 700 | [8 empty] | SOFT I/O |  |  |  | 0-200 oC | [7 empty] | WSD11-RIO-0201
0010300853 | AT_INST_ | WSD11-008-TT-0203 | C4B | 131242-WSD11-DR-P-6027.dgn | WSD11-008-G2D-00207-15-SS16 | WSD11 | 008 | G2D | TT | 0203 |  | TRAIN 2 PROCESS GAS COOLER DISCHARGE WATER TT | TRAIN 2 PROCESS GAS COOLER DISCHARGE WATER TT | NON-HAZARDOUS |  | 50 | 600 |  |  |  | RTD | 7MC7511-2AB04-9CC1-Z C11+E04+N1D+T24+Y01+Y45 | SS316 | IP65 | 0-200 oC |  | YES |  | 0-200 oC | 30 | 620 | 600 | 700 | [6 empty] | IP65 | YES | 4-20mA |  |  |  | 0-200 oC | Loop powered | [6 empty] | WSD11-RIO-0201 | [9 empty] | CAMBI | [5 empty] | SIEMENS | SIEMENS | www.siemens.com | +65 6490 6000 | +65 6490 7691 | info.sg@siemens.com | Germany
0010310105 | AT_INST_ | WSD11-111-FAL-1120A | C4B | 131242-WSD11-DR-P-6050.dgn |  | WSD11 | 111 | G1 | FAL | 1120 | A | G1 BOOSTER PUMP A FAL | G1 BOOSTER PUMP A PRESSURE SWITCH HIGH ALARM | NON-HAZARDOUS |  | 15 | 2300 | [12 empty] | 30 | 1750 | 1700 | 2100 | [8 empty] | SOFT I/O
0010312478 | AT_INST_ | WSD11-111-FAL-1120B | C4B | 131242-WSD11-DR-P-6050.dgn |  | WSD11 | 111 | G1 | FAL | 1120 | B | G1 BOOSTER PUMP B FAL | G1 BOOSTER PUMP A PRESSURE SWITCH HIGH ALARM | NON-HAZARDOUS |  | 25 | 2300 | [12 empty] | 30 | 1750 | 1700 | 2100 | [8 empty] | SOFT I/O
0010307501 | AT_INST_FLO | WSD11-111-FE-0101 | C4B | 131242-WSD11-DR-P-6000.dgn | WSD11-111-G2D-00101-32-SS16 | WSD11 | 111 | G2D | FE | 0101 |  | G2D TO TRAIN 1 THP FEED PUMP 1 FE | G2D TO TRAIN 1 THP FEED PUMP 1 FE | NON-HAZARDOUS |  | 32 | 600 | 2100 | 2100 | 10000 | ELECTROMAGNETIC | See FIT | HASTELLOY C276 | IP65 |  | HASTELLOY C276 | NA |  |  | 30 | 530 | 500 | 600 | 1500 | [29 empty] | CAMBI | [5 empty] | SIEMENS | SIEMENS | www.siemens.com | +65 6490 6000 | +65 6490 7691 | info.sg@siemens.com | Germany
0010307504 | AT_INST_FLO | WSD11-111-FE-0102 | C4B | 131242-WSD11-DR-P-6000.dgn | WSD11-111-G2D-00102-32-SS16 | WSD11 | 111 | G2D | FE | 0102 |  | G2D TO TRAIN 1 THP FEED PUMP 2 FE | G2D TO TRAIN 1 THP FEED PUMP 2 FE | NON-HAZARDOUS |  | 32 | 600 | 2100 | 2100 | 10000 | ELECTROMAGNETIC | See FIT | HASTELLOY C276 | IP65 |  | HASTELLOY C276 | NA |  |  | 30 | 530 | 500 | 600 | 1500 | [29 empty] | CAMBI | [5 empty] | SIEMENS | SIEMENS | www.siemens.com | +65 6490 6000 | +65 6490 7691 | info.sg@siemens.com | Germany
0010307508 | AT_INST_FLO | WSD11-111-FE-0103 | C4B | 131242-WSD11-DR-P-6002.dgn | WSD11-111-G2D-00103-25-SS16 | WSD11 | 111 | G2D | FE | 0103 |  | TRAIN 1 REACTOR FEED PUMPS G2D INLET FE | TRAIN 1 REACTOR FEED PUMPS G2D INLET FE | NON-HAZARDOUS |  | 25 | 750 | 9200 | 33000 | 46000 | [9 empty] | 95 | 600 | 600 | 600
0010307510 | AT_INST_FLO | WSD11-111-FE-0104 | C4B | 131242-WSD11-DR-P-6002.dgn | WSD11-111-DWAS-00108-100-SS16 | WSD11 | 111 | DWAS | FE | 0104 |  | TRAIN 1 REACTOR FEED PUMPS DISCHARGE FE 1 | TRAIN 1 REACTOR FEED PUMPS DISCHARGE FE 1 | NON-HAZARDOUS |  | 100 | 750 | 9200 | 33000 | 46000 | ELECTROMAGNETIC | See FIT | HASTELLOY C276 | IP65 |  | HASTELLOY C276 | NA |  |  | 95 | 600 | 600 | 600 | [30 empty] | CAMBI | [5 empty] | SIEMENS | SIEMENS | www.siemens.com | +65 6490 6000 | +65 6490 7691 | info.sg@siemens.com | Germany
0010307509 | AT_INST_FLO | WSD11-111-FE-0105 | C4B | 131242-WSD11-DR-P-6002.dgn | WSD11-111-DWAS-00108-100-SS16 | WSD11 | 111 | DWAS | FE | 0105 |  | TRAIN 1 REACTOR FEED PUMPS DISCHARGE FE 2 | TRAIN 1 REACTOR FEED PUMPS DISCHARGE FE 2 | NON-HAZARDOUS |  | 100 | 750 | 9200 | 33000 | 46000 | ELECTROMAGNETIC | See FIT | HASTELLOY C276 | IP65 |  | HASTELLOY C276 | NA |  |  | 95 | 600 | 600 | 600 | [30 empty] | CAMBI | [5 empty] | SIEMENS | SIEMENS | www.siemens.com | +65 6490 6000 | +65 6490 7691 | info.sg@siemens.com | Germany
0010307511 | AT_INST_FLO | WSD11-111-FE-0106A | C4B | 131242-WSD11-DR-P-6003.dgn | WSD11-111-STLP-00118-50-SS16 | WSD11 | 111 | STLP | FE | 0106 | A | TRAIN 1 REACTOR A FOUL AIR DISCHARGE FE | TRAIN 1 REACTOR A FOUL AIR DISCHARGE FE | NON-HAZARDOUS |  | 50 | 1250 | [12 empty] | 193 | 600 |  |  | 1875
0010307512 | AT_INST_FLO | WSD11-111-FE-0106B | C4B | 131242-WSD11-DR-P-6004.dgn | WSD11-111-STLP-00119-50-SS16 | WSD11 | 111 | STLP | FE | 0106 | B | TRAIN 1 REACTOR B FOUL AIR DISCHARGE FE | TRAIN 1 REACTOR B FOUL AIR DISCHARGE FE | NON-HAZARDOUS |  | 50 | 1250 | [12 empty] | 193 | 600 |  |  | 1875
0010307513 | AT_INST_FLO | WSD11-111-FE-0106C | C4B | 131242-WSD11-DR-P-6005.dgn | WSD11-111-STLP-00120-50-SS16 | WSD11 | 111 | STLP | FE | 0106 | C | TRAIN 1 REACTOR C FOUL AIR DISCHARGE FE | TRAIN 1 REACTOR C FOUL AIR DISCHARGE FE | NON-HAZARDOUS |  | 50 | 1250 | [12 empty] | 193 | 600 |  |  | 1875
0010307514 | AT_INST_FLO | WSD11-111-FE-0106D | C4B | 131242-WSD11-DR-P-6006.dgn | WSD11-111-STLP-00121-50-SS16 | WSD11 | 111 | STLP | FE | 0106 | D | TRAIN 1 REACTOR D FOUL AIR DISCHARGE FE | TRAIN 1 REACTOR D FOUL AIR DISCHARGE FE | NON-HAZARDOUS |  | 50 | 1250 | [12 empty] | 193 | 600 |  |  | 1875
0010307521 | AT_INST_FLO | WSD11-111-FE-0107 | C4B | 131242-WSD11-DR-P-6009.dgn | WSD11-111-FA-00117-80-SS16 | WSD11 | 111 | FA | FE | 0107 |  | TRAIN 1 PROCESS GAS COOLER FA FE | TRAIN 1 PROCESS GAS COOLER FA FE | NON-HAZARDOUS |  | 80 | 550 | [12 empty] | 55 | 100 | 100 | 100
0010309598 | AT_INST_FLO | WSD11-111-FE-0108 | C4B | 131242-WSD11-DR-P-6013.dgn | WSD11-111-G2D-00110-50-SS16 | WSD11 | 111 | G2D | FE | 0108 |  | TRAIN 1 G2D HEADER FE | TRAIN 1 G2D HEADER FE | NON-HAZARDOUS |  | 50 | 900 | 10000 |  | 20000 | ELECTROMAGNETIC | See FIT | [7 empty] | 30 | 620 | 600 | 700 | [36 empty] | ENDRESS+HAUSER | ENDRESS+HAUSER | www.sg.endress.com | +65 6768 5716 | +65 6566 6848 | info.sg@endress.com | India/Switzerland
0010307503 | AT_INST_FLO | WSD11-111-FE-0201 | C4B | 131242-WSD11-DR-P-6000.dgn | WSD11-111-G2D-00201-80-SS16 | WSD11 | 111 | G2D | FE | 0201 |  | G2D TO TRAIN 2 THP FEED PUMP 3 FE | G2D TO TRAIN 2 THP FEED PUMP 3 FE | NON-HAZARDOUS |  | 32 | 600 | 2100 | 2100 | 10000 | ELECTROMAGNETIC | See FIT | HASTELLOY C276 | IP65 |  | HASTELLOY C276 | NA |  |  | 30 | 530 | 500 | 600 | 1500 | [29 empty] | CAMBI | [5 empty] | SIEMENS | SIEMENS | www.siemens.com | +65 6490 6000 | +65 6490 7691 | info.sg@siemens.com | Germany
0010307502 | AT_INST_FLO | WSD11-111-FE-0202 | C4B | 131242-WSD11-DR-P-6000.dgn | WSD11-111-G2D-00202-32-SS16 | WSD11 | 111 | G2D | FE | 0202 |  | G2D TO TRAIN 2 THP FEED PUMP 4 FE | G2D TO TRAIN 2 THP FEED PUMP 4 FE | NON-HAZARDOUS |  | 32 | 600 | 2100 | 2100 | 10000 | ELECTROMAGNETIC | See FIT | HASTELLOY C276 | IP65 |  | HASTELLOY C276 | NA |  |  | 30 | 530 | 500 | 600 | 1500 | [29 empty] | CAMBI | [5 empty] | SIEMENS | SIEMENS | www.siemens.com | +65 6490 6000 | +65 6490 7691 | info.sg@siemens.com | Germany
0010308577 | AT_INST_FLO | WSD11-111-FE-0203 | C4B | 131242-WSD11-DR-P-6020.dgn | WSD11-111-G1-00203-25-SS16 | WSD11 | 111 | G2D | FE | 0203 |  | TRAIN 2 REACTOR FEED PUMPS G2D INLET FE | TRAIN 2 REACTOR FEED PUMPS G2D INLET FE | NON-HAZARDOUS |  | 25 | 750 | 9200 | 33000 | 46000 | [9 empty] | 95 | 600 | 600 | 600
0010308585 | AT_INST_FLO | WSD11-111-FE-0204 | C4B | 131242-WSD11-DR-P-6020.dgn | WSD11-111-DWAS-00208-100-SS16 | WSD11 | 111 | DWAS | FE | 0204 |  | TRAIN 2 REACTOR FEED PUMPS DISCHARGE FE 1 | TRAIN 2 REACTOR FEED PUMPS DISCHARGE FE 1 | NON-HAZARDOUS |  | 100 | 750 | 9200 | 33000 | 46000 | ELECTROMAGNETIC | See FIT | HASTELLOY C276 | IP65 |  | HASTELLOY C276 | NA |  |  | 95 | 600 | 600 | 600 | [30 empty] | CAMBI | [5 empty] | SIEMENS | SIEMENS | www.siemens.com | +65 6490 6000 | +65 6490 7691 | info.sg@siemens.com | Germany
0010308586 | AT_INST_FLO | WSD11-111-FE-0205 | C4B | 131242-WSD11-DR-P-6020.dgn | WSD11-111-DWAS-00208-100-SS16 | WSD11 | 111 | DWAS | FE | 0205 |  | TRAIN 2 REACTOR FEED PUMPS DISCHARGE FE 2 | TRAIN 2 REACTOR FEED PUMPS DISCHARGE FE 2 | NON-HAZARDOUS |  | 100 | 750 | 9200 | 33000 | 46000 | ELECTROMAGNETIC | See FIT | HASTELLOY C276 | IP65 |  | HASTELLOY C276 | NA |  |  | 95 | 600 | 600 | 600 | [30 empty] | CAMBI | [5 empty] | SIEMENS | SIEMENS | www.siemens.com | +65 6490 6000 | +65 6490 7691 | info.sg@siemens.com | Germany
0010307522 | AT_INST_FLO | WSD11-111-FE-0206A | C4B | 131242-WSD11-DR-P-6021.dgn | WSD11-111-STLP-00218-50-SS16 | WSD11 | 111 | STLP | FE | 0206 | A | TRAIN 2 REACTOR A FOUL AIR DISCHARGE FE | TRAIN 2 REACTOR A FOUL AIR DISCHARGE FE | NON-HAZARDOUS |  | 50 | 1250 |  |  |  | ORIFICE | [8 empty] | 193 | 600 |  |  | 1600
0010307523 | AT_INST_FLO | WSD11-111-FE-0206B | C4B | 131242-WSD11-DR-P-6022.dgn | WSD11-111-STLP-00219B-50-SS16 | WSD11 | 111 | STLP | FE | 0206 | B | TRAIN 2 REACTOR B FOUL AIR DISCHARGE FE | TRAIN 2 REACTOR B FOUL AIR DISCHARGE FE | NON-HAZARDOUS |  | 50 | 1250 | [12 empty] | 193 | 600
0010307524 | AT_INST_FLO | WSD11-111-FE-0206C | C4B | 131242-WSD11-DR-P-6023.dgn | WSD11-111-STLP-00220-50-SS16 | WSD11 | 111 | STLP | FE | 0206 | C | TRAIN 2 REACTOR C FOUL AIR DISCHARGE FE | TRAIN 2 REACTOR C FOUL AIR DISCHARGE FE | NON-HAZARDOUS |  | 50 | 1250 | [12 empty] | 193 | 600 |  |  | 2400
0010307525 | AT_INST_FLO | WSD11-111-FE-0206D | C4B | 131242-WSD11-DR-P-6024.dgn | WSD11-111-STLP-00221-50-SS16 | WSD11 | 111 | STLP | FE | 0206 | D | TRAIN 2 REACTOR D FOUL AIR DISCHARGE FE | TRAIN 2 REACTOR D FOUL AIR DISCHARGE FE | NON-HAZARDOUS |  | 50 | 1250 | [12 empty] | 193 | 600
0010307540 | AT_INST_FLO | WSD11-111-FE-0207 | C4B | 131242-WSD11-DR-P-6027.dgn | WSD11-111-FA-00217-80-SS16 | WSD11 | 111 | FA | FE | 0207 |  | TRAIN 2 PROCESS GAS COOLER FA FE | TRAIN 2 PROCESS GAS COOLER FA FE | NON-HAZARDOUS |  | 50 | 550 | [12 empty] | 55 | 100 | 100 | 100
0010309610 | AT_INST_FLO | WSD11-111-FE-0208 | C4B | 131242-WSD11-DR-P-6031.dgn | WSD11-111-G2D-00210-50-SS16 | WSD11 | 111 | G2D | FE | 0208 |  | TRAIN 2 G2D HEADER FE | TRAIN 2 G2D HEADER FE | NON-HAZARDOUS |  | 50 | 900 | 10000 |  | 20000 | ELECTROMAGNETIC | See FIT | [7 empty] | 30 | 620 | 600 | 700 | [36 empty] | ENDRESS+HAUSER | ENDRESS+HAUSER | www.sg.endress.com | +65 6768 5716 | +65 6566 6848 | info.sg@endress.com | `
0010306713 | AT_INST_FLO | WSD11-111-FE-1101 | C4B | 131242-WSD11-DR-P-6050.dgn | WSD11-111-STHP-00001-150-SS16 | WSD11 | 111 | STHP | FE | 1101 |  | DESUPERHEATER 1 INLET FE | DESUPERHEATER 1 INLET FE | NON-HAZARDOUS |  | 150 | 1500 | 94000 | 2600 | 10000 | DIFFERENTIAL PRESSURE | See FIT | SS316 | [6 empty] | 217 | 1220 | 1200 | 1240 | 2400 | [35 empty] | EMERSON | EMERSON | www.emerson.com | +65 6777 8211 | +65 6777 0947 | Enquiries@AP.EmersonProcess.com | Singapore
0010334556 | AT_INST_FLO | WSD11-111-FE-1102 | C4B | 131242-WSD11-DR-P-6051.dgn | WSD11-111-STHP-00011-100-SS16 | WSD11 | 111 | STHP | FE | 1102 |  | DESUPERHEATER 1 OUTLET TO THP 1 FE | DESUPERHEATER 1 OUTLET TO THP 1 FE | NON-HAZARDOUS |  | 100 | 1500 | 2500 |  | 4200 | DIFFERENTIAL PRESSURE | See FIT | SS316 | [6 empty] | 195 | 1150 | 1050 | 1200 | 2400 | [35 empty] | EMERSON | EMERSON | www.emerson.com | +65 6777 8211 | +65 6777 0947 | Enquiries@AP.EmersonProcess.com | Singapore
0010334045 | AT_INST_FLO | WSD11-111-FE-1103 | C4B | 131242-WSD11-DR-P-6050.dgn | WSD11-111-G1-00203-15-SS16 | WSD11 | 111 | G1 | FE | 1103 |  | G1 TO DESUPERHEATER 1 FE | G1 TO DESUPERHEATER 1 FE | NON-HAZARDOUS |  | 15 | 1500 | 123 | 50 | 237 | ELECTROMAGNETIC | See FIT | [7 empty] | 30 | 1750 | 1700 | 2100 | 3750 | [35 empty] | ENDRESS+HAUSER | ENDRESS+HAUSER | www.sg.endress.com | +65 6768 5716 | +65 6566 6848 | info.sg@endress.com | India/Switzerland
0010333116 | AT_INST_FLO | WSD11-111-FE-1110 | C4B | 131242-WSD11-DR-P-6050.dgn | WSD11-111-G1-00205-25-SS16 | WSD11 | 111 | G1 | FE | 1110 |  | G1 RECYCLE ORIFICE FE | G1 RECYCLE ORIFICE FE | NON-HAZARDOUS |  | 25 | 2300 | [12 empty] | 30 | 1750 | 1700 | 2100
0010279626 | AT_INST_FLO | WSD11-111-FE-1201 | C4B | 131242-WSD11-DR-P-6050.dgn | WSD11-111-STHP-00002-150-SS16 | WSD11 | 111 | STHP | FE | 1201 |  | DESUPERHEATER 2 INLET FE | DESUPERHEATER 2 INLET FE | NON-HAZARDOUS |  | 150 | 1500 | 94000 | 2600 | 10000 | DIFFERENTIAL PRESSURE | See FIT | SS316 | [6 empty] | 217 | 1220 | 1200 | 1240 | 2400 | [35 empty] | EMERSON | EMERSON | www.emerson.com | +65 6777 8211 | +65 6777 0947 | Enquiries@AP.EmersonProcess.com | Singapore
0010334703 | AT_INST_FLO | WSD11-111-FE-1202 | C4B | 131242-WSD11-DR-P-6051.dgn | WSD11-111-STHP-00012-100-SS16 | WSD11 | 111 | STHP | FE | 1202 |  | DESUPERHEATER 2 OUTLET TO THP 2 FE | DESUPERHEATER 2 OUTLET TO THP 2 FE | NON-HAZARDOUS |  | 100 | 1500 | 2500 |  | 4200 | DIFFERENTIAL PRESSURE | See FIT | SS316 | [6 empty] | 195 | 1150 | 1050 | 1200 | [36 empty] | EMERSON | EMERSON | www.emerson.com | +65 6777 8211 | +65 6777 0947 | Enquiries@AP.EmersonProcess.com | Singapore
0010334033 | AT_INST_FLO | WSD11-111-FE-1203 | C4B | 131242-WSD11-DR-P-6050.dgn | WSD11-111-G1-00204-15-SS16 | WSD11 | 111 | G1 | FE | 1203 |  | G1 TO DESUPERHEATER 2 FE | G1 TO DESUPERHEATER 2 FE | NON-HAZARDOUS |  | 15 | 2300 | 123 | 50 | 237 | ELECTROMAGNETIC | See FIT | [7 empty] | 30 | 1750 | 1700 | 2100 | 3750 | [35 empty] | ENDRESS+HAUSER | ENDRESS+HAUSER | www.sg.endress.com | +65 6768 5716 | +65 6566 6848 | info.sg@endress.com | India/Switzerland
0010334544 | AT_INST_FLO | WSD11-111-FE-2101 | C4B | 131242-WSD11-DR-P-6051.dgn | WSD11-111-STHP-00005-100-SS16 | WSD11 | 111 | STHP | FE | 2101 |  | DE SUPERHEATER 1 TO STEAM SPARGER FE | DE SUPERHEATER 1 TO STEAM SPARGER FE | NON-HAZARDOUS |  | 15 | 1500 | 2200 | 2000 | 5200 | DIFFERENTIAL PRESSURE | See FIT | SS316 | [6 empty] | 195 | 1150 | 1050 | 1200 | [36 empty] | EMERSON | EMERSON | www.emerson.com | +65 6777 8211 | +65 6777 0947 | Enquiries@AP.EmersonProcess.com | Singapore
0010334705 | AT_INST_FLO | WSD11-111-FE-2201 | C4B | 131242-WSD11-DR-P-6051.dgn | WSD11-111-STHP-00006-100-SS16 | WSD11 | 111 | STHP | FE | 2201 |  | DE SUPERHEATER 2 TO STEAM SPARGER FE | DE SUPERHEATER 2 TO STEAM SPARGER FE | NON-HAZARDOUS |  | 15 | 1500 | 2200 | 2000 | 5200 | DIFFERENTIAL PRESSURE | See FIT | SS316 | [6 empty] | 195 | 1150 | 1050 | 1200 | [36 empty] | EMERSON | EMERSON | www.emerson.com | +65 6777 8211 | +65 6777 0947 | Enquiries@AP.EmersonProcess.com | Singapore
0010274307 | AT_INST_ | WSD11-111-FIA-0101 | C4B | 131242-WSD11-DR-P-6000.dgn |  | WSD11 | 111 | G2D | FIA | 0101 |  | G2D TO TRAIN 1 THP FEED PUMP 1 FIA | G2D TO TRAIN 1 THP FEED PUMP 1 FIA | NON-HAZARDOUS |  |  | 600 | 2100 | 2100 | 10000 |  |  |  |  | -16 to 16 m3/h |  |  |  |  | 30 | 530 | 500 | 600 | 1500 | [7 empty] | SOFT I/O | [11 empty] | WSD11-RIO-0101
0010274379 | AT_INST_ | WSD11-111-FIA-0102 | C4B | 131242-WSD11-DR-P-6000.dgn |  | WSD11 | 111 | G2D | FIA | 0102 |  | G2D TO TRAIN 1 THP FEED PUMP 2 FIA | G2D TO TRAIN 1 THP FEED PUMP 2 FIA | NON-HAZARDOUS |  |  | 600 | 2100 | 2100 | 10000 |  |  |  |  | -16 to 16 m3/h |  |  |  |  | 30 | 530 | 500 | 600 | 1500 | [7 empty] | SOFT I/O | [11 empty] | WSD11-RIO-0101
0010279073 | AT_INST_ | WSD11-111-FIA-0104 | C4B | 131242-WSD11-DR-P-6002.dgn |  | WSD11 | 111 | DWAS | FIA | 0104 |  | TRAIN 1 REACTOR FEED PUMPS DISCHARGE FIA 1 | TRAIN 1 REACTOR FEED PUMPS DISCHARGE FIA 1 | NON-HAZARDOUS |  |  | 750 | 9200 | 33000 | 46000 |  |  |  |  | -50 to 50 m3/h |  |  |  |  | 95 | 600 | 600 | 600 | [8 empty] | SOFT I/O | [11 empty] | WSD11-RIO-0101
0010279075 | AT_INST_ | WSD11-111-FIA-0105 | C4B | 131242-WSD11-DR-P-6002.dgn |  | WSD11 | 111 | DWAS | FIA | 0105 |  | TRAIN 1 REACTOR FEED PUMPS DISCHARGE FIA 2 | TRAIN 1 REACTOR FEED PUMPS DISCHARGE FIA 2 | NON-HAZARDOUS |  |  | 750 | 9200 | 33000 | 46000 |  |  |  |  | -50 to 50 m3/h |  |  |  |  | 95 | 600 | 600 | 600 | [8 empty] | SOFT I/O | [11 empty] | WSD11-RIO-0101
0010309600 | AT_INST_ | WSD11-111-FIA-0108 | C4B | 131242-WSD11-DR-P-6013.dgn |  | WSD11 | 111 | G2D | FIA | 0108 |  | TRAIN 1 G2D HEADER FIA | TRAIN 1 G2D HEADER FIA | NON-HAZARDOUS |  |  | 900 | [12 empty] | 30 | 620 | 600 | 700 | [8 empty] | SOFT I/O
0010274374 | AT_INST_ | WSD11-111-FIA-0201 | C4B | 131242-WSD11-DR-P-6000.dgn |  | WSD11 | 111 | G2D | FIA | 0201 |  | G2D TO TRAIN 2 THP FEED PUMP 3 FIA | G2D TO TRAIN 2 THP FEED PUMP 3 FIA | NON-HAZARDOUS |  |  | 600 | 2100 | 2100 | 10000 |  |  |  |  | -16 to 16 m3/h |  |  |  |  | 30 | 530 | 500 | 600 | 1500 | [7 empty] | SOFT I/O | [11 empty] | WSD11-RIO-0201
0010274316 | AT_INST_ | WSD11-111-FIA-0202 | C4B | 131242-WSD11-DR-P-6000.dgn |  | WSD11 | 111 | G2D | FIA | 0202 |  | G2D TO TRAIN 2 THP FEED PUMP 4 FIA | G2D TO TRAIN 2 THP FEED PUMP 4 FIA | NON-HAZARDOUS |  |  | 600 | 2100 | 2100 | 10000 |  |  |  |  | -16 to 16 m3/h |  |  |  |  | 30 | 530 | 500 | 600 | 1500 | [7 empty] | SOFT I/O | [11 empty] | WSD11-RIO-0201
0010282250 | AT_INST_ | WSD11-111-FIA-0204 | C4B | 131242-WSD11-DR-P-6020.dgn |  | WSD11 | 111 | DWAS | FIA | 0204 |  | TRAIN 2 REACTOR FEED PUMPS DISCHARGE FIA 1 | TRAIN 2 REACTOR FEED PUMPS DISCHARGE FIA 1 | NON-HAZARDOUS |  |  | 750 | 9200 | 33000 | 46000 |  |  |  |  | -50 to 50 m3/h |  |  |  |  | 95 | 600 | 600 | 600 | [8 empty] | SOFT I/O | [11 empty] | WSD11-RIO-0201
0010282300 | AT_INST_ | WSD11-111-FIA-0205 | C4B | 131242-WSD11-DR-P-6020.dgn |  | WSD11 | 111 | DWAS | FIA | 0205 |  | TRAIN 2 REACTOR FEED PUMPS DISCHARGE FIA 2 | TRAIN 2 REACTOR FEED PUMPS DISCHARGE FIA 2 | NON-HAZARDOUS |  |  | 750 | 9200 | 33000 | 46000 |  |  |  |  | -50 to 50 m3/h |  |  |  |  | 95 | 600 | 600 | 600 | [8 empty] | SOFT I/O | [11 empty] | WSD11-RIO-0201
0010309612 | AT_INST_ | WSD11-111-FIA-0208 | C4B | 131242-WSD11-DR-P-6031.dgn |  | WSD11 | 111 | G2D | FIA | 0208 |  | TRAIN 2 G2D HEADER FIA | TRAIN 2 G2D HEADER FIA | NON-HAZARDOUS |  |  | 900 | [12 empty] | 30 | 620 | 600 | 700 | [8 empty] | SOFT I/O
0010279724 | AT_INST_ | WSD11-111-FIA-1101 | C4B | 131242-WSD11-DR-P-6050.dgn |  | WSD11 | 111 | STHP | FIA | 1101 |  | DESUPERHEATER 1 INLET FIA | DESUPERHEATER 1 INLET FIA | NON-HAZARDOUS |  | 15 | 1500 | 94000 | 2600 | 10000 | [9 empty] | 217 | 1220 | 1200 | 1240 | [8 empty] | SOFT I/O | [11 empty] | WSD11-RIO-0002A
0010334629 | AT_INST_ | WSD11-111-FIA-1102 | C4B | 131242-WSD11-DR-P-6051.dgn |  | WSD11 | 111 | STHP | FIA | 1102 |  | DESUPERHEATER 1 OUTLET TO THP 1 FIA | DESUPERHEATER 1 OUTLET TO THP 1 FIA | NON-HAZARDOUS |  | 15 | 1500 | 2500 |  | 4200 | [9 empty] | 195 | 1150 | 1050 | 1200 | [8 empty] | SOFT I/O | [11 empty] | WSD11-RIO-0002A
0010334047 | AT_INST_ | WSD11-111-FIA-1103 | C4B | 131242-WSD11-DR-P-6050.dgn |  | WSD11 | 111 | G1 | FIA | 1103 |  | G1 TO DESUPERHEATER 1 FIA | G1 TO DESUPERHEATER 1 FIA | NON-HAZARDOUS |  |  | 2300 | 123 | 50 | 237 | [9 empty] | 30 | 1750 | 1700 | 2100 | [8 empty] | SOFT I/O
0010279779 | AT_INST_ | WSD11-111-FIA-1201 | C4B | 131242-WSD11-DR-P-6050.dgn |  | WSD11 | 111 | STHP | FIA | 1201 |  | DESUPERHEATER 2 INLET FIA | DESUPERHEATER 2 INLET FIA | NON-HAZARDOUS |  | 15 | 1500 | 94000 | 2600 | 10000 | [9 empty] | 217 | 1220 | 1200 | 1240 | [8 empty] | SOFT I/O
0010334665 | AT_INST_ | WSD11-111-FIA-1202 | C4B | 131242-WSD11-DR-P-6051.dgn |  | WSD11 | 111 | STHP | FIA | 1202 |  | DESUPERHEATER 2 OUTLET TO THP 2 FIA | DESUPERHEATER 2 OUTLET TO THP 2 FIA | NON-HAZARDOUS |  | 15 | 1500 | 2500 |  | 4200 | [9 empty] | 195 | 1150 | 1050 | 1200 | [8 empty] | SOFT I/O | [11 empty] | WSD11-RIO-0002B
0010334041 | AT_INST_ | WSD11-111-FIA-1203 | C4B | 131242-WSD11-DR-P-6050.dgn |  | WSD11 | 111 | G1 | FIA | 1203 |  | G1 TO DESUPERHEATER 2 FIA | G1 TO DESUPERHEATER 2 FIA | NON-HAZARDOUS |  |  | 2300 | 123 | 50 | 237 | [9 empty] | 30 | 1750 | 1700 | 2100 | [8 empty] | SOFT I/O
0010334584 | AT_INST_ | WSD11-111-FIA-2101 | C4B | 131242-WSD11-DR-P-6051.dgn |  | WSD11 | 111 | STHP | FIA | 2101 |  | DE SUPERHEATER 1 TO STEAM SPARGER FIA | DE SUPERHEATER 1 TO STEAM SPARGER FIA | NON-HAZARDOUS |  |  | 1500 | 2200 | 2000 | 5200 | [9 empty] | 195 | 1150 | 1050 | 1200 | [8 empty] | SOFT I/O
0010334618 | AT_INST_ | WSD11-111-FIA-2201 | C4B | 131242-WSD11-DR-P-6051.dgn |  | WSD11 | 111 | STHP | FIA | 2201 |  | DE SUPERHEATER 2 TO STEAM SPARGER FIA | DE SUPERHEATER 2 TO STEAM SPARGER FIA | NON-HAZARDOUS |  |  | 1500 | 2200 | 2000 | 5200 | [9 empty] | 195 | 1150 | 1050 | 1200 | [8 empty] | SOFT I/O
0010336152 | AT_INST_ | WSD11-111-FIT-0101 |  | 131242-WSD11-DR-P-6000.dgn |  | WSD11 | 111 | None | FIT | 0101
0010333522 | AT_INST_ | WSD11-111-FIT-0102 | C4B | 131242-WSD11-DR-P-6000.dgn |  | WSD11 | 111 | G2D | FIT | 0102 |  | G2D TO TRAIN 1 THP FEED PUMP 2 FIT | G2D TO TRAIN 1 THP FEED PUMP 2 FIT | NON-HAZARDOUS |  |  | 600 | 2100 | 2100 | 10000 | ELECTROMAGNETIC | 7ME6340-2DC17-2DA1 | HASTELLOY C276 | IP65 | -16 to 16 m3/h | HASTELLOY C276 | NA |  |  | 30 | 530 | 500 | 600 | [5 empty] | Die-cast Alu | IP65 | YES | 4-20mA | DO, Flow Direction | 0.005 |  | -16 to 16 m3/h | 24 VDC | PFA | STAINLESS STEEL | DN 25 | [13 empty] | CAMBI | [5 empty] | SIEMENS | SIEMENS | www.siemens.com | +65 6490 6000 | +65 6490 7691 | info.sg@siemens.com | Germany
0010279074 | AT_INST_ | WSD11-111-FIT-0104 | C4B | 131242-WSD11-DR-P-6002.dgn |  | WSD11 | 111 | DWAS | FIT | 0104 |  | TRAIN 1 REACTOR FEED PUMPS DISCHARGE FIT 1 | TRAIN 1 REACTOR FEED PUMPS DISCHARGE FIT 1 | NON-HAZARDOUS |  |  | 750 | 9200 | 33000 | 46000 | ELECTROMAGNETIC | 7ME6340-3TC17-2DA1 | HASTELLOY C276 | IP65 | -50 to 50 m3/h | HASTELLOY C276 | NA |  |  | 95 | 600 | 600 | 600 | [5 empty] | Die-cast Alu | IP65 | YES | 4-20mA | DO, Flow Direction | 0.005 |  | -50 to 50 m3/h | 24 VDC | PFA | STAINLESS STEEL | DN 100 |  |  |  | WSD11-RIO-0101 | [9 empty] | CAMBI | [5 empty] | SIEMENS | SIEMENS | www.siemens.com | +65 6490 6000 | +65 6490 7691 | info.sg@siemens.com | Germany
0010279076 | AT_INST_ | WSD11-111-FIT-0105 | C4B | 131242-WSD11-DR-P-6002.dgn |  | WSD11 | 111 | DWAS | FIT | 0105 |  | TRAIN 1 REACTOR FEED PUMPS DISCHARGE FIT 2 | TRAIN 1 REACTOR FEED PUMPS DISCHARGE FIT 2 | NON-HAZARDOUS |  |  | 750 | 9200 | 33000 | 46000 | ELECTROMAGNETIC | 7ME6340-3TC17-2DA1 | HASTELLOY C276 | IP65 | -50 to 50 m3/h | HASTELLOY C276 | NA |  |  | 95 | 600 | 600 | 600 | [5 empty] | Die-cast Alu | IP65 | YES | 4-20mA | DO, Flow Direction | 0.005 |  | -50 to 50 m3/h | 24 VDC | PFA | STAINLESS STEEL | DN 100 |  |  |  | WSD11-RIO-0101 | [9 empty] | CAMBI | [5 empty] | SIEMENS | SIEMENS | www.siemens.com | +65 6490 6000 | +65 6490 7691 | info.sg@siemens.com | Germany
0010309599 | AT_INST_ | WSD11-111-FIT-0108 | C4B | 131242-WSD11-DR-P-6013.dgn |  | WSD11 | 111 | G2D | FIT | 0108 |  | TRAIN 1 G2D HEADER FIT | TRAIN 1 G2D HEADER FIT | NON-HAZARDOUS |  |  | 900 |  |  |  | ELECTROMAGNETIC | 5W4C50-AAELHP2AUD5S09+AAPCZ1 | SS316L | IP65 | 66 dm3/min |  | NA |  |  | 30 | 620 | 600 | 700 | [5 empty] | ALU, COATED | IP66 | YES | 4-20mA | PULSE | 0.002 |  | 0 - 25 m3/hr | 24 VDC | PFA | STAINLESS STEEL | DN50 | [19 empty] | ENDRESS+HAUSER | ENDRESS+HAUSER | www.sg.endress.com | +65 6768 5716 | +65 6566 6848 | info.sg@endress.com | India/Switzerland
0010333517 | AT_INST_ | WSD11-111-FIT-0201 | C4B | 131242-WSD11-DR-P-6000.dgn |  | WSD11 | 111 | G2D | FIT | 0201 |  | G2D TO TRAIN 2 THP FEED PUMP 3 FIT | G2D TO TRAIN 2 THP FEED PUMP 3 FIT | NON-HAZARDOUS |  |  | 600 | 2100 | 2100 | 10000 | ELECTROMAGNETIC | 7ME6340-2DC17-2DA1 | HASTELLOY C276 | IP65 | -16 to 16 m3/h | HASTELLOY C276 | NA |  |  | 30 | 530 | 500 | 600 | [5 empty] | Die-cast Alu | IP65 | YES | 4-20mA | DO, Flow Direction | 0.005 |  | -16 to 16 m3/h | 24 VDC | PFA | STAINLESS STEEL | DN 25 | [13 empty] | CAMBI | [5 empty] | SIEMENS | SIEMENS | www.siemens.com | +65 6490 6000 | +65 6490 7691 | info.sg@siemens.com | Germany
0010333510 | AT_INST_ | WSD11-111-FIT-0202 | C4B | 131242-WSD11-DR-P-6000.dgn |  | WSD11 | 111 | G2D | FIT | 0202 |  | G2D TO TRAIN 2 THP FEED PUMP 4 FIT | G2D TO TRAIN 2 THP FEED PUMP 4 FIT | NON-HAZARDOUS |  |  | 600 | 2100 | 2100 | 10000 | ELECTROMAGNETIC | 7ME6340-2DC17-2DA1 | HASTELLOY C276 | IP65 | -16 to 16 m3/h | HASTELLOY C276 | NA |  |  | 30 | 530 | 500 | 600 | [5 empty] | Die-cast Alu | IP65 | YES | 4-20mA | DO, Flow Direction | 0.005 |  | -16 to 16 m3/h | 24 VDC | PFA | STAINLESS STEEL | DN 25 | [13 empty] | CAMBI | [5 empty] | SIEMENS | SIEMENS | www.siemens.com | +65 6490 6000 | +65 6490 7691 | info.sg@siemens.com | Germany
0010282251 | AT_INST_ | WSD11-111-FIT-0204 | C4B | 131242-WSD11-DR-P-6020.dgn |  | WSD11 | 111 | DWAS | FIT | 0204 |  | TRAIN 2 REACTOR FEED PUMPS DISCHARGE FIT 1 | TRAIN 2 REACTOR FEED PUMPS DISCHARGE FIT 1 | NON-HAZARDOUS |  |  | 750 | 9200 | 33000 | 46000 | ELECTROMAGNETIC | 7ME6340-3TC17-2DA1 | HASTELLOY C276 | IP65 | -50 to 50 m3/h | HASTELLOY C276 | NA |  |  | 95 | 600 | 600 | 600 | [5 empty] | Die-cast Alu | IP65 | YES | 4-20mA | DO, Flow Direction | 0.005 |  | -50 to 50 m3/h | 24 VDC | PFA | STAINLESS STEEL | DN 100 |  |  |  | WSD11-RIO-0201 | [9 empty] | CAMBI | [5 empty] | SIEMENS | SIEMENS | www.siemens.com | +65 6490 6000 | +65 6490 7691 | info.sg@siemens.com | Germany
0010282299 | AT_INST_ | WSD11-111-FIT-0205 | C4B | 131242-WSD11-DR-P-6020.dgn |  | WSD11 | 111 | DWAS | FIT | 0205 |  | TRAIN 2 REACTOR FEED PUMPS DISCHARGE FIT 2 | TRAIN 2 REACTOR FEED PUMPS DISCHARGE FIT 2 | NON-HAZARDOUS |  |  | 750 | 9200 | 33000 | 46000 | ELECTROMAGNETIC | 7ME6340-3TC17-2DA1 | HASTELLOY C276 | IP65 | -50 to 50 m3/h | HASTELLOY C276 | NA |  |  | 95 | 600 | 600 | 600 | [5 empty] | Die-cast Alu | IP65 | YES | 4-20mA | DO, Flow Direction | 0.005 |  | -50 to 50 m3/h | 24 VDC | PFA | STAINLESS STEEL | DN 100 |  |  |  | WSD11-RIO-0201 | [9 empty] | CAMBI | [5 empty] | SIEMENS | SIEMENS | www.siemens.com | +65 6490 6000 | +65 6490 7691 | info.sg@siemens.com | Germany
0010309611 | AT_INST_ | WSD11-111-FIT-0208 | C4B | 131242-WSD11-DR-P-6031.dgn |  | WSD11 | 111 | G2D | FIT | 0208 |  | TRAIN 2 G2D HEADER FIT | TRAIN 2 G2D HEADER FIT | NON-HAZARDOUS |  |  | 900 |  |  |  | ELECTROMAGNETIC | 5W4C50-AAELHP2AUD5S09+AAPCZ1 | SS316L | IP65 | 66 dm3/min |  | NA |  |  | 30 | 620 | 600 | 700 | [5 empty] | ALU, COATED | IP66 | YES | 4-20mA | PULSE | 0.002 |  | 0 - 25 m3/hr | 24 VDC | PFA | STAINLESS STEEL | DN50 | [19 empty] | ENDRESS+HAUSER | ENDRESS+HAUSER | www.sg.endress.com | +65 6768 5716 | +65 6566 6848 | info.sg@endress.com | India/Switzerland
0010279723 | AT_INST_ | WSD11-111-FIT-1101 | C4B | 131242-WSD11-DR-P-6050.dgn | WSD11-111-STHP-00001-150-SS16 | WSD11 | 111 | STHP | FIT | 1101 |  | DESUPERHEATER 1 INLET FIT | DESUPERHEATER 1 INLET FIT | NON-HAZARDOUS |  | 15 | 1500 | 94000 | 2600 | 10000 | DIFFERENTIAL PRESSURE | 3051SFC1CS060N065072JA1K5WR5HETWDQC1Q4Q8Y2M5F2DOE7 | SS316 | IP65 | 0 - 623 mbar | SS316 | NA |  |  | 217 | 1220 | 1200 | 1240 | [5 empty] | ALU W/ POLYESTER | IP66 | YES | 4-20mA |  |  |  | 0 - 10 t/hr | LOOP-POWERED | NA | NA | NA |  |  |  | WSD11-RIO-0002A | [15 empty] | EMERSON | EMERSON | www.emerson.com | +65 6777 8211 | +65 6777 0947 | Enquiries@AP.EmersonProcess.com | Singapore
0010334539 | AT_INST_ | WSD11-111-FIT-1102 | C4B | 131242-WSD11-DR-P-6051.dgn | WSD11-111-STHP-00011E-15-SS16 | WSD11 | 111 | STHP | FIT | 1102 |  | DESUPERHEATER 1 OUTLET TO THP 1 FIT | DESUPERHEATER 1 OUTLET TO THP 1 FIT | NON-HAZARDOUS |  | 15 | 1500 | 2500 |  | 4200 | DIFFERENTIAL PRESSURE | 3051SFC1CS040N065072JA1K5WR5HETWDQC1Q4Q8Y2M5F2DOE7 | SS316 | IP65 | 0 - 623 mbar | SS316 | NA |  |  | 195 | 1150 | 1050 | 1200 | [5 empty] | ALU W/ POLYESTER | IP66 | YES | 4-20mA |  |  |  | 0 - 6 t/hr | LOOP-POWERED | NA | NA | NA |  |  |  | WSD11-RIO-0002A | [15 empty] | EMERSON | EMERSON | www.emerson.com | +65 6777 8211 | +65 6777 0947 | Enquiries@AP.EmersonProcess.com | Singapore
0010334046 | AT_INST_ | WSD11-111-FIT-1103 | C4B | 131242-WSD11-DR-P-6050.dgn |  | WSD11 | 111 | G1 | FIT | 1103 |  | G1 TO DESUPERHEATER 1 FIT | G1 TO DESUPERHEATER 1 FIT | NON-HAZARDOUS |  |  | 2300 | 123 | 50 | 237 | ELECTROMAGNETIC | 5H5B04-AAIBAEAAFAAALABD5S09A2+AAPCZ1 | SS316L | IP65 | 0.42 dm3/min |  | NA |  |  | 30 | 1750 | 1700 | 2100 | [5 empty] | ALU, COATED | IP66 | YES | 4-20mA | PULSE | 0.002 |  | 0 - 250 l/hr | 24 VDC | PFA | STAINLESS STEEL | DN04 | [19 empty] | ENDRESS+HAUSER | ENDRESS+HAUSER | www.sg.endress.com | +65 6768 5716 | +65 6566 6848 | info.sg@endress.com | India/Switzerland
0010279778 | AT_INST_ | WSD11-111-FIT-1201 | C4B | 131242-WSD11-DR-P-6050.dgn | WSD11-111-STHP-00002B-15-SS16 | WSD11 | 111 | STHP | FIT | 1201 |  | DESUPERHEATER 2 INLET FLOW TRANSMITTER | DESUPERHEATER 2 INLET FLOW TRANSMITTER | NON-HAZARDOUS |  | 15 | 1500 | 94000 | 2600 | 10000 | DIFFERENTIAL PRESSURE | 3051SFC1CS060N065072JA1K5WR5HETWDQC1Q4Q8Y2M5F2DOE7 | SS316 | IP65 | 0 - 623 mbar | SS316 | NA |  |  | 217 | 1220 | 1200 | 1240 | [5 empty] | ALU W/ POLYESTER | IP66 | YES | 4-20mA |  |  |  | 0 - 10 t/hr | LOOP-POWERED | NA | NA | NA |  |  |  | WSD11-RIO-0002B | [15 empty] | EMERSON | EMERSON | www.emerson.com | +65 6777 8211 | +65 6777 0947 | Enquiries@AP.EmersonProcess.com | Singapore
0010334664 | AT_INST_ | WSD11-111-FIT-1202 | C4B | 131242-WSD11-DR-P-6051.dgn | WSD11-111-STHP-00012A-15-SS16 | WSD11 | 111 | STHP | FIT | 1202 |  | DESUPERHEATER 2 OUTLET TO THP 2 FIT | DESUPERHEATER 2 OUTLET TO THP 2 FIT | NON-HAZARDOUS |  | 15 | 1500 | 2500 |  | 4200 | DIFFERENTIAL PRESSURE | 3051SFC1CS040N065072JA1K5WR5HETWDQC1Q4Q8Y2M5F2DOE7 | SS316 | IP65 | 0 - 623 mbar | SS316 | NA |  |  | 195 | 1150 | 1050 | 1200 | [5 empty] | ALU W/ POLYESTER | IP66 | YES | 4-20mA |  |  |  | 0 - 6 t/hr | LOOP-POWERED | NA | NA | NA |  |  |  | WSD11-RIO-0002B | [15 empty] | EMERSON | EMERSON | www.emerson.com | +65 6777 8211 | +65 6777 0947 | Enquiries@AP.EmersonProcess.com | Singapore
0010334040 | AT_INST_ | WSD11-111-FIT-1203 | C4B | 131242-WSD11-DR-P-6050.dgn |  | WSD11 | 111 | G1 | FIT | 1203 |  | G1 TO DESUPERHEATER 2 FIT | G1 TO DESUPERHEATER 2 FIT | NON-HAZARDOUS |  |  | 2300 | 123 | 50 | 237 | ELECTROMAGNETIC | 5H5B04-AAIBAEAAFAAALABD5S09A2+AAPCZ | SS316L | IP65 | 0.42 dm3/min |  | NA |  |  | 30 | 1750 | 1700 | 2100 | [5 empty] | ALU, COATED | IP66 | YES | 4-20mA | PULSE | 0.002 |  | 0 - 250 l/hr | 24 VDC | PFA | STAINLESS STEEL | DN04 | [19 empty] | ENDRESS+HAUSER | ENDRESS+HAUSER | www.sg.endress.com | +65 6768 5716 | +65 6566 6848 | info.sg@endress.com | India/Switzerland
0010334565 | AT_INST_ | WSD11-111-FIT-2101 | C4B | 131242-WSD11-DR-P-6051.dgn | WSD11-111-STHP-00005F-15-SS16 | WSD11 | 111 | STHP | FIT | 2101 |  | DE SUPERHEATER 1 OUTLET TO STEAM SPARGER FIT | DE SUPERHEATER 1 OUTLET TO STEAM SPARGER FIT | NON-HAZARDOUS |  | 15 | 1500 | 2200 | 2000 | 5200 | DIFFERENTIAL PRESSURE | 3051SFC1CS040N065072JA1K5WR5HETWDQC1Q4Q8Y2M5F2DOE7 | SS316 | IP65 | 0 - 623 mbar | SS316 | NA |  |  | 195 | 1150 | 1050 | 1200 | [5 empty] | ALU W/ POLYESTER | IP66 | YES | 4-20mA |  |  |  | 0 - 7 t/hr | LOOP-POWERED | NA | NA | NA |  |  |  | WSD11-RIO-0002A | [15 empty] | EMERSON | EMERSON | www.emerson.com | +65 6777 8211 | +65 6777 0947 | Enquiries@AP.EmersonProcess.com | Singapore
0010334548 | AT_INST_ | WSD11-111-FIT-2201 | C4B | 131242-WSD11-DR-P-6051.dgn | WSD11-111-STHP-00006B-25-SS16 | WSD11 | 111 | STHP | FIT | 2201 |  | DE SUPERHEATER 2 OUTLET TO STEAM SPARGER FIT | DE SUPERHEATER 2 OUTLET TO STEAM SPARGER FIT | NON-HAZARDOUS |  | 15 | 1500 | 2200 | 2000 | 5200 | DIFFERENTIAL PRESSURE | 3051SFC1CS040N065072JA1K5WR5HETWDQC1Q4Q8Y2M5F2DOE7 | SS316 | IP65 | 0 - 623 mbar | SS316 | NA |  |  | 195 | 1150 | 1050 | 1200 | [5 empty] | ALU W/ POLYESTER | IP66 | YES | 4-20mA |  |  |  | 0 - 7 t/hr | LOOP-POWERED | NA | NA | NA |  |  |  | WSD11-RIO-0002B | [15 empty] | EMERSON | EMERSON | www.emerson.com | +65 6777 8211 | +65 6777 0947 | Enquiries@AP.EmersonProcess.com | Singapore
0010310104 | AT_INST_ | WSD11-111-FSL-1120A | C4B | 131242-WSD11-DR-P-6050.dgn | WSD11-111-G1-00102B-15-SS16 | WSD11 | 111 | G1 | FSL | 1120 | A | G1 BOOSTER PUMP A FSL | G1 BOOSTER PUMP A PRESSURE SWITCH HIGH | NON-HAZARDOUS |  | 15 | 2300 |  |  |  | THERMAL | DTT31-A2A111YYX1AB+A (X1=40mm) | SS316L | IP65 | 0.03 - 3m/s | SS316L | NA |  |  | 30 | 1750 | 1700 | 2100 | [5 empty] | SS316L | IP65 | NA | DI; PNP, 3-Wire | NA | ≤ 10% |  |  | 24 VDC | [22 empty] | ENDRESS+HAUSER | ENDRESS+HAUSER | www.sg.endress.com | +65 6768 5716 | +65 6566 6848 | info.sg@endress.com | India/Switzerland
0010312479 | AT_INST_ | WSD11-111-FSL-1120B | C4B | 131242-WSD11-DR-P-6050.dgn | WSD11-111-G1-00202B-15-SS16 | WSD11 | 111 | G1 | FSL | 1120 | B | G1 BOOSTER PUMP B FSL | G1 BOOSTER PUMP B PRESSURE SWITCH HIGH | NON-HAZARDOUS |  | 15 | 2300 |  |  |  | THERMAL | DTT31-A2A111YYX1AB+A (X1=40mm) | SS316L | IP65 | 0.03 - 3m/s | SS316L | NA |  |  | 30 | 1750 | 1700 | 2100 | [5 empty] | SS316L | IP65 | NA | DI; PNP, 3-Wire | NA | ≤ 10% |  |  | 24 VDC | [22 empty] | ENDRESS+HAUSER | ENDRESS+HAUSER | www.sg.endress.com | +65 6768 5716 | +65 6566 6848 | info.sg@endress.com | India/Switzerland
0010278981 | AT_INST_ | WSD11-111-LAHH-0102 | C4B | 131242-WSD11-DR-P-6001.dgn |  | WSD11 | 111 | FA | LAHH | 0102 |  | TRAIN 1 PULPER LAHH | TRAIN 1 PULPER LAHH | NON-HAZARDOUS |  |  | 500 | [12 empty] | 105 | 200 | [10 empty] | SOFT I/O | [11 empty] | WSD11-RIO-0101
0010279447 | AT_INST_ | WSD11-111-LAHH-0104 | C4B | 131242-WSD11-DR-P-6007.dgn |  | WSD11 | 111 | STLP | LAHH | 0104 |  | TRAIN 1 FLASHTANK LAHH | TRAIN 1 FLASHTANK LAHH | NON-HAZARDOUS |  |  | 500 | [12 empty] | 107 | 30 | [10 empty] | SOFT I/O
0010277549 | AT_INST_ | WSD11-111-LAHH-0105 | C4B | 131242-WSD11-DR-P-6010.dgn |  | WSD11 | 111 | FA | LAHH | 0105 |  | TRAIN 1 PROCESS GAS SKID DRUM LAHH | TRAIN 1 PROCESS GAS SKID DRUM LAHH | NON-HAZARDOUS |  |  | 550 | [12 empty] | 50 | 320 | 200 | 350 | [8 empty] | SOFT I/O
0010282115 | AT_INST_ | WSD11-111-LAHH-0202 | C4B | 131242-WSD11-DR-P-6019.dgn |  | WSD11 | 111 | FA | LAHH | 0202 |  | TRAIN 2 PULPER LAHH | TRAIN 2 PULPER LAHH | NON-HAZARDOUS |  |  | 500 | [12 empty] | 105 | 200 | [10 empty] | SOFT I/O | [11 empty] | WSD11-RIO-0201
0010282761 | AT_INST_ | WSD11-111-LAHH-0204 | C4B | 131242-WSD11-DR-P-6025.dgn |  | WSD11 | 111 | STLP | LAHH | 0204 |  | TRAIN 2 FLASHTANK LAHH | TRAIN 2 FLASHTANK LAHH | NON-HAZARDOUS |  |  | 500 | [12 empty] | 107 | 30 | [10 empty] | SOFT I/O | [11 empty] | WSD11-RIO-0201
0010283039 | AT_INST_ | WSD11-111-LAHH-0205 | C4B | 131242-WSD11-DR-P-6028.dgn |  | WSD11 | 111 | FA | LAHH | 0205 |  | TRAIN 2 PROCESS GAS SKID DRUM LAHH | TRAIN 2 PROCESS GAS SKID DRUM LAHH | NON-HAZARDOUS |  |  | 550 | [12 empty] | 50 | 320 | 200 | 350 | [8 empty] | SOFT I/O | [11 empty] | WSD11-RIO-0201
0010329547 | AT_INST_CS | WSD11-111-LE-0101A | C4B | 131242-WSD11-DR-P-6001.dgn | WSD11-111-DWAS-00103-80-SS16 | WSD11 | 111 | DWAS | LE | 0101 | A | TRAIN 1 PULPER LE | TRAIN 1 PULPER LE | NON-HAZARDOUS |  | 80 | 500 | [12 empty] | 105 | 200
0010329546 | AT_INST_CS | WSD11-111-LE-0101B | C4B | 131242-WSD11-DR-P-6001.dgn | WSD11-111-DWAS-00103C-80-SS16 | WSD11 | 111 | DWAS | LE | 0101 | B | TRAIN 1 PULPER LE | TRAIN 1 PULPER LE | NON-HAZARDOUS |  | 80
0010325309 | AT_INST_CS | WSD11-111-LE-0103A | C4B | 131242-WSD11-DR-P-6007.dgn | WSD11-111-HS-00101C-80-SS16 | WSD11 | 111 | HS | LE | 0103 | A | TRAIN 1 FLASHTANK LE | TRAIN 1 FLASHTANK LE | NON-HAZARDOUS |  | 80 | 500 | [12 empty] | 107 | 30
0010325308 | AT_INST_CS | WSD11-111-LE-0103B | C4B | 131242-WSD11-DR-P-6007.dgn | WSD11-111-HS-00101C-80-SS16 | WSD11 | 111 | HS | LE | 0103 | B | TRAIN 1 FLASHTANK LE | TRAIN 1 FLASHTANK LE | NON-HAZARDOUS |  | 80 | 500 | [12 empty] | 107 | 30
0010325329 | AT_INST_CS | WSD11-111-LE-0201A | C4B | 131242-WSD11-DR-P-6019.dgn | WSD11-111-DWAS-00203C-80-SS16 | WSD11 | 111 | DWAS | LE | 0201 | A | TRAIN 2 PULPER LE | TRAIN 2 PULPER LE | NON-HAZARDOUS |  | 80 | 500 | [12 empty] | 105 | 200
0010325330 | AT_INST_CS | WSD11-111-LE-0201B | C4B | 131242-WSD11-DR-P-6019.dgn | WSD11-111-DWAS-00203C-80-SS16 | WSD11 | 111 | DWAS | LE | 0201 | B | TRAIN 2 PULPER LE | TRAIN 2 PULPER LE | NON-HAZARDOUS |  | 80
0010325425 | AT_INST_CS | WSD11-111-LE-0203A | C4B | 131242-WSD11-DR-P-6025.dgn | WSD11-111-HS-00201C-80-SS16 | WSD11 | 111 | HS | LE | 0203 | A | TRAIN 2 FLASHTANK LE | TRAIN 2 FLASHTANK LE | NON-HAZARDOUS |  | 80 | 500 | [12 empty] | 107 | 30
0010325424 | AT_INST_CS | WSD11-111-LE-0203B | C4B | 131242-WSD11-DR-P-6025.dgn | WSD11-111-HS-00201C-80-SS16 | WSD11 | 111 | HS | LE | 0203 | B | TRAIN 2 FLASHTANK LE | TRAIN 2 FLASHTANK LE | NON-HAZARDOUS |  | 80 | 500 | [12 empty] | 107 | 30
0010278977 | AT_INST_ | WSD11-111-LIA-0101 | C4B | 131242-WSD11-DR-P-6001.dgn |  | WSD11 | 111 | DWAS | LIA | 0101 |  | TRAIN 1 PULPER LIA | TRAIN 1 PULPER LIA | NON-HAZARDOUS |  |  | 500 | [7 empty] | 0-6 mH2O |  |  |  | 0-6 mH2O | 105 | 200 | [10 empty] | SOFT I/O |  |  |  | 0-6 mH2O | [7 empty] | WSD11-RIO-0101
0010279426 | AT_INST_ | WSD11-111-LIA-0103 | C4B | 131242-WSD11-DR-P-6007.dgn |  | WSD11 | 111 | HS | LIA | 0103 |  | TRAIN 1 FLASHTANK LIA | TRAIN 1 FLASHTANK LIA | NON-HAZARDOUS |  |  | 500 | [7 empty] | 0-6 mH2O |  |  |  | 0-6 mH2O | 107 | 30 | [6 empty] | LL |  |  |  | SOFT I/O |  |  |  | 0-6 mH2O | [7 empty] | WSD11-RIO-0101
0010282177 | AT_INST_ | WSD11-111-LIA-0201 | C4B | 131242-WSD11-DR-P-6019.dgn |  | WSD11 | 111 | DWAS | LIA | 0201 |  | TRAIN 2 PULPER LIA | TRAIN 2 PULPER LIA | NON-HAZARDOUS |  |  | 500 | [7 empty] | 0-6 mH2O |  |  |  | 0-6 mH2O | 105 | 200 | [10 empty] | SOFT I/O |  |  |  | 0-6 mH2O | [7 empty] | WSD11-RIO-0201
0010282765 | AT_INST_ | WSD11-111-LIA-0203 | C4B | 131242-WSD11-DR-P-6025.dgn |  | WSD11 | 111 | HS | LIA | 0203 |  | TRAIN 2 FLASHTANK LIA | TRAIN 2 FLASHTANK LIA | NON-HAZARDOUS |  |  | 500 | [7 empty] | 0-6 mH2O |  |  |  | 0-6 mH2O | 107 | 30 | [6 empty] | LL |  |  |  | SOFT I/O |  |  |  | 0-6 mH2O | [7 empty] | WSD11-RIO-0201
0010330340 | AT_INST_ | WSD11-111-LIT-0101 | C4B | 131242-WSD11-DR-P-6001.dgn |  | WSD11 | 111 | DWAS | LIT | 0101 |  | TRAIN 1 PULPER LIT | TRAIN 1 PULPER LIT | NON-HAZARDOUS |  |  | 500 |  |  |  | CAPACITIVE | 7MF0340-1HV01-5MF2-Z A01+D42+E20+H02 + 7MF0802 | SS316 | IP65 | 0-6 mH2O | SS316 | NA |  | 0-6 mH2O | 105 | 200 | [7 empty] | Die-cast Alu | IP65 | YES | 4-20mA | NA |  |  | 0-6 mH2O | Loop powered | NA | NA | NA | NA |  |  | WSD11-RIO-0101 | [9 empty] | CAMBI | [5 empty] | SIEMENS | SIEMENS | www.siemens.com | +65 6490 6000 | +65 6490 7691 | info.sg@siemens.com | Germany
0010330355 | AT_INST_ | WSD11-111-LIT-0103 | C4B | 131242-WSD11-DR-P-6007.dgn |  | WSD11 | 111 | STLP | LIT | 0103 |  | TRAIN 1 FLASHTANK LIT | TRAIN 1 FLASHTANK LIT | NON-HAZARDOUS |  |  | 500 |  |  |  | CAPACITIVE | 7MF0340-1HV01-5MF2-Z A01+D42+E20+H02 + 7MF0802 | SS316 | IP65 |  | SS316 | NA |  |  | 107 | 30 | [7 empty] | Die-cast Alu | IP65 | YES | 4-20mA | NA |  |  | 0-6 mH2O | Loop powered | NA | NA | NA | NA | [12 empty] | CAMBI | [5 empty] | SIEMENS | SIEMENS | www.siemens.com | +65 6490 6000 | +65 6490 7691 | info.sg@siemens.com | Germany
0010330380 | AT_INST_ | WSD11-111-LIT-0201 | C4B | 131242-WSD11-DR-P-6019.dgn |  | WSD11 | 111 | DWAS | LIT | 0201 |  | TRAIN 2 PULPER LIT | TRAIN 2 PULPER LIT | NON-HAZARDOUS |  |  | 500 |  |  |  | CAPACITIVE | 7MF0340-1HV01-5MF2-Z A01+D42+E20+H02 + 7MF0802 | SS316 | IP65 | 0-6 mH2O | SS316 | NA |  | 0-6 mH2O | 105 | 200 | [7 empty] | Die-cast Alu | IP65 | YES | 4-20mA | NA |  |  | 0-6 mH2O | Loop powered | NA | NA | NA | NA |  |  | WSD11-RIO-0201 | [9 empty] | CAMBI | [5 empty] | SIEMENS | SIEMENS | www.siemens.com | +65 6490 6000 | +65 6490 7691 | info.sg@siemens.com | Germany
0010330394 | AT_INST_ | WSD11-111-LIT-0203 | C4B | 131242-WSD11-DR-P-6025.dgn |  | WSD11 | 111 | DWAS | LIT | 0203 |  | TRAIN 2 FLASHTANK LIT | TRAIN 2 FLASHTANK LIT | NON-HAZARDOUS |  |  | 500 |  |  |  | CAPACITIVE | 7MF0340-1HV01-5MF2-Z A01+D42+E20+H02 + 7MF0802 | SS316 | IP65 | 0-6 mH2O | SS316 | NA |  | 0-6 mH2O | 107 | 30 | [6 empty] | LL | Die-cast Alu | IP65 | YES | 4-20mA | NA |  |  | 0-6 mH2O | Loop powered | NA | NA | NA | NA |  |  | WSD11-RIO-0201 | [9 empty] | CAMBI | [5 empty] | SIEMENS | SIEMENS | www.siemens.com | +65 6490 6000 | +65 6490 7691 | info.sg@siemens.com | Germany
0010278964 | AT_INST_ | WSD11-111-LSHH-0102 | C4B | 131242-WSD11-DR-P-6001.dgn | WSD11-111-FA-00112-80-SS16 | WSD11 | 111 | FA | LSHH | 0102 |  | TRAIN 1 PULPER LSHH | TRAIN 1 PULPER LSHH | NON-HAZARDOUS |  | 50 | 500 |  |  |  | TUNING FORK | 7ML5747-2DC16-3AA0 Y01 (500mm) | SS316 | IP65 | NA |  | NA |  |  | 105 | 200 | [10 empty] | 24 VDC |  |  |  |  | 24 VDC | [6 empty] | WSD11-RIO-0101 | [9 empty] | CAMBI | [5 empty] | SIEMENS | SIEMENS | www.siemens.com | +65 6490 6000 | +65 6490 7691 | info.sg@siemens.com | Germany
0010279446 | AT_INST_ | WSD11-111-LSHH-0104 | C4B | 131242-WSD11-DR-P-6007.dgn | WSD11-111-STLP-00006-80-SS16 | WSD11 | 111 | STLP | LSHH | 0104 |  | TRAIN 1 FLASHTANK LSHH | TRAIN 1 FLASHTANK LSHH | NON-HAZARDOUS |  | 80 | 500 |  |  |  | TUNING FORK | 7ML5747-2DC16-3AA0 Y01 (500mm) | SS316 | IP65 | NA |  | NA |  |  | 107 | 30 | [10 empty] | 24 VDC |  |  |  |  | 24 VDC | [16 empty] | CAMBI | [5 empty] | SIEMENS | SIEMENS | www.siemens.com | +65 6490 6000 | +65 6490 7691 | info.sg@siemens.com | Germany
0010277478 | AT_INST_ | WSD11-111-LSHH-0105 | C4B | 131242-WSD11-DR-P-6010.dgn | WSD11-111-FA-00126-50-SS16 | WSD11 | 111 | FA | LSHH | 0105 |  | TRAIN 1 PROCESS GAS SKID DRUM LSHH | TRAIN 1 PROCESS GAS SKID DRUM LSHH | NON-HAZARDOUS |  | 50 | 550 |  |  |  | TUNING FORK | 7ML5747-2DC16-3AA0 Y01 (500mm) | SS316 | IP65 | NA |  | NA |  |  | 50 | 320 | 200 | 350 | [8 empty] | 24 VDC |  |  |  |  | 24 VDC | [6 empty] | WSD11-RIO-0101 | [9 empty] | CAMBI | [5 empty] | SIEMENS | SIEMENS | www.siemens.com | +65 6490 6000 | +65 6490 7691 | info.sg@siemens.com | Germany
0010282114 | AT_INST_ | WSD11-111-LSHH-0202 | C4B | 131242-WSD11-DR-P-6019.dgn | WSD11-111-FA-00212-100-SS16 | WSD11 | 111 | FA | LSHH | 0202 |  | TRAIN 2 PULPER LSHH | TRAIN 2 PULPER LSHH | NON-HAZARDOUS |  | 50 | 500 |  |  |  | TUNING FORK | 7ML5747-2DC16-3AA0 Y01 (500mm) | SS316 | IP65 | NA |  | NA |  |  | 105 | 200 | [10 empty] | 24 VDC |  |  |  |  | 24 VDC | [6 empty] | WSD11-RIO-0201 | [9 empty] | CAMBI | [5 empty] | SIEMENS | SIEMENS | www.siemens.com | +65 6490 6000 | +65 6490 7691 | info.sg@siemens.com | Germany
0010282735 | AT_INST_ | WSD11-111-LSHH-0204 | C4B | 131242-WSD11-DR-P-6025.dgn | WSD11-111-STLP-00216A-50-SS16 | WSD11 | 111 | STLP | LSHH | 0204 |  | TRAIN 2 FLASHTANK LSHH | TRAIN 2 FLASHTANK LSHH | NON-HAZARDOUS |  | 50 | 500 |  |  |  | TUNING FORK | 7ML5747-2DC16-3AA0 Y01 (500mm) | SS316 | IP65 | NA |  | NA |  |  | 107 | 30 | [10 empty] | 24 VDC |  |  |  |  | 24 VDC | [6 empty] | WSD11-RIO-0201 | [9 empty] | CAMBI | [5 empty] | SIEMENS | SIEMENS | www.siemens.com | +65 6490 6000 | +65 6490 7691 | info.sg@siemens.com | Germany
0010283016 | AT_INST_ | WSD11-111-LSHH-0205 | C4B | 131242-WSD11-DR-P-6028.dgn | WSD11-111-FA-00226-15-SS16 | WSD11 | 111 | FA | LSHH | 0205 |  | TRAIN 2 PROCESS GAS SKID DRUM LSHH | TRAIN 2 PROCESS GAS SKID DRUM LSHH | NON-HAZARDOUS |  | 50 | 550 |  |  |  | TUNING FORK | 7ML5747-2DC16-3AA0 Y01 (500mm) | SS316 | IP65 | NA |  | NA |  |  | 50 | 320 | 200 | 350 | [8 empty] | 24 VDC |  |  |  |  | 24 VDC | [6 empty] | WSD11-RIO-0201 | [9 empty] | CAMBI | [5 empty] | SIEMENS | SIEMENS | www.siemens.com | +65 6490 6000 | +65 6490 7691 | info.sg@siemens.com | Germany
0010274352 | AT_INST_ | WSD11-111-PAHH-0101B | C4B | 131242-WSD11-DR-P-6000.dgn |  | WSD11 | 111 | DWAS | PAHH | 0101 | B | THP FEED PUMP 1 DISCHARGE PAHH | THP FEED PUMP 1 DISCHARGE PAHH | NON-HAZARDOUS | [15 empty] | 25 | 1000 |  | 1200 |  | HH | [6 empty] | SOFT I/O
0010274284 | AT_INST_ | WSD11-111-PAHH-0102B | C4B | 131242-WSD11-DR-P-6000.dgn |  | WSD11 | 111 | DWAS | PAHH | 0102 | B | THP FEED PUMP 2 DISCHARGE PAHH | THP FEED PUMP 2 DISCHARGE PAHH | NON-HAZARDOUS | [15 empty] | 25 | 1000 |  | 1200 |  | HH | [6 empty] | SOFT I/O
0010278975 | AT_INST_ | WSD11-111-PAHH-0104 | C4B | 131242-WSD11-DR-P-6001.dgn |  | WSD11 | 111 | STLP | PAHH | 0104 |  | TRAIN 1 PULPER PAHH | TRAIN 1 PULPER PRESSURE SWITCH ALARM HIGH HIGH | NON-HAZARDOUS | [15 empty] | 105 | 200 |  |  |  | HH | [6 empty] | SOFT I/O | [11 empty] | WSD11-RIO-0101
0010279127 | AT_INST_ | WSD11-111-PAHH-0105C | C4B | 131242-WSD11-DR-P-6002.dgn |  | WSD11 | 111 | DWAS | PAHH | 0105 | C | TRAIN 1 REACTOR FEED PUMP HIGH PAHH | TRAIN 1 REACTOR FEED PUMP HIGH PAHH | NON-HAZARDOUS | [15 empty] | 95 | 600 | 600 | 600 |  | HH | [6 empty] | SOFT I/O
0010279129 | AT_INST_ | WSD11-111-PAHH-0105D | C4B | 131242-WSD11-DR-P-6002.dgn |  | WSD11 | 111 | DWAS | PAHH | 0105 | D | TRAIN 1 PULPER CIRC/REACTOR FEED PUMP HIGH PAHH | TRAIN 1 PULPER CIRC/REACTOR FEED PUMP HIGH PAHH | NON-HAZARDOUS | [15 empty] | 95 | 600 | 600 | 600 |  | HH | [6 empty] | SOFT I/O
0010279227 | AT_INST_ | WSD11-111-PAHH-0106A | C4B | 131242-WSD11-DR-P-6003.dgn |  | WSD11 | 111 | STLP | PAHH | 0106 | A | TRAIN 1 REACTOR A PAHH | TRAIN 1 REACTOR A PAHH | NON-HAZARDOUS
0010279307 | AT_INST_ | WSD11-111-PAHH-0106B | C4B | 131242-WSD11-DR-P-6004.dgn |  | WSD11 | 111 | FA | PAHH | 0106 | B | TRAIN 1 REACTOR B PAHH | TRAIN 1 REACTOR B PAHH | NON-HAZARDOUS
0010278812 | AT_INST_ | WSD11-111-PAHH-0106C | C4B | 131242-WSD11-DR-P-6005.dgn |  | WSD11 | 111 | STLP | PAHH | 0106 | C | TRAIN 1 REACTOR C PAHH | TRAIN 1 REACTOR C PAHH | NON-HAZARDOUS
0010278672 | AT_INST_ | WSD11-111-PAHH-0106D | C4B | 131242-WSD11-DR-P-6006.dgn |  | WSD11 | 111 | SHYP | PAHH | 0106 | D | TRAIN 1 REACTOR D PAHH | TRAIN 1 REACTOR D PAHH | NON-HAZARDOUS
0010279228 | AT_INST_ | WSD11-111-PAHH-0107A | C4B | 131242-WSD11-DR-P-6003.dgn |  | WSD11 | 111 | STLP | PAHH | 0107 | A | TRAIN 1 REACTOR A PAHH | TRAIN 1 REACTOR A PAHH | NON-HAZARDOUS | [15 empty] | 193 | 600 |  |  |  | HH | [6 empty] | SOFT I/O | [11 empty] | WSD11-RIO-0101
0010279309 | AT_INST_ | WSD11-111-PAHH-0107B | C4B | 131242-WSD11-DR-P-6004.dgn |  | WSD11 | 111 | STLP | PAHH | 0107 | B | TRAIN 1 REACTOR B PAHH | TRAIN 1 REACTOR B PAHH | NON-HAZARDOUS | [15 empty] | 193 | 600 |  |  |  | HH | [6 empty] | SOFT I/O | [11 empty] | WSD11-RIO-0101
0010278813 | AT_INST_ | WSD11-111-PAHH-0107C | C4B | 131242-WSD11-DR-P-6005.dgn |  | WSD11 | 111 | STLP | PAHH | 0107 | C | TRAIN 1 REACTOR C PAHH | TRAIN 1 REACTOR C PAHH | NON-HAZARDOUS | [15 empty] | 193 | 600 |  |  |  | HH | [6 empty] | SOFT I/O | [11 empty] | WSD11-RIO-0101
0010278619 | AT_INST_ | WSD11-111-PAHH-0107D | C4B | 131242-WSD11-DR-P-6006.dgn |  | WSD11 | 111 | STLP | PAHH | 0107 | D | TRAIN 1 REACTOR D PAHH | TRAIN 1 REACTOR D PAHH | NON-HAZARDOUS | [15 empty] | 193 | 600 |  |  |  | HH | [6 empty] | SOFT I/O | [11 empty] | WSD11-RIO-0101
0010279448 | AT_INST_ | WSD11-111-PAHH-0109 | C4B | 131242-WSD11-DR-P-6007.dgn |  | WSD11 | 111 | STLP | PAHH | 0109 |  | TRAIN 1 FLASHTANK PAHH | TRAIN 1 FLASHTANK PAHH | NON-HAZARDOUS | [15 empty] | 107 | 30 |  |  |  | HH | [6 empty] | SOFT I/O | [11 empty] | WSD11-RIO-0101
0010277550 | AT_INST_ | WSD11-111-PAHH-0110 | C4B | 131242-WSD11-DR-P-6010.dgn |  | WSD11 | 111 | FA | PAHH | 0110 |  | TRAIN 1 PROCESS GAS SKID VESSEL PAHH | TRAIN 1 PROCESS GAS SKID VESSEL PAHH | NON-HAZARDOUS | [15 empty] | 50 | 320 | 200 | 350 | [8 empty] | SOFT I/O
0010274306 | AT_INST_ | WSD11-111-PAHH-0201B | C4B | 131242-WSD11-DR-P-6000.dgn |  | WSD11 | 111 | DWAS | PAHH | 0201 | B | THP FEED PUMP 3 DISCHARGE PAHH | THP FEED PUMP 3 DISCHARGE PAHH | NON-HAZARDOUS | [15 empty] | 25 | 1000 |  | 1200 |  | HH | [6 empty] | SOFT I/O | [11 empty] | WSD11-RIO-0201
0010274333 | AT_INST_ | WSD11-111-PAHH-0202B | C4B | 131242-WSD11-DR-P-6000.dgn |  | WSD11 | 111 | DWAS | PAHH | 0202 | B | THP FEED PUMP 4 DISCHARGE PAHH | THP FEED PUMP 4 DISCHARGE PAHH | NON-HAZARDOUS | [15 empty] | 25 | 1000 |  | 1200 |  | HH | [6 empty] | SOFT I/O | [11 empty] | WSD11-RIO-0201
0010282119 | AT_INST_ | WSD11-111-PAHH-0204 | C4B | 131242-WSD11-DR-P-6019.dgn |  | WSD11 | 111 | STLP | PAHH | 0204 |  | TRAIN 2 PULPER PAHH | TRAIN 2 PULPER PRESSURE ALARM HIGH HIGH | NON-HAZARDOUS | [15 empty] | 105 | 200 |  |  |  | HH | [6 empty] | SOFT I/O | [11 empty] | WSD11-RIO-0201
0010311948 | AT_INST_ | WSD11-111-PAHH-0205C | C4B | 131242-WSD11-DR-P-6020.dgn |  | WSD11 | 111 | DWAS | PAHH | 0205 | C | TRAIN 2 REACTOR FEED PUMP HIGH PAHH | TRAIN 2 REACTOR FEED PUMP HIGH PAHH | NON-HAZARDOUS | [15 empty] | 95 | 600 | 600 | 600 |  | HH | [6 empty] | SOFT I/O | [11 empty] | WSD11-RIO-0201
0010311947 | AT_INST_ | WSD11-111-PAHH-0205D | C4B | 131242-WSD11-DR-P-6020.dgn |  | WSD11 | 111 | DWAS | PAHH | 0205 | D | TRAIN 2 PULPER CIR/REACTOR FEED PUMP HIGH PAHH | TRAIN 2 PULPER CIR/REACTOR FEED PUMP HIGH PAHH | NON-HAZARDOUS | [15 empty] | 95 | 600 | 600 | 600 |  | HH | [6 empty] | SOFT I/O | [11 empty] | WSD11-RIO-0201
0010282386 | AT_INST_ | WSD11-111-PAHH-0206A | C4B | 131242-WSD11-DR-P-6021.dgn |  | WSD11 | 111 | STLP | PAHH | 0206 | A | TRAIN 2 REACTOR A PAHH | TRAIN 2 REACTOR A PAHH | NON-HAZARDOUS
0010282487 | AT_INST_ | WSD11-111-PAHH-0206B | C4B | 131242-WSD11-DR-P-6022.dgn |  | WSD11 | 111 | FA | PAHH | 0206 | B | TRAIN 2 REACTOR B PAHH | TRAIN 2 REACTOR B PAHH | NON-HAZARDOUS
0010282585 | AT_INST_ | WSD11-111-PAHH-0206C | C4B | 131242-WSD11-DR-P-6023.dgn |  | WSD11 | 111 | FA | PAHH | 0206 | C | TRAIN 2 REACTOR C PAHH | TRAIN 2 REACTOR C PAHH | NON-HAZARDOUS
0010282680 | AT_INST_ | WSD11-111-PAHH-0206D | C4B | 131242-WSD11-DR-P-6024.dgn |  | WSD11 | 111 | FA | PAHH | 0206 | D | TRAIN 2 REACTOR D PAHH | TRAIN 2 REACTOR D PAHH | NON-HAZARDOUS
0010282385 | AT_INST_ | WSD11-111-PAHH-0207A | C4B | 131242-WSD11-DR-P-6021.dgn |  | WSD11 | 111 | STLP | PAHH | 0207 | A | TRAIN 2 REACTOR A PAHH | TRAIN 2 REACTOR A PAHH | NON-HAZARDOUS | [15 empty] | 193 | 600 |  |  |  | HH | [6 empty] | SOFT I/O | [11 empty] | WSD11-RIO-0201
0010282494 | AT_INST_ | WSD11-111-PAHH-0207B | C4B | 131242-WSD11-DR-P-6022.dgn |  | WSD11 | 111 | STLP | PAHH | 0207 | B | TRAIN 2 REACTOR B PAHH | TRAIN 2 REACTOR B PAHH | NON-HAZARDOUS | [15 empty] | 193 | 600 |  |  |  | HH | [6 empty] | SOFT I/O | [11 empty] | WSD11-RIO-0201
0010282586 | AT_INST_ | WSD11-111-PAHH-0207C | C4B | 131242-WSD11-DR-P-6023.dgn |  | WSD11 | 111 | STLP | PAHH | 0207 | C | TRAIN 2 REACTOR C PAHH | TRAIN 2 REACTOR C PAHH | NON-HAZARDOUS | [15 empty] | 193 | 600 |  |  |  | HH | [6 empty] | SOFT I/O | [11 empty] | WSD11-RIO-0201
0010282646 | AT_INST_ | WSD11-111-PAHH-0207D | C4B | 131242-WSD11-DR-P-6024.dgn |  | WSD11 | 111 | STLP | PAHH | 0207 | D | TRAIN 2 REACTOR D PAHH | TRAIN 2 REACTOR D PAHH | NON-HAZARDOUS | [15 empty] | 193 | 600 |  |  |  | HH | [6 empty] | SOFT I/O | [11 empty] | WSD11-RIO-0201
0010282757 | AT_INST_ | WSD11-111-PAHH-0209 | C4B | 131242-WSD11-DR-P-6025.dgn |  | WSD11 | 111 | STLP | PAHH | 0209 |  | TRAIN 2 FLASHTANK PAHH | TRAIN 2 FLASHTANK PAHH | NON-HAZARDOUS | [15 empty] | 107 | 30 |  |  |  | HH | [6 empty] | SOFT I/O | [11 empty] | WSD11-RIO-0201
0010283077 | AT_INST_ | WSD11-111-PAHH-0210 | C4B | 131242-WSD11-DR-P-6028.dgn |  | WSD11 | 111 | FA | PAHH | 0210 |  | TRAIN 2 PROCESS GAS SKID VESSEL PAHH | TRAIN 2 PROCESS GAS SKID VESSEL PAHH | NON-HAZARDOUS | [15 empty] | 50 | 320 | 200 | 350 | [8 empty] | SOFT I/O | [11 empty] | WSD11-RIO-0201
0010312490 | AT_INST_ | WSD11-111-PAL-1110A | C4B | 131242-WSD11-DR-P-6050.dgn |  | WSD11 | 111 | G1 | PAL | 1110 | A | G1 BOOSTER PUMP A PAL | G1 BOOSTER PUMP A PRESSURE SWITCH LOW ALARM | NON-HAZARDOUS |  | 15 | 600 | [12 empty] | 30 | 250 | 220 | 500 | [8 empty] | SOFT I/O
0010310106 | AT_INST_ | WSD11-111-PAL-1110B | C4B | 131242-WSD11-DR-P-6050.dgn |  | WSD11 | 111 | G1 | PAL | 1110 | B | G1 BOOSTER PUMP B PAL | G1 BOOSTER PUMP B PRESSURE SWITCH LOW ALARM | NON-HAZARDOUS |  | 25 | 600 | [12 empty] | 30 | 250 | 220 | 500 | [8 empty] | SOFT I/O
0010329673 | AT_INST_ | WSD11-111-PDI-0103A | C4B | 131242-WSD11-DR-P-6600.dgn |  | WSD11 | 111 | IA | PDI | 0103 | A | PRE FILTER 1 PDI | PRE FILTER 1 PDI | NON-HAZARDOUS |  |  | 1100 | [12 empty] | 42 | 1000 | 850 | 1100
0010329674 | AT_INST_ | WSD11-111-PDI-0105A | C4B | 131242-WSD11-DR-P-6600.dgn |  | WSD11 | 111 | IA | PDI | 0105 | A | AFTER FILTER 1 PDI | AFTER FILTER 1 PDI | NON-HAZARDOUS |  | 15 | 1100 | [12 empty] | 42 | 1000 | 850 | 1100
0010324955 | AT_INST_CS | WSD11-111-PE-0001 | C4B | 131242-WSD11-DR-P-6000.dgn | WSD11-111-G2D-00001A-15-SS16 | WSD11 | 111 | G2D | PE | 0001 |  | THP FEED PUMPS G2D HEADER 1 PE | THP FEED PUMPS G2D HEADER 1 PE | NON-HAZARDOUS |  | 25 | 600 | [7 empty] | -1 to 15 barg |  |  |  | 0 to 6 barg | 30 | 530 | 500 | 600 | [12 empty] | -1 to 15 barg | LOOP POWER
0010324960 | AT_INST_CS | WSD11-111-PE-0002 | C4B | 131242-WSD11-DR-P-6000.dgn | WSD11-111-G2D-00002A-25-SS16 | WSD11 | 111 | G2D | PE | 0002 |  | THP FEED PUMPS G2D HEADER 2 PE | THP FEED PUMPS G2D HEADER 2 PE | NON-HAZARDOUS |  | 15 | 600 | [7 empty] | -1 to 15 barg |  |  |  | 0 to 6 barg | 30 | 530 | 500 | 600 | [12 empty] | -1 to 15 barg | LOOP POWER
0010324958 | AT_INST_CS | WSD11-111-PE-0101A | C4B | 131242-WSD11-DR-P-6000.dgn | WSD11-111-DWAS-00101C-50-SS16 | WSD11 | 111 | DWAS | PE | 0101 | A | THP FEED PUMP 1 DISCAHRGE PE | THP FEED PUMP 1 DISCAHRGE PE | NON-HAZARDOUS |  | 50 | 1200 | [11 empty] | 0 to 10 barg | 25 | 1000 |  | 1200 |  | HH | H | L | 500 | [7 empty] | -1 to 25 barg
0010324957 | AT_INST_CS | WSD11-111-PE-0101B | C4B | 131242-WSD11-DR-P-6000.dgn | WSD11-111-DWAS-00101D-50-SS16 | WSD11 | 111 | DWAS | PE | 0101 | B | THP FEED PUMP 1 DISCHARGE PE | THP FEED PUMP 1 DISCHARGE PE | NON-HAZARDOUS |  | 50 | 1200 | [11 empty] | 0 to 10 barg | 25 | 1000 |  | 1200 |  | HH
0010324964 | AT_INST_CS | WSD11-111-PE-0102A | C4B | 131242-WSD11-DR-P-6000.dgn | WSD11-111-DWAS-00102C-50-SS16 | WSD11 | 111 | DWAS | PE | 0102 | A | THP FEED PUMP 2 DISCAHRGE PE | THP FEED PUMP 2 DISCAHRGE PE | NON-HAZARDOUS |  | 50 | 1200 | [11 empty] | 0 to 10 barg | 25 | 1000 |  | 1200 |  | HH | H | L | 500 | [7 empty] | -1 to 25 barg
0010324962 | AT_INST_CS | WSD11-111-PE-0102B | C4B | 131242-WSD11-DR-P-6000.dgn | WSD11-111-DWAS-00102D-50-SS16 | WSD11 | 111 | DWAS | PE | 0102 | B | THP FEED PUMP 2 DISCHARGE PE | THP FEED PUMP 2 DISCHARGE PE | NON-HAZARDOUS |  | 50 | 1200 | [11 empty] | 0 to 10 barg | 25 | 1000 |  | 1200 |  | HH
0010324966 | AT_INST_CS | WSD11-111-PE-0103 | C4B | 131242-WSD11-DR-P-6001.dgn | WSD11-111-DWAS-00103D-50-SS16 | WSD11 | 111 | DWAS | PE | 0103 |  | TRAIN 1 PULPER PE | TRAIN 1 PULPER PE | NON-HAZARDOUS |  | 50 | 500 | [12 empty] | 105 | 200 | [6 empty] | -50
0010324967 | AT_INST_CS | WSD11-111-PE-0104 | C4B | 131242-WSD11-DR-P-6001.dgn | WSD11-111-STLP-00101A-50-SS16 | WSD11 | 111 | STLP | PE | 0104 |  | TRAIN 1 PULPER PE | TRAIN 1 PULPER PE | NON-HAZARDOUS |  | 50 | 500 | [12 empty] | 105 | 200 |  |  |  | HH
0010325303 | AT_INST_CS | WSD11-111-PE-0105A | C4B | 131242-WSD11-DR-P-6002.dgn | WSD11-111-DWAS-00108C-50-SS16 | WSD11 | 111 | DWAS | PE | 0105 | A | TRAIN 1 REACTOR FEED PUMP PE | TRAIN 1 REACTOR FEED PUMP PE | NON-HAZARDOUS |  | 50 | 750 | [12 empty] | 95 | 600 | 600 | 600 |  | HH |  |  | 50
0010325298 | AT_INST_CS | WSD11-111-PE-0105B | C4B | 131242-WSD11-DR-P-6002.dgn | WSD11-111-DWAS-00106C-50-SS16 | WSD11 | 111 | DWAS | PE | 0105 | B | TRAIN 1 PULPER CIRC/REACTOR FEED PUMP PE | TRAIN 1 PULPER CIRC/REACTOR FEED PUMP PE | NON-HAZARDOUS |  | 50 | 750 | [12 empty] | 95 | 600 | 600 | 600 |  | HH |  |  | 50
0010325306 | AT_INST_CS | WSD11-111-PE-0105C | C4B | 131242-WSD11-DR-P-6002.dgn | WSD11-111-DWAS-00108C-50-SS16 | WSD11 | 111 | DWAS | PE | 0105 | C | TRAIN 1 REACTOR FEED PUMP PE | TRAIN 1 REACTOR FEED PUMP PE | NON-HAZARDOUS |  | 50 | 750 | [12 empty] | 95 | 600 | 600 | 600 |  | HH |  |  | 50
0010325302 | AT_INST_CS | WSD11-111-PE-0105D | C4B | 131242-WSD11-DR-P-6002.dgn | WSD11-111-DWAS-00106C-50-SS16 | WSD11 | 111 | DWAS | PE | 0105 | D | TRAIN 1 PULPER CIRC/REACTOR FEED PUMP PE | TRAIN 1 PULPER CIRC/REACTOR FEED PUMP PE | NON-HAZARDOUS |  | 50 | 750 | [12 empty] | 95 | 600 | 600 | 600 |  | HH |  |  | 50
0010324970 | AT_INST_CS | WSD11-111-PE-0106A | C4B | 131242-WSD11-DR-P-6003.dgn | WSD11-111-STLP-00118B-50-SS16 | WSD11 | 111 | STLP | PE | 0106 | A | TRAIN 1 REACTOR A PE | TRAIN 1 REACTOR A PE | NON-HAZARDOUS |  | 50 | 1250 | [12 empty] | 193 | 600 |  |  |  | HH
0010324972 | AT_INST_CS | WSD11-111-PE-0106B | C4B | 131242-WSD11-DR-P-6004.dgn | WSD11-111-STLP-00119B-50-SS16 | WSD11 | 111 | STLP | PE | 0106 | B | TRAIN 1 REACTOR B PE | TRAIN 1 REACTOR B PE | NON-HAZARDOUS |  | 50 | 1250 | [12 empty] | 193 | 600 |  |  |  | HH
0010324974 | AT_INST_CS | WSD11-111-PE-0106C | C4B | 131242-WSD11-DR-P-6005.dgn | WSD11-111-STLP-00120B-50-SS16 | WSD11 | 111 | STLP | PE | 0106 | C | TRAIN 1 REACTOR C PE | TRAIN 1 REACTOR C PE | NON-HAZARDOUS |  | 50 | 1250 | [12 empty] | 193 | 600 |  |  |  | HH
0010324983 | AT_INST_CS | WSD11-111-PE-0106D | C4B | 131242-WSD11-DR-P-6006.dgn | WSD11-111-STLP-00121B-50-SS16 | WSD11 | 111 | STLP | PE | 0106 | D | TRAIN 1 REACTOR D PE | TRAIN 1 REACTOR D PE | NON-HAZARDOUS |  | 50 | 1250 | [12 empty] | 193 | 600 |  |  |  | HH
0010324971 | AT_INST_CS | WSD11-111-PE-0107A | C4B | 131242-WSD11-DR-P-6003.dgn | WSD11-111-STHP-00102A-50-SS16 | WSD11 | 111 | STHP | PE | 0107 | A | TRAIN 1 REACTOR A PE | TRAIN 1 REACTOR A PE | NON-HAZARDOUS |  | 50 | 1250 | [12 empty] | 193 | 600 |  |  |  | HH
0010324973 | AT_INST_CS | WSD11-111-PE-0107B | C4B | 131242-WSD11-DR-P-6004.dgn | WSD11-111-STHP-00103A-50-SS16 | WSD11 | 111 | STHP | PE | 0107 | B | TRAIN 1 REACTOR B PE | TRAIN 1 REACTOR B PE | NON-HAZARDOUS |  | 50 | 1250 | [12 empty] | 193 | 600 |  |  |  | HH
0010324975 | AT_INST_CS | WSD11-111-PE-0107C | C4B | 131242-WSD11-DR-P-6005.dgn | WSD11-111-STHP-00104A-50-SS16 | WSD11 | 111 | STHP | PE | 0107 | C | TRAIN 1 REACTOR C PE | TRAIN 1 REACTOR C PE | NON-HAZARDOUS |  | 50 | 1250 | [12 empty] | 193 | 600 |  |  |  | HH
0010324982 | AT_INST_CS | WSD11-111-PE-0107D | C4B | 131242-WSD11-DR-P-6006.dgn | WSD11-111-STHP-00105A-50-SS16 | WSD11 | 111 | STHP | PE | 0107 | D | TRAIN 1 REACTOR D PE | TRAIN 1 REACTOR D PE | NON-HAZARDOUS |  | 50 | 1250 | [12 empty] | 193 | 600 |  |  |  | HH
0010324977 | AT_INST_CS | WSD11-111-PE-0108 | C4B | 131242-WSD11-DR-P-6007.dgn | WSD11-111-HS-00101A-50-SS16 | WSD11 | 111 | HS | PE | 0108 |  | TRAIN 1 FLASHTANK PE | TRAIN 1 FLASHTANK PE | NON-HAZARDOUS |  | 50 | 500 | [12 empty] | 107 | 30 |  |  |  | HH | H |  | -50
0010324976 | AT_INST_CS | WSD11-111-PE-0109 | C4B | 131242-WSD11-DR-P-6007.dgn | WSD11-111-STLP-00106A-50-SS16 | WSD11 | 111 | STLP | PE | 0109 |  | TRAIN 1 FLASHTANK PE | TRAIN 1 FLASHTANK PE | NON-HAZARDOUS |  | 50 | 500 | [12 empty] | 107 | 30 |  |  |  | HH | H |  | -50
0010324980 | AT_INST_CS | WSD11-111-PE-0110 | C4B | 131242-WSD11-DR-P-6010.dgn | WSD11-111-FA-00125B-50-SS16 | WSD11 | 111 | FA | PE | 0110 |  | TRAIN 1 PROCESS GAS SKID VESSEL PE | TRAIN 1 PROCESS GAS SKID VESSEL PE | NON-HAZARDOUS |  | 50 | 550 | [12 empty] | 50 | 320 | 200 | 350 |  | HH
0010324979 | AT_INST_CS | WSD11-111-PE-0111 | C4B | 131242-WSD11-DR-P-6010.dgn | WSD11-111-FA-00120B-50-SS16 | WSD11 | 111 | FA | PE | 0111 |  | TRAIN 1 PROCESS GAS SKID PE | TRAIN 1 PROCESS GAS SKID PE | NON-HAZARDOUS |  | 50 | 550 | [12 empty] | 50 | 320 | 200 | 350 |  | HH |  | L | -10
0010324981 | AT_INST_CS | WSD11-111-PE-0112 | C4B | 131242-WSD11-DR-P-6011.dgn | WSD11-111-STHP-00117A-50-SS16 | WSD11 | 111 | STHP | PE | 0112 |  | TRAIN 1 MAIN STEAM SUPPLY PE | TRAIN 1 MAIN STEAM SUPPLY PE | NON-HAZARDOUS |  | 50 | 1250 | [12 empty] | 193 | 1150 | 1050 | 1200 |  | HH | H | L | 600
0010324984 | AT_INST_CS | WSD11-111-PE-0113 | C4B | 131242-WSD11-DR-P-6012.dgn | WSD11-111-IA-00101-50-SS16 | WSD11 | 111 | IA | PE | 0113 |  | TRAIN 1 IA PE | TRAIN 1 IA PE | NON-HAZARDOUS |  | 50 | 900 | [12 empty] | 42 | 750 |  |  |  | HH | H | L | 500
0010324986 | AT_INST_CS | WSD11-111-PE-0114 | C4B | 131242-WSD11-DR-P-6013.dgn | WSD11-111-G2D-00110A-50-SS16 | WSD11 | 111 | G2D | PE | 0114 |  | TRAIN 1 G2D HEADER PE 1 | TRAIN 1 G2D HEADER PE 1 | NON-HAZARDOUS |  | 50 | 900 | [12 empty] | 30 | 620 | 600 | 700 |  | HH | H | L | 300
0010329549 | AT_INST_CS | WSD11-111-PE-0115 | C4B | 131242-WSD11-DR-P-6013.dgn | WSD11-111-G2D-00110B-50-SS16 | WSD11 | 111 | G2D | PE | 0115 |  | TRAIN 1 G2D HEADER PE 2 | TRAIN 1 G2D HEADER PE 2 | NON-HAZARDOUS |  | 50 | 900 | [12 empty] | 30 | 620 | 600 | 700 |  | HH | H | L | 300
0010324959 | AT_INST_CS | WSD11-111-PE-0201A | C4B | 131242-WSD11-DR-P-6000.dgn | WSD11-111-DWAS-00201C-50-SS16 | WSD11 | 111 | DWAS | PE | 0201 | A | THP FEED PUMP 3 DISCAHRGE PE | THP FEED PUMP 3 DISCAHRGE PE | NON-HAZARDOUS |  | 50 | 1200 | [11 empty] | 0 to 10 barg | 25 | 1000 |  | 1200 |  | HH | H | L | 500 | [7 empty] | -1 to 25 barg
0010324961 | AT_INST_CS | WSD11-111-PE-0201B | C4B | 131242-WSD11-DR-P-6000.dgn | WSD11-111-DWAS-00201D-50-SS16 | WSD11 | 111 | DWAS | PE | 0201 | B | THP FEED PUMP 1 DISCHARGE PE | THP FEED PUMP 1 DISCHARGE PE | NON-HAZARDOUS |  | 50 | 1200 | [11 empty] | 0 to 10 barg | 25 | 1000 |  | 1200 |  | HH
0010324965 | AT_INST_CS | WSD11-111-PE-0202A | C4B | 131242-WSD11-DR-P-6000.dgn | WSD11-111-DWAS-00202C-50-SS16 | WSD11 | 111 | DWAS | PE | 0202 | A | THP FEED PUMP 4 DISCAHRGE PE | THP FEED PUMP 4 DISCAHRGE PE | NON-HAZARDOUS |  | 50 | 1200 | [11 empty] | 0 to 10 barg | 25 | 1000 |  | 1200 |  | HH | H | L | 500 | [7 empty] | -1 to 25 barg
0010324963 | AT_INST_CS | WSD11-111-PE-0202B | C4B | 131242-WSD11-DR-P-6000.dgn | WSD11-111-DWAS-00202D-50-SS16 | WSD11 | 111 | DWAS | PE | 0202 | B | THP FEED PUMP 2 DISCHARGE PE | THP FEED PUMP 2 DISCHARGE PE | NON-HAZARDOUS |  | 50 | 1200 | [11 empty] | 0 to 10 barg | 25 | 1000 |  | 1200 |  | HH
0010325007 | AT_INST_CS | WSD11-111-PE-0203 | C4B | 131242-WSD11-DR-P-6019.dgn | WSD11-111-DWAS-00203D-50-SS16 | WSD11 | 111 | DWAS | PE | 0203 |  | TRAIN 2 PULPER PE | TRAIN 2 PULPER PE | NON-HAZARDOUS |  | 50 | 500 | [12 empty] | 105 | 200 | [6 empty] | -50
0010325006 | AT_INST_CS | WSD11-111-PE-0204 | C4B | 131242-WSD11-DR-P-6019.dgn | WSD11-111-STLP-00201A-50-SS16 | WSD11 | 111 | STLP | PE | 0204 |  | TRAIN 2 PULPER PE | TRAIN 2 PULPER PE | NON-HAZARDOUS |  | 50 | 500 | [12 empty] | 105 | 200 | [6 empty] | -50
0010325461 | AT_INST_CS | WSD11-111-PE-0205A | C4B | 131242-WSD11-DR-P-6020.dgn | WSD11-111-DWAS-00208C-50-SS16 | WSD11 | 111 | DWAS | PE | 0205 | A | TRAIN 2 REACTOR FEED PUMP PE | TRAIN 2 REACTOR FEED PUMP PE | NON-HAZARDOUS |  | 50 | 750 | [12 empty] | 95 | 600 | 600 | 600 |  | HH |  |  | 50
0010325458 | AT_INST_CS | WSD11-111-PE-0205B | C4B | 131242-WSD11-DR-P-6020.dgn | WSD11-111-DWAS-00206C-50-SS16 | WSD11 | 111 | DWAS | PE | 0205 | B | TRAIN 2 PULPER CIRCULATION/REACTOR FEED PUMP PE | TRAIN 2 PULPER CIRCULATION/REACTOR FEED PUMP PE | NON-HAZARDOUS |  | 50 | 750 | [12 empty] | 95 | 600 | 600 | 600 |  | HH |  |  | 50
0010325463 | AT_INST_CS | WSD11-111-PE-0205C | C4B | 131242-WSD11-DR-P-6020.dgn | WSD11-111-DWAS-00208C-50-SS16 | WSD11 | 111 | DWAS | PE | 0205 | C | TRAIN 2 REACTOR FEED PUMP PE | TRAIN 2 REACTOR FEED PUMP PE | NON-HAZARDOUS |  | 50 | 750 | [12 empty] | 95 | 600 | 600 | 600 |  | HH |  |  | 50
0010325465 | AT_INST_CS | WSD11-111-PE-0205D | C4B | 131242-WSD11-DR-P-6020.dgn | WSD11-111-DWAS-00206C-50-SS16 | WSD11 | 111 | DWAS | PE | 0205 | D | TRAIN 2 PULPER CIRC/REACTOR FEED PUMP PE | TRAIN 2 PULPER CIRC/REACTOR FEED PUMP PE | NON-HAZARDOUS |  | 50 | 750 | [12 empty] | 95 | 600 | 600 | 600 |  | HH |  |  | 50
0010325009 | AT_INST_CS | WSD11-111-PE-0206A | C4B | 131242-WSD11-DR-P-6021.dgn | WSD11-111-STLP-00218B-50-SS16 | WSD11 | 111 | STLP | PE | 0206 | A | TRAIN 2 REACTOR A PE | TRAIN 2 REACTOR A PE | NON-HAZARDOUS |  | 50 | 1250 | [12 empty] | 193 | 600 |  |  |  | HH
0010325011 | AT_INST_CS | WSD11-111-PE-0206B | C4B | 131242-WSD11-DR-P-6022.dgn | WSD11-111-STLP-00219B-50-SS16 | WSD11 | 111 | STLP | PE | 0206 | B | TRAIN 2 REACTOR B PE | TRAIN 2 REACTOR B PE | NON-HAZARDOUS |  | 50 | 1250 | [12 empty] | 193 | 600 |  |  |  | HH
0010325016 | AT_INST_CS | WSD11-111-PE-0206C | C4B | 131242-WSD11-DR-P-6023.dgn | WSD11-111-STLP-00220B-50-SS16 | WSD11 | 111 | STLP | PE | 0206 | C | TRAIN 2 REACTOR C PE | TRAIN 2 REACTOR C PE | NON-HAZARDOUS |  | 50 | 1250 | [12 empty] | 193 | 600 |  |  |  | HH
0010325018 | AT_INST_CS | WSD11-111-PE-0206D | C4B | 131242-WSD11-DR-P-6024.dgn | WSD11-111-STLP-00221B-50-SS16 | WSD11 | 111 | STLP | PE | 0206 | D | TRAIN 2 REACTOR D PE | TRAIN 2 REACTOR D PE | NON-HAZARDOUS |  | 50 | 1250 | [12 empty] | 193 | 600 |  |  |  | HH
0010325008 | AT_INST_CS | WSD11-111-PE-0207A | C4B | 131242-WSD11-DR-P-6021.dgn | WSD11-111-STHP-00202A-50-SS16 | WSD11 | 111 | STHP | PE | 0207 | A | TRAIN 2 REACTOR A PE | TRAIN 2 REACTOR A PE | NON-HAZARDOUS |  | 50 | 1250 | [12 empty] | 193 | 600 |  |  |  | HH
0010325012 | AT_INST_CS | WSD11-111-PE-0207B | C4B | 131242-WSD11-DR-P-6022.dgn | WSD11-111-STHP-00203A-50-SS16 | WSD11 | 111 | STHP | PE | 0207 | B | TRAIN 2 REACTOR B PE | TRAIN 2 REACTOR B PE | NON-HAZARDOUS |  | 50 | 1250 | [12 empty] | 193 | 600 |  |  |  | HH
0010325017 | AT_INST_CS | WSD11-111-PE-0207C | C4B | 131242-WSD11-DR-P-6023.dgn | WSD11-111-STHP-00204A-50-SS16 | WSD11 | 111 | STHP | PE | 0207 | C | TRAIN 2 REACTOR C PE | TRAIN 2 REACTOR C PE | NON-HAZARDOUS |  | 50 | 1250 | [12 empty] | 193 | 600 |  |  |  | HH
0010325019 | AT_INST_CS | WSD11-111-PE-0207D | C4B | 131242-WSD11-DR-P-6024.dgn | WSD11-111-STHP-00205A-50-SS16 | WSD11 | 111 | STHP | PE | 0207 | D | TRAIN 2 REACTOR C PE | TRAIN 2 REACTOR C PE | NON-HAZARDOUS |  | 50 | 1250 | [12 empty] | 193 | 600 |  |  |  | HH
0010325021 | AT_INST_CS | WSD11-111-PE-0208 | C4B | 131242-WSD11-DR-P-6025.dgn | WSD11-111-HS-00201A-50-SS16 | WSD11 | 111 | HS | PE | 0208 |  | TRAIN 2 FLASHTANK PE | TRAIN 2 FLASHTANK PE | NON-HAZARDOUS |  | 50 | 500 | [12 empty] | 107 | 30 |  |  |  | HH | H |  | -50
0010325020 | AT_INST_CS | WSD11-111-PE-0209 | C4B | 131242-WSD11-DR-P-6025.dgn | WSD11-111-STHP-00206A-50-SS16 | WSD11 | 111 | STHP | PE | 0209 |  | TRAIN 2 FLASHTANK PE | TRAIN 2 FLASHTANK PE | NON-HAZARDOUS |  | 50 | 500 | [12 empty] | 107 | 30 |  |  |  | HH | H |  | -50
0010325023 | AT_INST_CS | WSD11-111-PE-0210 | C4B | 131242-WSD11-DR-P-6028.dgn | WSD11-111-FA-00225B-50-SS16 | WSD11 | 111 | FA | PE | 0210 |  | TRAIN 2 PROCESS GAS SKID VESSEL PE | TRAIN 2 PROCESS GAS SKID VESSEL PE | NON-HAZARDOUS |  | 50 | 550 | [12 empty] | 50 | 320 | 200 | 350 |  | HH
0010325022 | AT_INST_CS | WSD11-111-PE-0211 | C4B | 131242-WSD11-DR-P-6028.dgn | WSD11-111-FA-00220B-50-SS16 | WSD11 | 111 | FA | PE | 0211 |  | TRAIN 2 PROCESS GAS SKID PE | TRAIN 2 PROCESS GAS SKID PE | NON-HAZARDOUS |  | 50 | 550 | [12 empty] | 50 | 320 | 200 | 350 |  | HH |  | L | -10
0010325025 | AT_INST_CS | WSD11-111-PE-0212 | C4B | 131242-WSD11-DR-P-6029.dgn | WSD11-111-STHP-00217A-50-SS16 | WSD11 | 111 | STHP | PE | 0212 |  | TRAIN 2 MAIN STEAM SUPPLY PE | TRAIN 2 MAIN STEAM SUPPLY PE | NON-HAZARDOUS |  | 50 | 1250 | [12 empty] | 193 | 1150 | 1050 | 1200 |  | HH | H | L | 600
0010325024 | AT_INST_CS | WSD11-111-PE-0213 | C4B | 131242-WSD11-DR-P-6030.dgn | WSD11-111-IA-00201A-50-SS16 | WSD11 | 111 | IA | PE | 0213 |  | TRAIN 2 IA PE | TRAIN 2 IA PE | NON-HAZARDOUS |  | 50 | 900 | [12 empty] | 42 | 750 |  |  |  | HH | H | L | 500
0010325026 | AT_INST_CS | WSD11-111-PE-0214 | C4B | 131242-WSD11-DR-P-6031.dgn | WSD11-111-G2D-00210A-50-SS16 | WSD11 | 111 | G2D | PE | 0214 |  | TRAIN 2 G2D HEADER PE 1 | TRAIN 2 G2D HEADER PE 1 | NON-HAZARDOUS |  | 50 | 900 | [12 empty] | 30 | 620 | 600 | 700 |  | HH | H | L | 300
0010325027 | AT_INST_CS | WSD11-111-PE-0215 | C4B | 131242-WSD11-DR-P-6031.dgn | WSD11-111-G2D-00210B-50-SS16 | WSD11 | 111 | G2D | PE | 0215 |  | TRAIN 2 G2D HEADER PE 2 | TRAIN 2 G2D HEADER PE 2 | NON-HAZARDOUS |  | 50 | 900 | [12 empty] | 30 | 620 | 600 | 700 |  | HH | H | L | 300
0010334609 | AT_INST_CS | WSD11-111-PE-1102 | C4B | 131242-WSD11-DR-P-6051.dgn | WSD11-111-STHP-00011A-15-SS16 | WSD11 | 111 | STHP | PE | 1102 |  | TRAIN 1 STHP INLET PE | TRAIN 1 STHP INLET PE | NON-HAZARDOUS |  | 50 | 1500 | [12 empty] | 195 | 1150 | 1050 | 1200 |  | HH | H | L | 1150
0010334706 | AT_INST_CS | WSD11-111-PE-1202 | C4B | 131242-WSD11-DR-P-6051.dgn | WSD11-111-STHP-00012-15-SS16 | WSD11 | 111 | STHP | PE | 1202 |  | TRAIN 2 STHP INLET PE | TRAIN 2 STHP INLET PE | NON-HAZARDOUS |  | 50 | 1500 | [12 empty] | 195 | 1150 | 1050 | 1200 |  | HH | H | L | 1150
0010279709 | AT_INST_ | WSD11-111-PI-1104 | C4B | 131242-WSD11-DR-P-6050.dgn | WSD11-111-STHP-00001B-25-SS16 | WSD11 | 111 | STHP | PI | 1104 |  | STHP INLET TO DE SUPERHEATER 1 PI | STHP INLET TO DE SUPERHEATER 1 PI | NON-HAZARDOUS |  | 15 | 1500 |  |  |  | BOURDON TUBE | ALH-02-4TM-D26/_PY_ZL_RX_SX_PW_PS2 | SS316 | IP65 | 0 - 2500 kPag | SS316 | NA |  |  | 217 | 1220 | 1200 | 1240 | [5 empty] | SS316 | IP65 | NA | NA | NA | 2% of Span | NA |  | NA | NA | NA | NA | NA | NA | NA | NA | NA | [14 empty] | BAUMER | BAUMER | www.baumer.com | +65 6291 2677 | +65 6291 2077 | sales.sg@baumer.com | India
0010334576 | AT_INST_ | WSD11-111-PI-1105 | C4B | 131242-WSD11-DR-P-6051.dgn | WSD11-111-STHP-00011-15-SS16 | WSD11 | 111 | STHP | PI | 1105 |  | DESUPERHEATER 1 OUTLET TO THP 1 PI | DESUPERHEATER 1 OUTLET TO THP 1 PI | NON-HAZARDOUS |  | 15 | 1500 |  |  |  | BOURDON TUBE | ALH-02-4TM-D26/_PY_ZL_RX_SX_PW_PS2 | SS316 | IP65 | 0 - 2500 kPag | SS316 | NA |  |  | 195 | 1150 | 1050 | 1200 | [5 empty] | SS316 | IP65 | NA | NA | NA | 2% of Span | NA |  | NA | NA | NA | NA | NA | NA | NA | NA | NA | [14 empty] | BAUMER | BAUMER | www.baumer.com | +65 6291 2677 | +65 6291 2077 | sales.sg@baumer.com | India
0010310132 | AT_INST_ | WSD11-111-PI-1111A | C4B | 131242-WSD11-DR-P-6050.dgn | WSD11-111-G1-00102A-15-SS16 | WSD11 | 111 | G1 | PI | 1111 | A | G1 BOOSTER PUMP A DISCHAGRE PI | G1 BOOSTER PUMP A DISCHAGRE PRESSURE INDICATOR | NON-HAZARDOUS |  | 15 | 2300 |  |  |  | BOURDON TUBE | ALH-02-4TM-B27/_PY_ZL_RX_SX_PW_PS2 | SS316 | IP65 | 0 - 40 Barg | SS316 | NA |  |  | 30 | 1750 | 1700 | 2100 | [5 empty] | SS316 | IP65 | NA | NA | NA | 2% of Span | NA |  | NA | NA | NA | NA | NA | NA | NA | NA | NA | [14 empty] | BAUMER | BAUMER | www.baumer.com | +65 6291 2677 | +65 6291 2077 | sales.sg@baumer.com | India
0010310133 | AT_INST_ | WSD11-111-PI-1111B | C4B | 131242-WSD11-DR-P-6050.dgn | WSD11-111-G1-00202A-15-SS16 | WSD11 | 111 | G1 | PI | 1111 | B | G1 BOOSTER PUMP B DISCHAGRE PI | G1 BOOSTER PUMP B DISCHAGRE PRESSURE INDICATOR | NON-HAZARDOUS |  | 15 | 2300 |  |  |  | BOURDON TUBE | ALH-02-4TM-B27/_PY_ZL_RX_SX_PW_PS2 | SS316 | IP65 | 0 - 40 Barg | SS316 | NA |  |  | 30 | 1750 | 1700 | 2100 | [5 empty] | SS316 | IP65 | NA | NA | NA | 2% of Span | NA |  | NA | NA | NA | NA | NA | NA | NA | NA | NA | [14 empty] | BAUMER | BAUMER | www.baumer.com | +65 6291 2677 | +65 6291 2077 | sales.sg@baumer.com | India
0010279787 | AT_INST_ | WSD11-111-PI-1204 | C4B | 131242-WSD11-DR-P-6050.dgn | WSD11-111-STHP-00002-25-SS16 | WSD11 | 111 | STHP | PI | 1204 |  | STHP INLET TO DE SUPERHEATER 2 PI | STHP INLET TO DE SUPERHEATER 2 PI | NON-HAZARDOUS |  | 15 | 1500 |  |  |  | BOURDON TUBE | ALH-02-4TM-D26/_PY_ZL_RX_SX_PW_PS2 | SS316 | IP65 | 0 - 2500 kPag | SS316 | NA |  |  | 217 | 1220 | 1200 | 1240 | [5 empty] | SS316 | IP65 | NA | NA | NA | 2% of Span | NA |  | NA | NA | NA | NA | NA | NA | NA | NA | NA | [14 empty] | BAUMER | BAUMER | www.baumer.com | +65 6291 2677 | +65 6291 2077 | sales.sg@baumer.com | India
0010334581 | AT_INST_ | WSD11-111-PI-1205 | C4B | 131242-WSD11-DR-P-6051.dgn | WSD11-111-STHP-00012C-15-SS16 | WSD11 | 111 | STHP | PI | 1205 |  | DESUPERHEATER 2 OUTLET TO THP 2 PI | DESUPERHEATER 2 OUTLET TO THP 2 PI | NON-HAZARDOUS |  | 15 | 1500 |  |  |  | BOURDON TUBE | ALH-02-4TM-D26/_PY_ZL_RX_SX_PW_PS2 | SS316 | IP65 | 0 - 2500 kPag | SS316 | NA |  |  | 195 | 1150 | 1050 | 1200 | [5 empty] | SS316 | IP65 | NA | NA | NA | 2% of Span | NA |  | NA | NA | NA | NA | NA | NA | NA | NA | NA | [14 empty] | BAUMER | BAUMER | www.baumer.com | +65 6291 2677 | +65 6291 2077 | sales.sg@baumer.com | India
0010334567 | AT_INST_ | WSD11-111-PI-2102 | C4B | 131242-WSD11-DR-P-6051.dgn | WSD11-111-STHP-00005D-15-SS16 | WSD11 | 111 | STHP | PI | 2102 |  | DESUPERHEATER 1 OUTLET TO STEAM SPARGER PI | DESUPERHEATER 1 OUTLET TO STEAM SPARGER PI | NON-HAZARDOUS |  | 15 | 1500 |  |  |  | BOURDON TUBE | ALH-02-4TM-D26/_PY_ZL_RX_SX_PW_PS2 | SS316 | IP65 | 0 - 2500 kPag | SS316 | NA |  |  | 195 | 1150 | 1050 | 1200 | [5 empty] | SS316 | IP65 | NA | NA | NA | 2% of Span | NA |  | NA | NA | NA | NA | NA | NA | NA | NA | NA | [14 empty] | BAUMER | BAUMER | www.baumer.com | +65 6291 2677 | +65 6291 2077 | sales.sg@baumer.com | India
0010335399 | AT_INST_ | WSD11-111-PI-2201 | C4B | 131242-WSD11-DR-P-6063.dgn | WSD11-111-STHP-00005G-15-SS16 | WSD11 | 111 | STHP | PI | 2201 |  | STEAM SPARGE A PI | STEAM SPARGE A PI | NON-HAZARDOUS |  | 15 | 1500 | [13 empty] | 1220 | 1200 | 1240
0010334601 | AT_INST_ | WSD11-111-PI-2202 | C4B | 131242-WSD11-DR-P-6051.dgn | WSD11-111-STHP-00006-150-SS16 | WSD11 | 111 | DWAS | PI | 2202 |  | DESUPERHEATER 2 OUTLET TO STEAM SPARGER PI | DESUPERHEATER 2 OUTLET TO STEAM SPARGER PI | NON-HAZARDOUS |  | 15 |  |  |  |  | BOURDON TUBE | ALH-02-4TM-D26/_PY_ZL_RX_SX_PW_PS2 | SS316 | IP65 | 0 - 2500 kPag | SS316 | NA | [11 empty] | SS316 | IP65 | NA | NA | NA | 2% of Span | NA |  | NA | NA | NA | NA | NA | NA | NA | NA | NA | [14 empty] | BAUMER | BAUMER | www.baumer.com | +65 6291 2677 | +65 6291 2077 | sales.sg@baumer.com | India
0010335397 | AT_INST_ | WSD11-111-PI-2203 | C4B | 131242-WSD11-DR-P-6063.dgn | WSD11-111-STHP-00001A-15-SS16 | WSD11 | 111 | STHP | PI | 2203 |  | STEAM SPARGE B PI | STEAM SPARGE B PI | NON-HAZARDOUS |  | 15 | 1500 | [13 empty] | 1220 | 1200 | 1240
0010312216 | AT_INST_ | WSD11-111-PIA-0002 | C4B | 131242-WSD11-DR-P-6000.dgn |  | WSD11 | 111 | G2D | PIA | 0002 |  | THP FEED PUMPS G2D HEADER 2 PIA | THP FEED PUMPS G2D HEADER 2 PIA | NON-HAZARDOUS |  |  | 600 | [7 empty] | -1 to 15 barg |  |  |  | 0 to 15 barg | 30 | 530 | 500 | 600 | [8 empty] | SOFT I/O |  |  |  | -1 to 15 barg
0010311872 | AT_INST_ | WSD11-111-PIA-0101A | C4B | 131242-WSD11-DR-P-6000.dgn |  | WSD11 | 111 | DWAS | PIA | 0101 | A | THP FEED PUMP 1 DISCAHRGE PIA | THP FEED PUMP 1 DISCAHRGE PIA | NON-HAZARDOUS |  |  | 1200 | [7 empty] | -1 to 25 barg |  |  |  | 0 to 25 barg | 25 | 1000 |  | 1200 |  | HH | H | L | 500 |  |  |  | SOFT I/O |  |  |  | -1 to 25 barg | [7 empty] | WSD11-RIO-0101
0010311891 | AT_INST_ | WSD11-111-PIA-0102A | C4B | 131242-WSD11-DR-P-6000.dgn |  | WSD11 | 111 | DWAS | PIA | 0102 | A | THP FEED PUMP 2 DISCAHRGE PIA | THP FEED PUMP 2 DISCAHRGE PIA | NON-HAZARDOUS |  |  | 1200 | [7 empty] | -1 to 25 barg |  |  |  | 0 to 25 barg | 25 | 1000 |  | 1200 |  | HH | H | L | 500 |  |  |  | SOFT I/O |  |  |  | -1 to 25 barg | [7 empty] | WSD11-RIO-0101
0010278988 | AT_INST_ | WSD11-111-PIA-0103 | C4B | 131242-WSD11-DR-P-6001.dgn |  | WSD11 | 111 | DWAS | PIA | 0103 |  | TRAIN 1 PULPER PIA | TRAIN 1 PULPER PIA | NON-HAZARDOUS |  |  | 500 | [7 empty] | -1 to 15 barg |  |  |  | 0 to 15 barg | 105 | 200 | [6 empty] | -50 |  |  |  | SOFT I/O |  |  |  | -1 to 15 barg | [7 empty] | WSD11-RIO-0101
0010311903 | AT_INST_ | WSD11-111-PIA-0105A | C4B | 131242-WSD11-DR-P-6002.dgn |  | WSD11 | 111 | DWAS | PIA | 0105 | A | TRAIN 1 REACTOR FEED PUMP PIA | TRAIN 1 REACTOR FEED PUMP PIA | NON-HAZARDOUS |  | 50 | 750 | [7 empty] | -1 to 15 barg |  |  |  | 0 to 15 barg | 95 | 600 | 600 | 600 |  | HH |  |  | 50 |  |  |  | SOFT I/O |  |  |  | -1 to 15 barg | [7 empty] | WSD11-RIO-0101
0010311904 | AT_INST_ | WSD11-111-PIA-0105B | C4B | 131242-WSD11-DR-P-6002.dgn |  | WSD11 | 111 | DWAS | PIA | 0105 | B | TRAIN 1 PULPER CIRC/REACTOR FEED PUMP PIA | TRAIN 1 PULPER CIRC/REACTOR FEED PUMP PIA | NON-HAZARDOUS |  | 50 | 750 | [7 empty] | -1 to 15 barg |  |  |  | 0 to 15 barg | 95 | 600 | 600 | 600 |  | HH |  |  | 50 |  |  |  | SOFT I/O |  |  |  | -1 to 15 barg | [7 empty] | WSD11-RIO-0101
0010279445 | AT_INST_ | WSD11-111-PIA-0108 | C4B | 131242-WSD11-DR-P-6007.dgn |  | WSD11 | 111 | SHYP | PIA | 0108 |  | TRAIN 1 FLASHTANK PIA | TRAIN 1 FLASHTANK PIA | NON-HAZARDOUS |  |  | 500 | [7 empty] | -1 to 15 barg |  |  |  | 0 to 15 barg | 107 | 30 |  |  |  | HH | H |  | -50 |  |  |  | SOFT I/O |  |  |  | -1 to 15 barg | [7 empty] | WSD11-RIO-0101
0010277496 | AT_INST_ | WSD11-111-PIA-0111 | C4B | 131242-WSD11-DR-P-6010.dgn |  | WSD11 | 111 | FA | PIA | 0111 |  | TRAIN 1 PROCESS GAS SKID PIA | TRAIN 1 PROCESS GAS SKID PIA | NON-HAZARDOUS |  |  | 550 | [7 empty] | -1 to 15 barg |  |  |  | 0 to 15 barg | 50 | 320 | 200 | 350 |  | HH |  | L | -10 |  |  |  | SOFT I/O |  |  |  | -1 to 15 barg | [7 empty] | WSD11-RIO-0101
0010278855 | AT_INST_ | WSD11-111-PIA-0112 | C4B | 131242-WSD11-DR-P-6011.dgn |  | WSD11 | 111 | STHP | PIA | 0112 |  | TRAIN 1 STHP PIA | TRAIN 1 STHP PIA | NON-HAZARDOUS |  |  | 1250 | [7 empty] | -1 to 15 barg |  |  |  | 0 to 15 barg | 193 | 1150 | 1050 | 1200 |  | HH | H | L | 600 |  |  |  | SOFT I/O |  |  |  | -1 to 15 barg | [7 empty] | WSD11-RIO-0101
0010279164 | AT_INST_ | WSD11-111-PIA-0114 | C4B | 131242-WSD11-DR-P-6013.dgn |  | WSD11 | 111 | G2D | PIA | 0114 |  | TRAIN 1 G2D HEADER 1 PIA | TRAIN 1 G2D HEADER 1 PIA | NON-HAZARDOUS |  |  | 900 | [7 empty] | -1 to 15 barg |  |  |  | 0 to 15 barg | 30 | 620 | 600 | 700 |  | HH | H | L | 300 |  |  |  | SOFT I/O |  |  |  | -1 to 15 barg | [7 empty] | WSD11-RIO-0101
0010279166 | AT_INST_ | WSD11-111-PIA-0115 | C4B | 131242-WSD11-DR-P-6013.dgn |  | WSD11 | 111 | G2D | PIA | 0115 |  | TRAIN 1 G2D HEADER 2 PIA | TRAIN 1 G2D HEADER 2 PIA | NON-HAZARDOUS |  |  | 900 | [7 empty] | -1 to 15 barg |  |  |  | 0 to 15 barg | 30 | 620 | 600 | 700 |  | HH | H | L | 300 |  |  |  | SOFT I/O |  |  |  | -1 to 15 barg | [7 empty] | WSD11-RIO-0101
0010311896 | AT_INST_ | WSD11-111-PIA-0201A | C4B | 131242-WSD11-DR-P-6000.dgn |  | WSD11 | 111 | DWAS | PIA | 0201 | A | THP FEED PUMP 3 DISCAHRGE PIA | THP FEED PUMP 3 DISCAHRGE PIA | NON-HAZARDOUS |  |  | 1200 | [7 empty] | -1 to 25 barg |  |  |  | 0 to 25 barg | 25 | 1000 |  | 1200 |  | HH | H | L | 500 |  |  |  | SOFT I/O |  |  |  | -1 to 25 barg | [7 empty] | WSD11-RIO-0201
0010311895 | AT_INST_ | WSD11-111-PIA-0202A | C4B | 131242-WSD11-DR-P-6000.dgn |  | WSD11 | 111 | DWAS | PIA | 0202 | A | THP FEED PUMP 4 DISCAHRGE PIA | THP FEED PUMP 4 DISCAHRGE PIA | NON-HAZARDOUS |  |  | 1200 | [7 empty] | -1 to 25 barg |  |  |  | 0 to 25 barg | 25 | 1000 |  | 1200 |  | HH | H | L | 500 |  |  |  | SOFT I/O |  |  |  | -1 to 25 barg | [7 empty] | WSD11-RIO-0201
0010282173 | AT_INST_ | WSD11-111-PIA-0203 | C4B | 131242-WSD11-DR-P-6019.dgn |  | WSD11 | 111 | DWAS | PIA | 0203 |  | TRAIN 2 PULPER PIA | TRAIN 2 PULPER PIA | NON-HAZARDOUS |  |  | 500 | [7 empty] | -1 to 15 barg |  |  |  | 0 to 15 barg | 105 | 200 | [6 empty] | -50 |  |  |  | SOFT I/O |  |  |  | -1 to 15 barg | [7 empty] | WSD11-RIO-0201
0010282245 | AT_INST_ | WSD11-111-PIA-0205A | C4B | 131242-WSD11-DR-P-6020.dgn |  | WSD11 | 111 | DWAS | PIA | 0205 | A | TRAIN 2 REACTOR FEED PUMP PIA | TRAIN 2 REACTOR FEED PUMP PIA | NON-HAZARDOUS |  |  | 750 | [7 empty] | -1 to 15 barg |  |  |  | 0 to 15 barg | 95 | 600 | 600 | 600 |  | HH |  |  | 50 |  |  |  | SOFT I/O |  |  |  | -1 to 15 barg | [7 empty] | WSD11-RIO-0201
0010282289 | AT_INST_ | WSD11-111-PIA-0205B | C4B | 131242-WSD11-DR-P-6020.dgn |  | WSD11 | 111 | DWAS | PIA | 0205 | B | TRAIN 2 PULPER CIRC/REACTOR FEED PUMP PIA | TRAIN 2 PULPER CIRC/REACTOR FEED PUMP PIA | NON-HAZARDOUS |  |  | 750 | [7 empty] | -1 to 15 barg |  |  |  | 0 to 15 barg | 95 | 600 | 600 | 600 |  | HH |  |  | 50 |  |  |  | SOFT I/O |  |  |  | -1 to 15 barg | [7 empty] | WSD11-RIO-0201
0010282759 | AT_INST_ | WSD11-111-PIA-0208 | C4B | 131242-WSD11-DR-P-6025.dgn |  | WSD11 | 111 | HS | PIA | 0208 |  | TRAIN 2 FLASHTANK PIA | TRAIN 2 FLASHTANK PIA | NON-HAZARDOUS |  |  | 500 | [7 empty] | -1 to 15 barg |  |  |  | 0 to 15 barg | 107 | 30 |  |  |  | HH | H |  | -50 |  |  |  | SOFT I/O |  |  |  | -1 to 15 barg | [7 empty] | WSD11-RIO-0201
0010283027 | AT_INST_ | WSD11-111-PIA-0211 | C4B | 131242-WSD11-DR-P-6028.dgn |  | WSD11 | 111 | FA | PIA | 0211 |  | TRAIN 2 PROCESS GAS SKID PIA | TRAIN 2 PROCESS GAS SKID PIA | NON-HAZARDOUS |  |  | 550 | [7 empty] | -1 to 15 barg |  |  |  | 0 to 15 barg | 50 | 320 | 200 | 350 |  | HH |  | L | -10 |  |  |  | SOFT I/O |  |  |  | -1 to 15 barg | [7 empty] | WSD11-RIO-0201
0010283166 | AT_INST_ | WSD11-111-PIA-0212 | C4B | 131242-WSD11-DR-P-6029.dgn |  | WSD11 | 111 | STHP | PIA | 0212 |  | TRAIN 2 STHP PIA | TRAIN 2 STHP PIA | NON-HAZARDOUS |  |  | 1250 | [7 empty] | -1 to 15 barg |  |  |  | 0 to 15 barg | 193 | 1150 | 1050 | 1200 |  | HH | H | L | 600 |  |  |  | SOFT I/O |  |  |  | -1 to 15 barg | [7 empty] | WSD11-RIO-0201
0010283258 | AT_INST_ | WSD11-111-PIA-0213 | C4B | 131242-WSD11-DR-P-6030.dgn |  | WSD11 | 111 | IA | PIA | 0213 |  | TRAIN 2 IA PIA | TRAIN 2 IA PIA | NON-HAZARDOUS |  |  | 900 | [7 empty] | -1 to 15 barg |  |  |  | 0 to 15 barg | 42 | 750 |  |  |  | HH | H | L | 500 |  |  |  | SOFT I/O |  |  |  | -1 to 15 barg | [7 empty] | WSD11-RIO-0201
0010283326 | AT_INST_ | WSD11-111-PIA-0214 | C4B | 131242-WSD11-DR-P-6031.dgn |  | WSD11 | 111 | G2D | PIA | 0214 |  | TRAIN 2 G2D HEADER 1 PIA | TRAIN 2 G2D HEADER 1 PIA | NON-HAZARDOUS |  |  | 900 | [7 empty] | -1 to 15 barg |  |  |  | 0 to 15 barg | 30 | 620 | 600 | 700 |  | HH | H | L | 300 |  |  |  | SOFT I/O |  |  |  | -1 to 15 barg | [7 empty] | WSD11-RIO-0201
0010283328 | AT_INST_ | WSD11-111-PIA-0215 | C4B | 131242-WSD11-DR-P-6031.dgn |  | WSD11 | 111 | G2D | PIA | 0215 |  | TRAIN 2 G2D HEADER 2 PIA | TRAIN 2 G2D HEADER 2 PIA | NON-HAZARDOUS |  |  | 900 | [7 empty] | -1 to 15 barg |  |  |  | 0 to 15 barg | 30 | 620 | 600 | 700 |  | HH | H | L | 300 |  |  |  | SOFT I/O |  |  |  | -1 to 15 barg | [7 empty] | WSD11-RIO-0201
0010297892 | AT_INST_ | WSD11-111-PIA-1101 | C4B | 131242-WSD11-DR-P-6050.dgn |  | WSD11 | 111 | STHP | PIA | 1101 |  | STHP INLET TO DE SUPERHEATER 1 PIT | STHP INLET TO DE SUPERHEATER 1 PIT | NON-HAZARDOUS |  |  | 1500 | [7 empty] | -1 to 15 barg |  |  |  | 0 to 15 barg | 217 | 1220 | 1200 | 1240 |  | HH | H | L | 1150 |  |  |  | SOFT I/O |  |  |  | -1 to 15 barg | [7 empty] | WSD11-RIO-0002A
0010334709 | AT_INST_ | WSD11-111-PIA-1102 | C4B | 131242-WSD11-DR-P-6051.dgn |  | WSD11 | 111 | STHP | PIA | 1102 |  | DESUPERHEATED STEAM PIA | DESUPERHEATED STEAM PIA | NON-HAZARDOUS |  | 15 | 1500 | [7 empty] | -1 to 15 barg |  |  |  | 0 to 15 barg | 195 | 1150 | 1050 | 1200 |  | HH | H | L | 1150 |  |  |  | SOFT I/O |  |  |  | -1 to 15 barg | [7 empty] | WSD11-RIO-0002B
0010334700 | AT_INST_ | WSD11-111-PIA-1103 | C4B | 131242-WSD11-DR-P-6051.dgn |  | WSD11 | 111 | STHP | PIA | 1103 |  | STHP INLET TO DE SUPERHEATER 1 PIA | STHP INLET TO DE SUPERHEATER 1 PIA | NON-HAZARDOUS |  | 15 | 1500 | [7 empty] | -1 to 15 barg |  |  |  | 0 to 15 barg | 195 | 1150 | 1050 | 1200 |  | HH | H | L | 1150 |  |  |  | SOFT I/O |  |  |  | -1 to 15 barg | [7 empty] | WSD11-RIO-0002A
0010333956 | AT_INST_ | WSD11-111-PIA-1105 | C4B | 131242-WSD11-DR-P-6050.dgn |  | WSD11 | 111 | STHP | PIA | 1105 |  | STEAM SUPPLY HEADER 1 PIA 1 | STEAM SUPPLY HEADER 1 PIA 1 | NON-HAZARDOUS |  | 15 | 1500 | [12 empty] | 217 | 1220 | 1200 | 1240 |  | HH | H | L | 1150 |  |  |  | SOFT I/O
0010297894 | AT_INST_ | WSD11-111-PIA-1201 | C4B | 131242-WSD11-DR-P-6050.dgn |  | WSD11 | 111 | STHP | PIA | 1201 |  | STHP INLET TO DE SUPERHEATER 2 PIT | STHP INLET TO DE SUPERHEATER 2 PIT | NON-HAZARDOUS |  |  | 1500 | [7 empty] | -1 to 15 barg |  |  |  | 0 to 15 barg | 217 | 1220 | 1200 | 1240 |  | HH | H | L | 1150 |  |  |  | SOFT I/O |  |  |  | -1 to 15 barg | [7 empty] | WSD11-RIO-0002B
0010334710 | AT_INST_ | WSD11-111-PIA-1202 | C4B | 131242-WSD11-DR-P-6051.dgn |  | WSD11 | 111 | STHP | PIA | 1202 |  | DESUPERHEATED STEAM PIA | DESUPERHEATED STEAM PIA | NON-HAZARDOUS |  | 15 | 1500 | [7 empty] | -1 to 15 barg |  |  |  | 0 to 15 barg | 195 | 1150 | 1050 | 1200 |  | HH | H | L | 1150 |  |  |  | SOFT I/O |  |  |  | -1 to 15 barg
0010334593 | AT_INST_ | WSD11-111-PIA-1203 | C4B | 131242-WSD11-DR-P-6051.dgn |  | WSD11 | 111 | STHP | PIA | 1203 |  | STHP INLET TO DE SUPERHEATER 2 PIA | STHP INLET TO DE SUPERHEATER 2 PIA | NON-HAZARDOUS |  | 15 | 1500 | [7 empty] | -1 to 15 barg |  |  |  | 0 to 15 barg | 195 | 1150 | 1050 | 1200 |  | HH | H | L | 1150 |  |  |  | SOFT I/O |  |  |  | -1 to 15 barg | [7 empty] | WSD11-RIO-0002B
0010333995 | AT_INST_ | WSD11-111-PIA-1205 | C4B | 131242-WSD11-DR-P-6050.dgn |  | WSD11 | 111 | STHP | PIA | 1205 |  | STEAM SUPPLY HEADER 2 PIA 1 | STEAM SUPPLY HEADER 2 PIA 1 | NON-HAZARDOUS |  | 15 | 1500 | [12 empty] | 217 | 1220 | 1200 | 1240 |  | HH | H | L | 1150 |  |  |  | SOFT I/O
0010334574 | AT_INST_ | WSD11-111-PIA-2101 | C4B | 131242-WSD11-DR-P-6051.dgn |  | WSD11 | 111 | STHP | PIA | 2101 |  | DE SUPERHEATER 1 OUTLET TO STEAM SPARGER PIA | DE SUPERHEATER 1 OUTLET TO STEAM SPARGER PIA | NON-HAZARDOUS |  | 15 | 1500 | [7 empty] | -1 to 15 barg |  |  |  | 0 to 15 barg | 195 | 1150 | 1050 | 1200 |  | HH | H | L | 1150 |  |  |  | SOFT I/O |  |  |  | -1 to 15 barg | [7 empty] | WSD11-RIO-0002A
0010334616 | AT_INST_ | WSD11-111-PIA-2201 | C4B | 131242-WSD11-DR-P-6051.dgn |  | WSD11 | 111 | STHP | PIA | 2201 |  | DE SUPERHEATER 2 OUTLET TO STEAM SPARGER PIA | DE SUPERHEATER 2 OUTLET TO STEAM SPARGER PIA | NON-HAZARDOUS |  |  | 1500 | [7 empty] | -1 to 15 barg |  |  |  | 0 to 15 barg | 195 | 1150 | 1050 | 1200 |  | HH | H | L | 1150 |  |  |  | SOFT I/O |  |  |  | -1 to 15 barg
0010330334 | AT_INST_ | WSD11-111-PIT-0001 | C4B | 131242-WSD11-DR-P-6000.dgn | WSD11-111-G2D-00001A-15-SS16 | WSD11 | 111 | G2D | PIT | 0001 |  | THP FEED PUMPS G2D HEADER 1 PIT | THP FEED PUMPS G2D HEADER 1 PIT | NON-HAZARDOUS |  | 25 | 600 |  |  |  | CAPACITIVE | 7MF0300-1QK01-5MF2-Z A01+C11+D42+E20+M03+R85 | SS316 | IP65 | -1 to 15 barg | SS316 | NA |  | 0 to 15 barg | 30 | 530 | 500 | 600 | [5 empty] | Die-cast Alu | IP65 | YES | 4-20mA | NA |  |  | -1 to 15 barg | Loop powered | NA | NA | NA | NA |  |  | WSD11-RIO-0201 | [9 empty] | CAMBI | [5 empty] | SIEMENS | SIEMENS | www.siemens.com | +65 6490 6000 | +65 6490 7691 | info.sg@siemens.com | Germany
0010330330 | AT_INST_ | WSD11-111-PIT-0002 | C4B | 131242-WSD11-DR-P-6000.dgn |  | WSD11 | 111 | G2D | PIT | 0002 |  | THP FEED PUMPS G2D HEADER 2 PIT | THP FEED PUMPS G2D HEADER 2 PIT | NON-HAZARDOUS |  | 15 | 600 |  |  |  | PIEZORESISTIVE | 2051TG2A2B21KWR5S5Y2M5D4DOQ4Q8 | SS316 | IP65 | –1.0 to 10.3 bar(g) | SS316L | NA |  | 0 to 15 barg | 30 | 530 | 500 | 600 | [6 empty] | IP65 | YES | 4-20mA |  |  |  | 0 - 6 Barg | Loop powered | [22 empty] | EMERSON | EMERSON | www.emerson.com | +65 6777 8211 | +65 6777 0947 | Enquiries@AP.EmersonProcess.com | Singapore
0010330331 | AT_INST_ | WSD11-111-PIT-0101A | C4B | 131242-WSD11-DR-P-6000.dgn | WSD11-111-DWAS-00101C-50-SS16 | WSD11 | 111 | DWAS | PIT | 0101 | A | THP FEED PUMP 1 DISCAHRGE PIT | THP FEED PUMP 1 DISCAHRGE PIT | NON-HAZARDOUS |  | 50 | 1200 |  |  |  | CAPACITIVE | 7MF0300-1TK01-5MF2-Z A01+C11+D42+E20+M13+R85 | SS316 | IP65 | -1 to 25 barg | SS316 | NA |  | 0 to 25 barg | 25 | 1000 |  | 1200 |  | HH | H | L | 500 | Die-cast Alu | IP65 | YES | 4-20mA | NA |  |  | -1 to 25 barg | Loop powered | NA | NA | NA | NA |  |  | WSD11-RIO-0101 | [9 empty] | CAMBI | [5 empty] | SIEMENS | SIEMENS | www.siemens.com | +65 6490 6000 | +65 6490 7691 | info.sg@siemens.com | Germany
0010330337 | AT_INST_ | WSD11-111-PIT-0102A | C4B | 131242-WSD11-DR-P-6000.dgn |  | WSD11 | 111 | DWAS | PIT | 0102 | A | THP FEED PUMP 2 DISCAHRGE PIT | THP FEED PUMP 2 DISCAHRGE PIT | NON-HAZARDOUS |  | 50 | 1200 |  |  |  | CAPACITIVE | 7MF0300-1TK01-5MF2-Z A01+C11+D42+E20+M13+R85 | SS316 | IP65 | -1 to 25 barg | SS316 | NA |  | 0 to 25 barg | 25 | 1000 |  | 1200 |  | HH | H | L | 500 | Die-cast Alu | IP65 | YES | 4-20mA | NA |  |  | -1 to 25 barg | Loop powered | NA | NA | NA | NA |  |  | WSD11-RIO-0101 | [9 empty] | CAMBI | [5 empty] | SIEMENS | SIEMENS | www.siemens.com | +65 6490 6000 | +65 6490 7691 | info.sg@siemens.com | Germany
0010330338 | AT_INST_ | WSD11-111-PIT-0103 | C4B | 131242-WSD11-DR-P-6001.dgn | WSD11-111-DWAS-00103D-50-SS16 | WSD11 | 111 | DWAS | PIT | 0103 |  | TRAIN 1 PULPER PIT | TRAIN 1 PULPER PIT | NON-HAZARDOUS |  | 50 | 500 |  |  |  | CAPACITIVE | 7MF0300-1QK01-5MF2-Z A01+C11+D42+E20+M03+R85 | SS316 | IP65 | -1 to 15 barg | SS316 | NA |  | 0 to 15 barg | 105 | 200 | [6 empty] | -50 | Die-cast Alu | IP65 | YES | 4-20mA | NA |  |  | -1 to 15 barg | Loop powered | NA | NA | NA | NA |  |  | WSD11-RIO-0101 | [9 empty] | CAMBI | [5 empty] | SIEMENS | SIEMENS | www.siemens.com | +65 6490 6000 | +65 6490 7691 | info.sg@siemens.com | Germany
0010330343 | AT_INST_ | WSD11-111-PIT-0105A | C4B | 131242-WSD11-DR-P-6002.dgn | WSD11-111-DWAS-00108C-50-SS16 | WSD11 | 111 | DWAS | PIT | 0105 | A | TRAIN 1 REACTOR FEED PUMP PIT | TRAIN 1 REACTOR FEED PUMP PIT | NON-HAZARDOUS |  | 50 | 750 |  |  |  | CAPACITIVE | 7MF0300-1QK01-5MF2-Z A01+C11+D42+E20+M03+R85 | SS316 | IP65 | -1 to 15 barg | SS316 | NA |  | 0 to 15 barg | 95 | 600 | 600 | 600 |  | HH |  |  | 50 | Die-cast Alu | IP65 | YES | 4-20mA | NA |  |  | -1 to 15 barg | Loop powered | NA | NA | NA | NA |  |  | WSD11-RIO-0101 | [9 empty] | CAMBI | [5 empty] | SIEMENS | SIEMENS | www.siemens.com | +65 6490 6000 | +65 6490 7691 | info.sg@siemens.com | Germany
0010330342 | AT_INST_ | WSD11-111-PIT-0105B | C4B | 131242-WSD11-DR-P-6002.dgn |  | WSD11 | 111 | DWAS | PIT | 0105 | B | TRAIN 1 PULPER CIRC/REACTOR FEED PUMP PIT | TRAIN 1 PULPER CIRC/REACTOR FEED PUMP PIT | NON-HAZARDOUS |  | 50 | 750 |  |  |  | CAPACITIVE | 7MF0300-1QK01-5MF2-Z A01+C11+D42+E20+M03+R85 | SS316 | IP65 | -1 to 15 barg | SS316 | NA |  | 0 to 15 barg | 95 | 600 | 600 | 600 |  | HH |  |  | 50 | Die-cast Alu | IP65 | YES | 4-20mA | NA |  |  | -1 to 15 barg | Loop powered | NA | NA | NA | NA |  |  | WSD11-RIO-0101 | [9 empty] | CAMBI | [5 empty] | SIEMENS | SIEMENS | www.siemens.com | +65 6490 6000 | +65 6490 7691 | info.sg@siemens.com | Germany
0010330345 | AT_INST_ | WSD11-111-PIT-0106A | C4B | 131242-WSD11-DR-P-6003.dgn | WSD11-111-STLP-00118B-50-SS16 | WSD11 | 111 | STLP | PIT | 0106 | A | TRAIN 1 REACTOR A PIT | TRAIN 1 REACTOR A PIT | NON-HAZARDOUS |  | 50 | 1250 |  |  |  | CAPACITIVE | 7MF0300-1QK01-5MF2-Z A01+C11+D42+E20+M03+R85 | SS316 | IP65 | -1 to 15 barg | SS316 | NA |  | 0 to 15 barg | 193 | 600 |  |  |  | HH |  |  |  | Die-cast Alu | IP65 | YES | 4-20mA | NA |  |  | -1 to 15 barg | Loop powered | NA | NA | NA | NA |  |  | WSD11-RIO-0101 | [9 empty] | CAMBI | [5 empty] | SIEMENS | SIEMENS | www.siemens.com | +65 6490 6000 | +65 6490 7691 | info.sg@siemens.com | Germany
0010330348 | AT_INST_ | WSD11-111-PIT-0106B | C4B | 131242-WSD11-DR-P-6004.dgn |  | WSD11 | 111 | STLP | PIT | 0106 | B | TRAIN 1 REACTOR B PIT | TRAIN 1 REACTOR B PIT | NON-HAZARDOUS |  | 50 | 1250 |  |  |  | CAPACITIVE | 7MF0300-1QK01-5MF2-Z A01+C11+D42+E20+M03+R85 | SS316 | IP65 | -1 to 15 barg | SS316 | NA |  | 0 to 15 barg | 193 | 600 |  |  |  | HH |  |  |  | Die-cast Alu | IP65 | YES | 4-20mA | NA |  |  | -1 to 15 barg | Loop powered | NA | NA | NA | NA |  |  | WSD11-RIO-0101 | [9 empty] | CAMBI | [5 empty] | SIEMENS | SIEMENS | www.siemens.com | +65 6490 6000 | +65 6490 7691 | info.sg@siemens.com | Germany
0010330349 | AT_INST_ | WSD11-111-PIT-0106C | C4B | 131242-WSD11-DR-P-6005.dgn | WSD11-111-STLP-00120B-50-SS16 | WSD11 | 111 | STLP | PIT | 0106 | C | TRAIN 1 REACTOR C PIT | TRAIN 1 REACTOR C PIT | NON-HAZARDOUS |  | 50 | 1250 |  |  |  | CAPACITIVE | 7MF0300-1QK01-5MF2-Z A01+C11+D42+E20+M03+R85 | SS316 | IP65 | -1 to 15 barg | SS316 | NA |  | 0 to 15 barg | 193 | 600 |  |  |  | HH |  |  |  | Die-cast Alu | IP65 | YES | 4-20mA | NA |  |  | -1 to 15 barg | Loop powered | NA | NA | NA | NA |  |  | WSD11-RIO-0101 | [9 empty] | CAMBI | [5 empty] | SIEMENS | SIEMENS | www.siemens.com | +65 6490 6000 | +65 6490 7691 | info.sg@siemens.com | Germany
0010330351 | AT_INST_ | WSD11-111-PIT-0106D | C4B | 131242-WSD11-DR-P-6006.dgn | WSD11-111-STLP-00121B-50-SS16 | WSD11 | 111 | STLP | PIT | 0106 | D | TRAIN 1 REACTOR D PIT | TRAIN 1 REACTOR D PIT | NON-HAZARDOUS |  | 50 | 1250 |  |  |  | CAPACITIVE | 7MF0300-1QK01-5MF2-Z A01+C11+D42+E20+M03+R85 | SS316 | IP65 | -1 to 15 barg | SS316 | NA |  | 0 to 15 barg | 193 | 600 |  |  |  | HH |  |  |  | Die-cast Alu | IP65 | YES | 4-20mA | NA |  |  | -1 to 15 barg | Loop powered | NA | NA | NA | NA | [12 empty] | CAMBI | [5 empty] | SIEMENS | SIEMENS | www.siemens.com | +65 6490 6000 | +65 6490 7691 | info.sg@siemens.com | Germany
0010330354 | AT_INST_ | WSD11-111-PIT-0108 | C4B | 131242-WSD11-DR-P-6007.dgn | WSD11-111-HS-00101A-50-SS16 | WSD11 | 111 | HS | PIT | 0108 |  | TRAIN 1 FLASHTANK PIT | TRAIN 1 FLASHTANK PIT | NON-HAZARDOUS |  | 50 | 500 |  |  |  | CAPACITIVE | 7MF0300-1QK01-5MF2-Z A01+C11+D42+E20+M03+R85 | SS316 | IP65 | -1 to 15 barg | SS316 | NA |  | 0 to 15 barg | 107 | 30 |  |  |  | HH | H |  | -50 | Die-cast Alu | IP65 | YES | 4-20mA | NA |  |  | -1 to 15 barg | Loop powered | NA | NA | NA | NA |  |  | WSD11-RIO-0101 | [9 empty] | CAMBI | [5 empty] | SIEMENS | SIEMENS | www.siemens.com | +65 6490 6000 | +65 6490 7691 | info.sg@siemens.com | Germany
0010330360 | AT_INST_ | WSD11-111-PIT-0111 | C4B | 131242-WSD11-DR-P-6010.dgn |  | WSD11 | 111 | FA | PIT | 0111 |  | TRAIN 1 PROCESS GAS SKID PIT | TRAIN 1 PROCESS GAS SKID PIT | NON-HAZARDOUS |  | 50 | 550 |  |  |  | CAPACITIVE | 7MF0300-1QK01-5MF2-Z A01+C11+D42+E20+M03+R85 | SS316 | IP65 | -1 to 15 barg | SS316 | NA |  | 0 to 15 barg | 50 | 320 | 200 | 350 |  | HH |  | L | -10 | Die-cast Alu | IP65 | YES | 4-20mA | NA |  |  | -1 to 15 barg | Loop powered | NA | NA | NA | NA |  |  | WSD11-RIO-0101 | [9 empty] | CAMBI | [5 empty] | SIEMENS | SIEMENS | www.siemens.com | +65 6490 6000 | +65 6490 7691 | info.sg@siemens.com | Germany
0010330362 | AT_INST_ | WSD11-111-PIT-0112 | C4B | 131242-WSD11-DR-P-6011.dgn | WSD11-111-STHP-00117A-50-SS16 | WSD11 | 111 | STHP | PIT | 0112 |  | TRAIN 1 MAIN STEAM SUPPLY PIT | TRAIN 1 MAIN STEAM SUPPLY PIT | NON-HAZARDOUS |  | 50 | 1250 |  |  |  | CAPACITIVE | 7MF0300-1QK01-5MF2-Z A01+C11+D42+E20+M13+R85 | SS316 | IP65 | -1 to 15 barg | SS316 | NA |  | 0 to 15 barg | 193 | 1150 | 1050 | 1200 |  | HH | H | L | 600 | Die-cast Alu | IP65 | YES | 4-20mA | NA |  |  | -1 to 15 barg | Loop powered | NA | NA | NA | NA |  |  | WSD11-RIO-0101 | [9 empty] | CAMBI | [5 empty] | SIEMENS | SIEMENS | www.siemens.com | +65 6490 6000 | +65 6490 7691 | info.sg@siemens.com | Germany
0010330363 | AT_INST_ | WSD11-111-PIT-0113 | C4B | 131242-WSD11-DR-P-6012.dgn | WSD11-111-IA-00101-50-SS16 | WSD11 | 111 | IA | PIT | 0113 |  | TRAIN 1 IA PIT | TRAIN 1 IA PIT | NON-HAZARDOUS |  | 50 | 900 |  |  |  | CAPACITIVE | 7MF0300-1QK01-5MF2-Z A01+C11+D42+E20+M03+R85 | SS316 | IP65 | -1 to 16 barg | SS316 | NA |  | 0 to 15 barg | 42 | 750 |  |  |  | HH | H | L | 500 | Die-cast Alu | IP65 | YES | 4-20mA | NA |  |  | -1 to 16 barg | Loop powered | NA | NA | NA | NA |  |  | WSD11-RIO-0101 | [9 empty] | CAMBI | [5 empty] | SIEMENS | SIEMENS | www.siemens.com | +65 6490 6000 | +65 6490 7691 | info.sg@siemens.com | Germany
0010330365 | AT_INST_ | WSD11-111-PIT-0114 | C4B | 131242-WSD11-DR-P-6013.dgn | WSD11-111-G2D-00110A-50-SS16 | WSD11 | 111 | G2D | PIT | 0114 |  | TRAIN 1 G2D HEADER PIT1 | TRAIN 1 G2D HEADER PIT1 | NON-HAZARDOUS |  | 50 | 900 |  |  |  | CAPACITIVE | 7MF0300-1QK01-5MF2-Z A01+C11+D42+E20+M03+R85 | SS316 | IP65 | -1 to 15 barg | SS316 | NA |  | 0 to 15 barg | 30 | 620 | 600 | 700 |  | HH | H | L | 300 | Die-cast Alu | IP65 | YES | 4-20mA | NA |  |  | -1 to 15 barg | Loop powered | NA | NA | NA | NA |  |  | WSD11-RIO-0101 | [9 empty] | CAMBI | [5 empty] | SIEMENS | SIEMENS | www.siemens.com | +65 6490 6000 | +65 6490 7691 | info.sg@siemens.com | Germany
0010330364 | AT_INST_ | WSD11-111-PIT-0115 | C4B | 131242-WSD11-DR-P-6013.dgn | WSD11-111-G2D-00110B-50-SS16 | WSD11 | 111 | G2D | PIT | 0115 |  | TRAIN 1 G2D HEADER PIT2 | TRAIN 1 G2D HEADER PIT2 | NON-HAZARDOUS |  | 50 | 900 |  |  |  | CAPACITIVE | 7MF0300-1QK01-5MF2-Z A01+C11+D42+E20+M03+R85 | SS316 | IP65 | -1 to 15 barg | SS316 | NA |  | 0 to 15 barg | 30 | 620 | 600 | 700 |  | HH | H | L | 300 | Die-cast Alu | IP65 | YES | 4-20mA | NA |  |  | -1 to 15 barg | Loop powered | NA | NA | NA | NA |  |  | WSD11-RIO-0101 | [9 empty] | CAMBI | [5 empty] | SIEMENS | SIEMENS | www.siemens.com | +65 6490 6000 | +65 6490 7691 | info.sg@siemens.com | Germany
0010330332 | AT_INST_ | WSD11-111-PIT-0201A | C4B | 131242-WSD11-DR-P-6000.dgn | WSD11-111-DWAS-00201C-50-SS16 | WSD11 | 111 | DWAS | PIT | 0201 | A | THP FEED PUMP 3 DISCAHRGE PIT | THP FEED PUMP 3 DISCAHRGE PIT | NON-HAZARDOUS |  | 50 | 1200 |  |  |  | CAPACITIVE | 7MF0300-1TK01-5MF2-Z A01+C11+D42+E20+M13+R85 | SS316 | IP65 | -1 to 25 barg | SS316 | NA |  | 0 to 25 barg | 25 | 1000 |  | 1200 |  | HH | H | L | 500 | Die-cast Alu | IP65 | YES | 4-20mA | NA |  |  | -1 to 25 barg | Loop powered | NA | NA | NA | NA |  |  | WSD11-RIO-0201 | [9 empty] | CAMBI | [5 empty] | SIEMENS | SIEMENS | www.siemens.com | +65 6490 6000 | +65 6490 7691 | info.sg@siemens.com | Germany
0010330333 | AT_INST_ | WSD11-111-PIT-0202A | C4B | 131242-WSD11-DR-P-6000.dgn | WSD11-111-DWAS-00202C-50-SS16 | WSD11 | 111 | DWAS | PIT | 0202 | A | THP FEED PUMP 4 DISCAHRGE PIT | THP FEED PUMP 4 DISCAHRGE PIT | NON-HAZARDOUS |  | 50 | 1200 |  |  |  | CAPACITIVE | 7MF0300-1TK01-5MF2-Z A01+C11+D42+E20+M13+R85 | SS316 | IP65 | -1 to 25 barg | SS316 | NA |  | 0 to 25 barg | 25 | 1000 |  | 1200 |  | HH | H | L | 500 | Die-cast Alu | IP65 | YES | 4-20mA | NA |  |  | -1 to 25 barg | Loop powered | NA | NA | NA | NA |  |  | WSD11-RIO-0201 | [9 empty] | CAMBI | [5 empty] | SIEMENS | SIEMENS | www.siemens.com | +65 6490 6000 | +65 6490 7691 | info.sg@siemens.com | Germany
0010330379 | AT_INST_ | WSD11-111-PIT-0203 | C4B | 131242-WSD11-DR-P-6019.dgn | WSD11-111-DWAS-00203D-50-SS16 | WSD11 | 111 | DWAS | PIT | 0203 |  | TRAIN 2 PULPER PIT | TRAIN 2 PULPER PIT | NON-HAZARDOUS |  | 50 | 500 |  |  |  | CAPACITIVE | 7MF0300-1QK01-5MF2-Z A01+C11+D42+E20+M03+R85 | SS316 | IP65 | -1 to 15 barg | SS316 | NA |  | 0 to 15 barg | 105 | 200 |  |  |  | HH |  |  |  | Die-cast Alu | IP65 | YES | 4-20mA | NA |  |  | -1 to 15 barg | Loop powered | NA | NA | NA | NA |  |  | WSD11-RIO-0201 | [9 empty] | CAMBI | [5 empty] | SIEMENS | SIEMENS | www.siemens.com | +65 6490 6000 | +65 6490 7691 | info.sg@siemens.com | Germany
0010330382 | AT_INST_ | WSD11-111-PIT-0205A | C4B | 131242-WSD11-DR-P-6020.dgn |  | WSD11 | 111 | DWAS | PIT | 0205 | A | TRAIN 2 REACTOR FEED PUMP PIT | TRAIN 2 REACTOR FEED PUMP PIT | NON-HAZARDOUS |  |  | 750 |  |  |  | CAPACITIVE | 7MF0300-1QK01-5MF2-Z A01+C11+D42+E20+M03+R85 | SS316 | IP65 | -1 to 15 barg | SS316 | NA |  | 0 to 15 barg | 95 | 600 | 600 | 600 |  | HH |  |  | 50 | Die-cast Alu | IP65 | YES | 4-20mA | NA |  |  | -1 to 15 barg | Loop powered | NA | NA | NA | NA |  |  | WSD11-RIO-0201 | [9 empty] | CAMBI | [5 empty] | SIEMENS | SIEMENS | www.siemens.com | +65 6490 6000 | +65 6490 7691 | info.sg@siemens.com | Germany
0010330381 | AT_INST_ | WSD11-111-PIT-0205B | C4B | 131242-WSD11-DR-P-6020.dgn | WSD11-111-DWAS-00206C-50-SS16 | WSD11 | 111 | DWAS | PIT | 0205 | B | TRAIN 2 PULPER CIRC/REACTOR FEED PUMP PIT | TRAIN 2 PULPER CIRC/REACTOR FEED PUMP PIT | NON-HAZARDOUS |  | 15 | 750 |  |  |  | CAPACITIVE | 7MF0300-1QK01-5MF2-Z A01+C11+D42+E20+M03+R85 | SS316 | IP65 | -1 to 15 barg | SS316 | NA |  | 0 to 15 barg | 95 | 600 | 600 | 600 |  | HH |  |  | 50 | Die-cast Alu | IP65 | YES | 4-20mA | NA |  |  | -1 to 15 barg | Loop powered | NA | NA | NA | NA |  |  | WSD11-RIO-0201 | [9 empty] | CAMBI | [5 empty] | SIEMENS | SIEMENS | www.siemens.com | +65 6490 6000 | +65 6490 7691 | info.sg@siemens.com | Germany
0010330386 | AT_INST_ | WSD11-111-PIT-0206A | C4B | 131242-WSD11-DR-P-6021.dgn | WSD11-111-STLP-00218B-50-SS16 | WSD11 | 111 | STLP | PIT | 0206 | A | TRAIN 2 REACTOR A PIT | TRAIN 2 REACTOR A PIT | NON-HAZARDOUS |  | 50 | 1250 |  |  |  | CAPACITIVE | 7MF0300-1QK01-5MF2-Z A01+C11+D42+E20+M03+R85 | SS316 | IP65 | -1 to 15 barg | SS316 | NA |  | 0 to 15 barg | 193 | 600 |  |  |  | HH |  |  |  | Die-cast Alu | IP65 | YES | 4-20mA | NA |  |  | -1 to 15 barg | Loop powered | NA | NA | NA | NA |  |  | WSD11-RIO-0201 | [9 empty] | CAMBI | [5 empty] | SIEMENS | SIEMENS | www.siemens.com | +65 6490 6000 | +65 6490 7691 | info.sg@siemens.com | Germany
0010330387 | AT_INST_ | WSD11-111-PIT-0206B | C4B | 131242-WSD11-DR-P-6022.dgn | WSD11-111-STLP-00219B-50-SS16 | WSD11 | 111 | STLP | PIT | 0206 | B | TRAIN 2 REACTOR B PIT | TRAIN 2 REACTOR B PIT | NON-HAZARDOUS |  | 50 | 1250 |  |  |  | CAPACITIVE | 7MF0300-1QK01-5MF2-Z A01+C11+D42+E20+M03+R85 | SS316 | IP65 | -1 to 15 barg | SS316 | NA |  | 0 to 15 barg | 193 | 600 |  |  |  | HH |  |  |  | Die-cast Alu | IP65 | YES | 4-20mA | NA |  |  | -1 to 15 barg | Loop powered | NA | NA | NA | NA |  |  | WSD11-RIO-0201 | [9 empty] | CAMBI | [5 empty] | SIEMENS | SIEMENS | www.siemens.com | +65 6490 6000 | +65 6490 7691 | info.sg@siemens.com | Germany
0010330389 | AT_INST_ | WSD11-111-PIT-0206C | C4B | 131242-WSD11-DR-P-6023.dgn | WSD11-111-STLP-00220B-50-SS16 | WSD11 | 111 | STLP | PIT | 0206 | C | TRAIN 2 REACTOR D PIT | TRAIN 2 REACTOR D PIT | NON-HAZARDOUS |  | 50 | 1250 |  |  |  | CAPACITIVE | 7MF0300-1QK01-5MF2-Z A01+C11+D42+E20+M03+R85 | SS316 | IP65 | -1 to 15 barg | SS316 | NA |  | 0 to 15 barg | 193 | 600 |  |  |  | HH |  |  |  | Die-cast Alu | IP65 | YES | 4-20mA | NA |  |  | -1 to 15 barg | Loop powered | NA | NA | NA | NA |  |  | WSD11-RIO-0201 | [9 empty] | CAMBI | [5 empty] | SIEMENS | SIEMENS | www.siemens.com | +65 6490 6000 | +65 6490 7691 | info.sg@siemens.com | Germany
0010336196 | AT_INST_ | WSD11-111-PIT-0206D | C4B | 131242-WSD11-DR-P-6024.dgn |  | WSD11 | 111 | STLP | PIT | 0206 | D | TRAIN 2 REACTOR D PIT | TRAIN 2 REACTOR D PIT | NON-HAZARDOUS |  | 50 | 1250 |  |  |  | CAPACITIVE | 7MF0300-1QK01-5MF2-Z A01+C11+D42+E20+M03+R85 | SS316 | IP65 | -1 to 15 barg | SS316 | NA |  | 0 to 15 barg | 193 | 600 |  |  |  | HH |  |  |  | Die-cast Alu | IP65 | YES | 4-20mA | NA |  |  | -1 to 15 barg | Loop powered | NA | NA | NA | NA |  |  | WSD11-RIO-0201 | [9 empty] | CAMBI | [5 empty] | SIEMENS | SIEMENS | www.siemens.com | +65 6490 6000 | +65 6490 7691 | info.sg@siemens.com | Germany
0010330393 | AT_INST_ | WSD11-111-PIT-0208 | C4B | 131242-WSD11-DR-P-6025.dgn | WSD11-111-HS-00201A-50-SS16 | WSD11 | 111 | HS | PIT | 0208 |  | TRAIN 2 FLASHTANK PIT | TRAIN 2 FLASHTANK PIT | NON-HAZARDOUS |  | 50 | 500 |  |  |  | CAPACITIVE | 7MF0300-1QK01-5MF2-Z A01+C11+D42+E20+M03+R85 | SS316 | IP65 | -1 to 15 barg | SS316 | NA |  | 0 to 15 barg | 107 | 30 |  |  |  | HH | H |  | -50 | Die-cast Alu | IP65 | YES | 4-20mA | NA |  |  | -1 to 15 barg | Loop powered | NA | NA | NA | NA |  |  | WSD11-RIO-0201 | [9 empty] | CAMBI | [5 empty] | SIEMENS | SIEMENS | www.siemens.com | +65 6490 6000 | +65 6490 7691 | info.sg@siemens.com | Germany
0010330399 | AT_INST_ | WSD11-111-PIT-0211 | C4B | 131242-WSD11-DR-P-6028.dgn | WSD11-111-FA-00220B-50-SS16 | WSD11 | 111 | FA | PIT | 0211 |  | TRAIN 2 PROCESS GAS SKID PIT | TRAIN 2 PROCESS GAS SKID PIT | NON-HAZARDOUS |  | 50 | 550 |  |  |  | CAPACITIVE | 7MF0300-1QK01-5MF2-Z A01+C11+D42+E20+M03+R85 | SS316 | IP65 | -1 to 15 barg | SS316 | NA |  | 0 to 15 barg | 50 | 320 | 200 | 350 |  | HH |  | L | -10 | Die-cast Alu | IP65 | YES | 4-20mA | NA |  |  | -1 to 15 barg | Loop powered | NA | NA | NA | NA |  |  | WSD11-RIO-0201 | [9 empty] | CAMBI | [5 empty] | SIEMENS | SIEMENS | www.siemens.com | +65 6490 6000 | +65 6490 7691 | info.sg@siemens.com | Germany
0010330401 | AT_INST_ | WSD11-111-PIT-0212 | C4B | 131242-WSD11-DR-P-6029.dgn | WSD11-111-STHP-00217A-50-SS16 | WSD11 | 111 | STHP | PIT | 0212 |  | TRAIN 2 MAIN STEAM SUPPLY PIT | TRAIN 2 MAIN STEAM SUPPLY PIT | NON-HAZARDOUS |  | 50 | 1250 |  |  |  | CAPACITIVE | 7MF0300-1QK01-5MF2-Z A01+C11+D42+E20+M13+R85 | SS316 | IP65 | -1 to 15 barg | SS316 | NA |  | 0 to 15 barg | 193 | 1150 | 1050 | 1200 |  | HH | H | L | 600 | Die-cast Alu | IP65 | YES | 4-20mA | NA |  |  | -1 to 15 barg | Loop powered | NA | NA | NA | NA |  |  | WSD11-RIO-0201 | [9 empty] | CAMBI | [5 empty] | SIEMENS | SIEMENS | www.siemens.com | +65 6490 6000 | +65 6490 7691 | info.sg@siemens.com | Germany
0010330402 | AT_INST_ | WSD11-111-PIT-0213 | C4B | 131242-WSD11-DR-P-6030.dgn | WSD11-111-IA-00201A-50-SS16 | WSD11 | 111 | IA | PIT | 0213 |  | TRAIN 2 IA PIT | TRAIN 2 IA PIT | NON-HAZARDOUS |  | 50 | 900 |  |  |  | CAPACITIVE | 7MF0300-1QK01-5MF2-Z A01+C11+D42+E20+M03+R85 | SS316 | IP65 | -1 to 16 barg | SS316 | NA |  | 0 to 16 barg | 42 | 750 |  |  |  | HH | H | L | 500 | Die-cast Alu | IP65 | YES | 4-20mA | NA |  |  | -1 to 16 barg | Loop powered | NA | NA | NA | NA |  |  | WSD11-RIO-0201 | [9 empty] | CAMBI | [5 empty] | SIEMENS | SIEMENS | www.siemens.com | +65 6490 6000 | +65 6490 7691 | info.sg@siemens.com | Germany
0010330403 | AT_INST_ | WSD11-111-PIT-0214 | C4B | 131242-WSD11-DR-P-6031.dgn | WSD11-111-G2D-00210A-50-SS16 | WSD11 | 111 | G2D | PIT | 0214 |  | TRAIN 2 G2D HEADER PIT1 | TRAIN 2 G2D HEADER PIT1 | NON-HAZARDOUS |  | 50 | 900 |  |  |  | CAPACITIVE | 7MF0300-1QK01-5MF2-Z A01+C11+D42+E20+M03+R85 | SS316 | IP65 | -1 to 15 barg | SS316 | NA |  | 0 to 15 barg | 30 | 620 | 600 | 700 |  | HH | H | L | 300 | Die-cast Alu | IP65 | YES | 4-20mA | NA |  |  | -1 to 15 barg | Loop powered | NA | NA | NA | NA |  |  | WSD11-RIO-0201 | [9 empty] | CAMBI | [5 empty] | SIEMENS | SIEMENS | www.siemens.com | +65 6490 6000 | +65 6490 7691 | info.sg@siemens.com | Germany
0010330404 | AT_INST_ | WSD11-111-PIT-0215 | C4B | 131242-WSD11-DR-P-6031.dgn | WSD11-111-G2D-00210A-15-SS16 | WSD11 | 111 | G2D | PIT | 0215 |  | TRAIN 2 G2D HEADER PIT2 | TRAIN 2 G2D HEADER PIT2 | NON-HAZARDOUS |  | 50 | 900 |  |  |  | CAPACITIVE | 7MF0300-1QK01-5MF2-Z A01+C11+D42+E20+M03+R85 | SS316 | IP65 | -1 to 15 barg | SS316 | NA |  | 0 to 15 barg | 30 | 620 | 600 | 700 |  | HH | H | L | 300 | Die-cast Alu | IP65 | YES | 4-20mA | NA |  |  | -1 to 15 barg | Loop powered | NA | NA | NA | NA |  |  | WSD11-RIO-0201 | [9 empty] | CAMBI | [5 empty] | SIEMENS | SIEMENS | www.siemens.com | +65 6490 6000 | +65 6490 7691 | info.sg@siemens.com | Germany
0010279725 | AT_INST_ | WSD11-111-PIT-1101 | C4B | 131242-WSD11-DR-P-6050.dgn | WSD11-111-STHP-00001A-50-SS16 | WSD11 | 111 | STHP | PIT | 1101 |  | STHP INLET TO DE SUPERHEATER 1 PIT | STHP INLET TO DE SUPERHEATER 1 PIT | NON-HAZARDOUS |  |  | 1500 |  |  |  | PIEZORESISTIVE | 2051TG3A2B21KWR5S5Y2M5D4DOQ4Q8 | SS316 | IP65 | -100 to 5500 kPa(g) | SS316L | NA |  |  | 217 | 1220 | 1200 | 1240 |  | HH | H | L | 1150 |  | IP65 | YES | 4-20mA |  |  |  | 0 - 1500 kPag | Loop powered | [6 empty] | WSD11-RIO-0002A | [15 empty] | EMERSON | EMERSON | www.emerson.com | +65 6777 8211 | +65 6777 0947 | Enquiries@AP.EmersonProcess.com | Singapore
0010334628 | AT_INST_ | WSD11-111-PIT-1102 | C4B | 131242-WSD11-DR-P-6051.dgn | WSD11-111-STHP-00011A-15-SS16 | WSD11 | 111 | STHP | PIT | 1102 |  | TRAIN 1 STHP INLET PIT | TRAIN 1 STHP INLET PIT | NON-HAZARDOUS |  | 15 | 1500 |  |  |  | PIEZORESISTIVE | 2051TG3A2B21KWR5S5BEY2M5D4DOQ4Q8 | SS316 | IP65 | -100 to 5500 kPa(g) | SS316L | NA |  | 0 to 15 barg | 195 | 1150 | 1050 | 1200 |  | HH | H | L | 1150 |  | IP65 | YES | 4-20mA |  |  |  | 0 - 1500 kPag | Loop powered | [6 empty] | WSD11-RIO-0002B | [15 empty] | EMERSON | EMERSON | www.emerson.com | +65 6777 8211 | +65 6777 0947 | Enquiries@AP.EmersonProcess.com | Singapore
0010334699 | AT_INST_ | WSD11-111-PIT-1103 | C4B | 131242-WSD11-DR-P-6051.dgn | WSD11-111-STHP-00003A-15-SS16 | WSD11 | 111 | STHP | PIT | 1103 |  | STHP INLET TO DE SUPERHEATER 1 PIT | STHP INLET TO DE SUPERHEATER 1 PIT | NON-HAZARDOUS |  | 15 | 1500 |  |  |  | PIEZORESISTIVE | 2051TG3A2B21KWR5S5Y2M5D4DOQ4Q8 | SS316 | IP65 | -100 to 5500 kPa(g) | SS316L | NA |  |  | 195 | 1150 | 1050 | 1200 |  | HH | H | L | 1150 |  | IP65 | YES | 4-20mA |  |  |  | 0 - 1500 kPag | Loop powered | [6 empty] | WSD11-RIO-0002A | [15 empty] | EMERSON | EMERSON | www.emerson.com | +65 6777 8211 | +65 6777 0947 | Enquiries@AP.EmersonProcess.com | Singapore
0010333955 | AT_INST_ | WSD11-111-PIT-1105 | C4B | 131242-WSD11-DR-P-6050.dgn | WSD11-111-STHP-00001E-25-SS16 | WSD11 | 111 | STHP | PIT | 1105 |  | STEAM SUPPLY HEADER 1 PIT 1 | STEAM SUPPLY HEADER 1 PIT 1 | NON-HAZARDOUS |  | 15 | 1500 |  |  |  | CAPACITIVE | 7MF0300-1QK01-5MF2-Z A01+C11+D42+E20+M13+R85 | SS316 | IP65 |  | SS316 | NA |  |  | 217 | 1220 | 1200 | 1240 |  | HH | H | L | 1150 | Die-cast Alu | IP65 | YES | 4-20mA | NA |  |  | -1 to 15 barg | Loop powered | NA | NA | NA | NA | [12 empty] | CAMBI | [5 empty] | SIEMENS | SIEMENS | www.siemens.com | +65 6490 6000 | +65 6490 7691 | info.sg@siemens.com | Germany
0010279777 | AT_INST_ | WSD11-111-PIT-1201 | C4B | 131242-WSD11-DR-P-6050.dgn | WSD11-111-STHP-00002F-50-SS16 | WSD11 | 111 | STHP | PIT | 1201 |  | STHP INLET TO DE SUPERHEATER 2 PIT | STHP INLET TO DE SUPERHEATER 2 PIT | NON-HAZARDOUS |  |  | 1500 |  |  |  | PIEZORESISTIVE | 2051TG3A2B21KWR5S5Y2M5D4DOQ4Q8 | SS316 | IP65 | -100 to 5500 kPa(g) | SS316L | NA |  |  | 217 | 1220 | 1200 | 1240 |  | HH | H | L | 1150 |  | IP65 | YES | 4-20mA |  |  |  | 0 - 1500 kPag | Loop powered | [6 empty] | WSD11-RIO-0002B | [15 empty] | EMERSON | EMERSON | www.emerson.com | +65 6777 8211 | +65 6777 0947 | Enquiries@AP.EmersonProcess.com | Singapore
0010334668 | AT_INST_ | WSD11-111-PIT-1202 | C4B | 131242-WSD11-DR-P-6051.dgn | WSD11-111-STHP-00117B-50-SS16 | WSD11 | 111 | STHP | PIT | 1202 |  | TRAIN 2 STHP INLET PIT | TRAIN 2 STHP INLET PIT | NON-HAZARDOUS |  | 15 | 1500 |  |  |  | PIEZORESISTIVE | 2051TG3A2B21KWR5S5Y2M5D4DOQ4Q8 | SS316 | IP65 | -100 to 5500 kPa(g) | SS316L | NA |  | 0 to 15 barg | 195 | 1150 | 1050 | 1200 |  | HH | H | L | 1150 |  | IP65 | YES | 4-20mA |  |  |  | 0 - 1500 kPag | Loop powered | [6 empty] | WSD11-RIO-0002B | [15 empty] | EMERSON | EMERSON | www.emerson.com | +65 6777 8211 | +65 6777 0947 | Enquiries@AP.EmersonProcess.com | Singapore
0010334589 | AT_INST_ | WSD11-111-PIT-1203 | C4B | 131242-WSD11-DR-P-6051.dgn | WSD11-111-STHP-00004B-15-SS16 | WSD11 | 111 | STHP | PIT | 1203 |  | STHP INLET TO DE SUPERHEATER 2 PIT | STHP INLET TO DE SUPERHEATER 2 PIT | NON-HAZARDOUS | - | 15 | 1500 |  |  |  | PIEZORESISTIVE | 2051TG3A2B21KWR5S5Y2M5D4DOQ4Q8 | SS316 | IP65 | -100 to 5500 kPa(g) | SS316L | NA |  |  | 195 | 1150 | 1050 | 1200 |  | HH | H | L | LL |  | IP65 | YES | 4-20mA |  |  |  | 0 - 1500 kPag | Loop powered | [6 empty] | WSD11-RIO-0002B | [15 empty] | EMERSON | EMERSON | www.emerson.com | +65 6777 8211 | +65 6777 0947 | Enquiries@AP.EmersonProcess.com | Singapore
0010333994 | AT_INST_ | WSD11-111-PIT-1205 | C4B | 131242-WSD11-DR-P-6050.dgn |  | WSD11 | 111 | STHP | PIT | 1205 |  | STEAM SUPPLY HEADER 2 PIT 1 | STEAM SUPPLY HEADER 2 PIT 1 | NON-HAZARDOUS |  | 15 | 1500 |  |  |  | CAPACITIVE | 7MF0300-1QK01-5MF2-Z A01+C11+D42+E20+M13+R85 | SS316 | IP65 |  | SS316 | NA |  |  | 217 | 1220 | 1200 | 1240 |  | HH | H | L | LL | Die-cast Alu | IP65 | YES | 4-20mA | NA |  |  | -1 to 15 barg | Loop powered | NA | NA | NA | NA | [12 empty] | CAMBI | [5 empty] | SIEMENS | SIEMENS | www.siemens.com | +65 6490 6000 | +65 6490 7691 | info.sg@siemens.com | Germany
0010334562 | AT_INST_ | WSD11-111-PIT-2101 | C4B | 131242-WSD11-DR-P-6051.dgn | WSD11-111-STHP-00005A-15-SS16 | WSD11 | 111 | STHP | PIT | 2101 |  | DE SUPERHEATER 1 OUTLET TO STEAM SPARGER PIT | DE SUPERHEATER 1 OUTLET TO STEAM SPARGER PIT | NON-HAZARDOUS |  | 15 | 1500 |  |  |  | PIEZORESISTIVE | 2051TG3A2B21KWR5S5BEY2M5D4DOQ4Q8 | SS316 | IP65 | -100 to 5500 kPa(g) | SS316L | NA |  |  | 195 | 1150 | 1050 | 1200 |  | HH | H | L | LL |  | IP65 | YES | 4-20mA |  |  |  | 0 - 1500 kPag | Loop powered | [6 empty] | WSD11-RIO-0002A | [15 empty] | EMERSON | EMERSON | www.emerson.com | +65 6777 8211 | +65 6777 0947 | Enquiries@AP.EmersonProcess.com | Singapore
0010334615 | AT_INST_ | WSD11-111-PIT-2201 | C4B | 131242-WSD11-DR-P-6051.dgn | WSD11-111-STHP-00006-150-SS16 | WSD11 | 111 | STHP | PIT | 2201 |  | DE SUPERHEATER 2 OUTLET TO STEAM SPARGER PIT | DE SUPERHEATER 2 OUTLET TO STEAM SPARGER PIT | NON-HAZARDOUS |  | 15 | 1500 |  |  |  | PIEZORESISTIVE | 2051TG3A2B21KWR5S5BEY2M5D4DOQ4Q8 | SS316 | IP65 | -100 to 5500 kPa(g) | SS316L | NA |  |  | 195 | 1150 | 1050 | 1200 |  | HH | H | L | LL |  | IP65 | YES | 4-20mA |  |  |  | 0 - 1500 kPag | Loop powered | [6 empty] | WSD11-RIO-0002B | [15 empty] | EMERSON | EMERSON | www.emerson.com | +65 6777 8211 | +65 6777 0947 | Enquiries@AP.EmersonProcess.com | Singapore
0010330335 | AT_INST_ | WSD11-111-PSHH-0101B | C4B | 131242-WSD11-DR-P-6000.dgn | WSD11-111-DWAS-00101D-50-SS16 | WSD11 | 111 | DWAS | PSHH | 0101 | B | THP FEED PUMP 1 DISCHARGE PSHH | THP FEED PUMP 1 DISCHARGE PSHH | NON-HAZARDOUS |  | 50 | 1200 |  |  |  | MECHANICAL (DIAPHRAGM TYPE) | DN50 PN25 Flange-B4-20-S-400-UL-06-JM-FS-M01-NH-C4 | SS316 | IP65 | 2800 kPa | SS316L | NA |  | 0 to 10 barg | 25 | 1000 |  | 1200 |  | HH | [6 empty] | 24 VDC |  |  |  |  | 24 VDC | [6 empty] | WSD11-RIO-0101 | [9 empty] | CAMBI | [5 empty] | ASHCROFT | ASHCROFT | https://ashcroft.asia/ | +65 6252 6602 | +65 6252 6603 | sales@ashcroft.com.sg | Germany/Singapore
0010330328 | AT_INST_ | WSD11-111-PSHH-0102B | C4B | 131242-WSD11-DR-P-6000.dgn | WSD11-111-DWAS-00102D-50-SS16 | WSD11 | 111 | DWAS | PSHH | 0102 | B | THP FEED PUMP 2 DISCHARGE PSHH | THP FEED PUMP 2 DISCHARGE PSHH | NON-HAZARDOUS |  | 50 | 1200 |  |  |  | MECHANICAL (DIAPHRAGM TYPE) | DN50 PN25 Flange-B4-20-S-400-UL-06-JM-FS-M01-NH-C4 | SS316 | IP65 | 2800 kPa | SS316L | NA |  | 0 to 10 barg | 25 | 1000 |  | 1200 |  | HH | [6 empty] | 24 VDC |  |  |  |  | 24 VDC | [6 empty] | WSD11-RIO-0101 | [9 empty] | CAMBI | [5 empty] | ASHCROFT | ASHCROFT | https://ashcroft.asia/ | +65 6252 6602 | +65 6252 6603 | sales@ashcroft.com.sg | Germany/Singapore
0010330339 | AT_INST_ | WSD11-111-PSHH-0104 | C4B | 131242-WSD11-DR-P-6001.dgn | WSD11-111-STLP-00101A-50-SS16 | WSD11 | 111 | STLP | PSHH | 0104 |  | TRAIN 1 PULPER PSHH | TRAIN 1 PULPER PSHH | NON-HAZARDOUS |  | 50 | 500 |  |  |  | MECHANICAL (DIAPHRAGM TYPE) | B4-20-S-200-UL-06-JM-FS-M01-NH-C4 | SS316 | IP65 | 1400 kPa | SS316L | NA |  |  | 105 | 200 |  |  |  | HH | [6 empty] | 24 VDC |  |  |  |  | 24 VDC | [6 empty] | WSD11-RIO-0101 | [9 empty] | CAMBI | [5 empty] | ASHCROFT | ASHCROFT | https://ashcroft.asia/ | +65 6252 6602 | +65 6252 6603 | sales@ashcroft.com.sg | Germany/Singapore
0010330344 | AT_INST_ | WSD11-111-PSHH-0105C | C4B | 131242-WSD11-DR-P-6002.dgn | WSD11-111-DWAS-00108X-80-SS16 | WSD11 | 111 | DWAS | PSHH | 0105 | C | TRAIN 1 REACTOR FEED PUMP PSHH | TRAIN 1 REACTOR FEED PUMP PSHH | NON-HAZARDOUS |  | 50 | 750 |  |  |  | MECHANICAL (DIAPHRAGM TYPE) | DN50 PN16 Flange-B4-20-S-200-UL-06-JM-FS-M01-NH-C4 | SS316 | IP65 | 1400 kPa | SS316L | NA |  |  | 95 | 600 | 600 | 600 |  | HH |  |  | LL |  |  |  | 24 VDC |  |  |  |  | 24 VDC | [16 empty] | CAMBI | [5 empty] | ASHCROFT | ASHCROFT | https://ashcroft.asia/ | +65 6252 6602 | +65 6252 6603 | sales@ashcroft.com.sg | Germany/Singapore
0010330341 | AT_INST_ | WSD11-111-PSHH-0105D | C4B | 131242-WSD11-DR-P-6002.dgn |  | WSD11 | 111 | DWAS | PSHH | 0105 | D | TRAIN 1 PULPER CIRC/REACTOR FEED PUMP PSHH | TRAIN 1 PULPER CIRC/REACTOR FEED PUMP PSHH | NON-HAZARDOUS |  | 50 | 750 |  |  |  | MECHANICAL (DIAPHRAGM TYPE) | B4-20-S-200-UL-06-JM-FS-M01-NH-C4 | SS316 | IP65 | 1400 kPa | SS316L | NA |  |  | 95 | 600 | 600 | 600 |  | HH |  |  | LL |  |  |  | 24 VDC |  |  |  |  | 24 VDC | [16 empty] | CAMBI | [5 empty] | ASHCROFT | ASHCROFT | https://ashcroft.asia/ | +65 6252 6602 | +65 6252 6603 | sales@ashcroft.com.sg | Germany/Singapore
0010330346 | AT_INST_ | WSD11-111-PSHH-0107A | C4B | 131242-WSD11-DR-P-6003.dgn | WSD11-111-STHP-00102A-50-SS16 | WSD11 | 111 | STHP | PSHH | 0107 | A | TRAIN 1 REACTOR A PSHH | TRAIN 1 REACTOR A PSHH | NON-HAZARDOUS |  | 50 | 1250 |  |  |  | MECHANICAL (DIAPHRAGM TYPE) | B4-20-S-200-UL-06-JM-FS-M01-NH-C4 | SS316 | IP65 | 1400 kPa | SS316L | NA |  |  | 193 | 600 |  |  |  | HH | [6 empty] | 24 VDC |  |  |  |  | 24 VDC | [6 empty] | WSD11-RIO-0101 | [9 empty] | CAMBI | [5 empty] | ASHCROFT | ASHCROFT | https://ashcroft.asia/ | +65 6252 6602 | +65 6252 6603 | sales@ashcroft.com.sg | Germany/Singapore
0010330347 | AT_INST_ | WSD11-111-PSHH-0107B | C4B | 131242-WSD11-DR-P-6004.dgn | WSD11-111-STHP-00103A-50-SS16 | WSD11 | 111 | STHP | PSHH | 0107 | B | TRAIN 1 REACTOR B PSHH | TRAIN 1 REACTOR B PSHH | NON-HAZARDOUS |  | 50 | 1250 |  |  |  | MECHANICAL (DIAPHRAGM TYPE) | B4-20-S-200-UL-06-JM-FS-M01-NH-C4 | SS316 | IP65 | 1400 kPa | SS316L | NA |  |  | 193 | 600 |  |  |  | HH | [6 empty] | 24 VDC |  |  |  |  | 24 VDC | [6 empty] | WSD11-RIO-0101 | [9 empty] | CAMBI | [5 empty] | ASHCROFT | ASHCROFT | https://ashcroft.asia/ | +65 6252 6602 | +65 6252 6603 | sales@ashcroft.com.sg | Germany/Singapore
0010330350 | AT_INST_ | WSD11-111-PSHH-0107C | C4B | 131242-WSD11-DR-P-6005.dgn | WSD11-111-STHP-00104A-50-SS16 | WSD11 | 111 | STHP | PSHH | 0107 | C | TRAIN 1 REACTOR C PSHH | TRAIN 1 REACTOR C PSHH | NON-HAZARDOUS |  | 50 | 1250 |  |  |  | MECHANICAL (DIAPHRAGM TYPE) | B4-20-S-200-UL-06-JM-FS-M01-NH-C4 | SS316 | IP65 | 1400 kPa | SS316L | NA |  |  | 193 | 600 |  |  |  | HH | [6 empty] | 24 VDC |  |  |  |  | 24 VDC | [6 empty] | WSD11-RIO-0101 | [9 empty] | CAMBI | [5 empty] | ASHCROFT | ASHCROFT | https://ashcroft.asia/ | +65 6252 6602 | +65 6252 6603 | sales@ashcroft.com.sg | Germany/Singapore
0010330352 | AT_INST_ | WSD11-111-PSHH-0107D | C4B | 131242-WSD11-DR-P-6006.dgn | WSD11-111-STHP-00105A-50-SS16 | WSD11 | 111 | STHP | PSHH | 0107 | D | TRAIN 1 REACTOR D PSHH | TRAIN 1 REACTOR D PSHH | NON-HAZARDOUS |  | 50 | 1250 |  |  |  | MECHANICAL (DIAPHRAGM TYPE) | B4-20-S-200-UL-06-JM-FS-M01-NH-C4 | SS316 | IP65 | 1400 kPa | SS316L | NA |  |  | 193 | 600 |  |  |  | HH | [6 empty] | 24 VDC |  |  |  |  | 24 VDC | [6 empty] | WSD11-RIO-0101 | [9 empty] | CAMBI | [5 empty] | ASHCROFT | ASHCROFT | https://ashcroft.asia/ | +65 6252 6602 | +65 6252 6603 | sales@ashcroft.com.sg | Germany/Singapore
0010330353 | AT_INST_ | WSD11-111-PSHH-0109 | C4B | 131242-WSD11-DR-P-6007.dgn | WSD11-111-STLP-00106A-50-SS16 | WSD11 | 111 | STLP | PSHH | 0109 |  | TRAIN 1 FLASHTANK PSHH | TRAIN 1 FLASHTANK PSHH | NON-HAZARDOUS |  | 50 | 500 |  |  |  | MECHANICAL (DIAPHRAGM TYPE) | B4-20-S-200-UL-06-JM-FS-M01-NH-C4 | SS316 | IP65 | 1400 kPa | SS316L | NA |  |  | 107 | 30 |  |  |  | HH | [6 empty] | 24 VDC |  |  |  |  | 24 VDC | [6 empty] | WSD11-RIO-0101 | [9 empty] | CAMBI | [5 empty] | ASHCROFT | ASHCROFT | https://ashcroft.asia/ | +65 6252 6602 | +65 6252 6603 | sales@ashcroft.com.sg | Germany/Singapore
0010330361 | AT_INST_ | WSD11-111-PSHH-0110 | C4B | 131242-WSD11-DR-P-6010.dgn | WSD11-111-FA-00125B-50-SS16 | WSD11 | 111 | FA | PSHH | 0110 |  | TRAIN 1 PROCESS GAS SKID VESSEL PSHH | TRAIN 1 PROCESS GAS SKID VESSEL PSHH | NON-HAZARDOUS |  | 50 | 550 |  |  |  | MECHANICAL (DIAPHRAGM TYPE) | B4-20-S-200-UL-06-JM-FS-M01-NH-C4 | SS316 | IP65 | 1400 kPa | SS316L | NA |  |  | 50 | 320 | 200 | 350 | [8 empty] | 24 VDC |  |  |  |  | 24 VDC | [6 empty] | WSD11-RIO-0101 | [9 empty] | CAMBI | [5 empty] | ASHCROFT | ASHCROFT | https://ashcroft.asia/ | +65 6252 6602 | +65 6252 6603 | sales@ashcroft.com.sg | Germany/Singapore
0010330336 | AT_INST_ | WSD11-111-PSHH-0201B | C4B | 131242-WSD11-DR-P-6000.dgn |  | WSD11 | 111 | DWAS | PSHH | 0201 | B | THP FEED PUMP 1 DISCHARGE PSHH | THP FEED PUMP 1 DISCHARGE PSHH | NON-HAZARDOUS |  | 50 | 1200 |  |  |  | MECHANICAL (DIAPHRAGM TYPE) | DN50 PN25 Flange-B4-20-S-400-UL-06-JM-FS-M01-NH-C4 | SS316 | IP65 | 2800 kPa | SS316L | NA |  | 0 to 10 barg | 25 | 1000 |  | 1200 |  | HH | [6 empty] | 24 VDC |  |  |  |  | 24 VDC | [6 empty] | WSD11-RIO-0201 | [9 empty] | CAMBI | [5 empty] | ASHCROFT | ASHCROFT | https://ashcroft.asia/ | +65 6252 6602 | +65 6252 6603 | sales@ashcroft.com.sg | Germany/Singapore
0010330329 | AT_INST_ | WSD11-111-PSHH-0202B | C4B | 131242-WSD11-DR-P-6000.dgn | WSD11-111-DWAS-00202D-50-SS16 | WSD11 | 111 | DWAS | PSHH | 0202 | B | THP FEED PUMP 2 DISCHARGE PSHH | THP FEED PUMP 2 DISCHARGE PSHH | NON-HAZARDOUS |  | 50 | 1200 |  |  |  | MECHANICAL (DIAPHRAGM TYPE) | DN50 PN25 Flange-B4-20-S-400-UL-06-JM-FS-M01-NH-C4 | SS316 | IP65 | 2800 kPa | SS316L | NA |  | 0 to 10 barg | 25 | 1000 |  | 1200 |  | HH | [6 empty] | 24 VDC |  |  |  |  | 24 VDC | [6 empty] | WSD11-RIO-0201 | [9 empty] | CAMBI | [5 empty] | ASHCROFT | ASHCROFT | https://ashcroft.asia/ | +65 6252 6602 | +65 6252 6603 | sales@ashcroft.com.sg | Germany/Singapore
0010330378 | AT_INST_ | WSD11-111-PSHH-0204 | C4B | 131242-WSD11-DR-P-6019.dgn | WSD11-111-STLP-00201A-50-SS16 | WSD11 | 111 | STLP | PSHH | 0204 |  | TRAIN 2 PULPER PSHH | TRAIN 2 PULPER PSHH | NON-HAZARDOUS |  | 50 | 500 |  |  |  | MECHANICAL (DIAPHRAGM TYPE) | B4-20-S-200-UL-06-JM-FS-M01-NH-C4 | SS316 | IP65 | 1400 kPa | SS316L | NA |  |  | 105 | 200 | [10 empty] | 24 VDC |  |  |  |  | 24 VDC | [6 empty] | WSD11-RIO-0201 | [9 empty] | CAMBI | [5 empty] | ASHCROFT | ASHCROFT | https://ashcroft.asia/ | +65 6252 6602 | +65 6252 6603 | sales@ashcroft.com.sg | Germany/Singapore
0010330383 | AT_INST_ | WSD11-111-PSHH-0205C | C4B | 131242-WSD11-DR-P-6020.dgn | WSD11-111-DWAS-00208X-15-SS16 | WSD11 | 111 | DWAS | PSHH | 0205 | C | TRAIN 2 REACTOR FEED PUMP PSHH | TRAIN 2 REACTOR FEED PUMP PSHH | NON-HAZARDOUS |  | 15 | 750 |  |  |  | MECHANICAL (DIAPHRAGM TYPE) | DN50 PN16 Flange-B4-20-S-200-UL-06-JM-FS-M01-NH-C4 | SS316 | IP65 | 1400 kPa | SS316L | NA |  |  | 95 | 600 | 600 | 600 |  | HH |  |  | LL |  |  |  | 24 VDC |  |  |  |  | 24 VDC | [6 empty] | WSD11-RIO-0201 | [9 empty] | CAMBI | [5 empty] | ASHCROFT | ASHCROFT | https://ashcroft.asia/ | +65 6252 6602 | +65 6252 6603 | sales@ashcroft.com.sg | Germany/Singapore
0010330384 | AT_INST_ | WSD11-111-PSHH-0205D | C4B | 131242-WSD11-DR-P-6020.dgn | WSD11-111-DWAS-00206X-15-SS16 | WSD11 | 111 | DWAS | PSHH | 0205 | D | TRAIN 2 PULPER CIRC/REACTOR FEED PUMP PSHH | TRAIN 2 PULPER CIRC/REACTOR FEED PUMP PSHH | NON-HAZARDOUS |  | 15 | 750 |  |  |  | MECHANICAL (DIAPHRAGM TYPE) | DN50 PN16 Flange-B4-20-S-200-UL-06-JM-FS-M01-NH-C4 | SS316 | IP65 | 1400 kPa | SS316L | NA |  |  | 95 | 600 | 600 | 600 |  | HH |  |  | LL |  |  |  | 24 VDC |  |  |  |  | 24 VDC | [6 empty] | WSD11-RIO-0201 | [9 empty] | CAMBI | [5 empty] | ASHCROFT | ASHCROFT | https://ashcroft.asia/ | +65 6252 6602 | +65 6252 6603 | sales@ashcroft.com.sg | Germany/Singapore
0010330385 | AT_INST_ | WSD11-111-PSHH-0207A | C4B | 131242-WSD11-DR-P-6021.dgn | WSD11-111-STHP-00202A-50-SS16 | WSD11 | 111 | STHP | PSHH | 0207 | A | TRAIN 2 REACTOR A PSHH | TRAIN 2 REACTOR A PSHH | NON-HAZARDOUS |  | 50 | 1250 |  |  |  | MECHANICAL (DIAPHRAGM TYPE) | B4-20-S-200-UL-06-JM-FS-M01-NH-C4 | SS316 | IP65 | 1400 kPa | SS316L | NA |  |  | 193 | 600 |  |  |  | HH | [6 empty] | 24 VDC |  |  |  |  | 24 VDC | [6 empty] | WSD11-RIO-0201 | [9 empty] | CAMBI | [5 empty] | ASHCROFT | ASHCROFT | https://ashcroft.asia/ | +65 6252 6602 | +65 6252 6603 | sales@ashcroft.com.sg | Germany/Singapore
0010330388 | AT_INST_ | WSD11-111-PSHH-0207B | C4B | 131242-WSD11-DR-P-6022.dgn | WSD11-111-STHP-00203A-50-SS16 | WSD11 | 111 | STHP | PSHH | 0207 | B | TRAIN 2 REACTOR B PSHH | TRAIN 2 REACTOR B PSHH | NON-HAZARDOUS |  | 50 | 1250 |  |  |  | MECHANICAL (DIAPHRAGM TYPE) | B4-20-S-200-UL-06-JM-FS-M01-NH-C4 | SS316 | IP65 | 1400 kPa | SS316L | NA |  |  | 193 | 600 |  |  |  | HH | [6 empty] | 24 VDC |  |  |  |  | 24 VDC | [6 empty] | WSD11-RIO-0201 | [9 empty] | CAMBI | [5 empty] | ASHCROFT | ASHCROFT | https://ashcroft.asia/ | +65 6252 6602 | +65 6252 6603 | sales@ashcroft.com.sg | Germany/Singapore
0010330390 | AT_INST_ | WSD11-111-PSHH-0207C | C4B | 131242-WSD11-DR-P-6023.dgn | WSD11-111-STHP-00204A-50-SS16 | WSD11 | 111 | STHP | PSHH | 0207 | C | TRAIN 2 REACTOR C PSHH | TRAIN 2 REACTOR C PSHH | NON-HAZARDOUS |  | 50 | 1250 |  |  |  | MECHANICAL (DIAPHRAGM TYPE) | B4-20-S-200-UL-06-JM-FS-M01-NH-C4 | SS316 | IP65 | 1400 kPa | SS316L | NA |  |  | 193 | 600 |  |  |  | HH | [6 empty] | 24 VDC |  |  |  |  | 24 VDC | [6 empty] | WSD11-RIO-0201 | [9 empty] | CAMBI | [5 empty] | ASHCROFT | ASHCROFT | https://ashcroft.asia/ | +65 6252 6602 | +65 6252 6603 | sales@ashcroft.com.sg | Germany/Singapore
0010330391 | AT_INST_ | WSD11-111-PSHH-0207D | C4B | 131242-WSD11-DR-P-6024.dgn | WSD11-111-STHP-00205A-50-SS16 | WSD11 | 111 | STHP | PSHH | 0207 | D | TRAIN 2 REACTOR D PSHH | TRAIN 2 REACTOR D PSHH | NON-HAZARDOUS |  | 50 | 1250 |  |  |  | MECHANICAL (DIAPHRAGM TYPE) | B4-20-S-200-UL-06-JM-FS-M01-NH-C4 | SS316 | IP65 | 1400 kPa | SS316L | NA |  |  | 193 | 600 |  |  |  | HH | [6 empty] | 24 VDC |  |  |  |  | 24 VDC | [6 empty] | WSD11-RIO-0201 | [9 empty] | CAMBI | [5 empty] | ASHCROFT | ASHCROFT | https://ashcroft.asia/ | +65 6252 6602 | +65 6252 6603 | sales@ashcroft.com.sg | Germany/Singapore
0010330392 | AT_INST_ | WSD11-111-PSHH-0209 | C4B | 131242-WSD11-DR-P-6025.dgn | WSD11-111-STHP-00206A-50-SS16 | WSD11 | 111 | STHP | PSHH | 0209 |  | TRAIN 2 FLASHTANK PSHH | TRAIN 2 FLASHTANK PSHH | NON-HAZARDOUS |  | 50 | 500 |  |  |  | MECHANICAL (DIAPHRAGM TYPE) | B4-20-S-200-UL-06-JM-FS-M01-NH-C4 | SS316 | IP65 | 1400 kPa | SS316L | NA |  |  | 107 | 30 |  |  |  | HH | [6 empty] | 24 VDC |  |  |  |  | 24 VDC | [6 empty] | WSD11-RIO-0201 | [9 empty] | CAMBI | [5 empty] | ASHCROFT | ASHCROFT | https://ashcroft.asia/ | +65 6252 6602 | +65 6252 6603 | sales@ashcroft.com.sg | Germany/Singapore
0010330400 | AT_INST_ | WSD11-111-PSHH-0210 | C4B | 131242-WSD11-DR-P-6028.dgn |  | WSD11 | 111 | FA | PSHH | 0210 |  | TRAIN 2 PROCESS GAS SKID VESSEL PSHH | TRAIN 2 PROCESS GAS SKID VESSEL PSHH | NON-HAZARDOUS |  | 50 | 550 |  |  |  | MECHANICAL (DIAPHRAGM TYPE) | B4-20-S-200-UL-06-JM-FS-M01-NH-C4 | SS316 | IP65 | 1400 kPa | SS316L | NA |  |  | 50 | 320 | 200 | 350 | [8 empty] | 24 VDC |  |  |  |  | 24 VDC | [6 empty] | WSD11-RIO-0201 | [9 empty] | CAMBI | [5 empty] | ASHCROFT | ASHCROFT | https://ashcroft.asia/ | +65 6252 6602 | +65 6252 6603 | sales@ashcroft.com.sg | Germany/Singapore
0010312489 | AT_INST_ | WSD11-111-PSL-1110A | C4B | 131242-WSD11-DR-P-6050.dgn | WSD11-111-G1-00101A-15-SS16 | WSD11 | 111 | G1 | PSL | 1110 | A | G1 BOOSTER PUMP A PSL | G1 BOOSTER PUMP A PRESSURE SWITCH LOW | NON-HAZARDOUS |  | 15 | 600 |  |  |  | PIEZORESISTIVE | PN2015, EVF005 | SS316 | IP65 | 6bar/600 kPa(g) | SS316 | NA |  |  | 30 | 250 | 220 | 500 | [6 empty] | IP65 | NA | PNP, 3-Wire | NA | 0.005 |  |  | 24VDC | NA | NA | NA | NA | [18 empty] | IFM | IFM | www.ifm.com/sg/en | +65 6562 8661 | +65 6562 8660 | sales.sg@ifm.com | Germany/Poland/Singapore
0010310100 | AT_INST_ | WSD11-111-PSL-1110B | C4B | 131242-WSD11-DR-P-6050.dgn | WSD11-111-G1-00201A-15-SS16 | WSD11 | 111 | G1 | PSL | 1110 | B | G1 BOOSTER PUMP B PSL | G1 BOOSTER PUMP B PRESSURE SWITCH LOW | NON-HAZARDOUS |  | 15 | 600 |  |  |  | PIEZORESISTIVE | PN2015, EVF005 | SS316 | IP65 | 6bar/600 kPa(g) | SS316 | NA |  |  | 30 | 250 | 220 | 500 | [6 empty] | IP65 | NA | PNP, 3-Wire | NA | 0.005 |  |  | 24VDC | NA | NA | NA | NA | [18 empty] | IFM | IFM | www.ifm.com/sg/en | +65 6562 8661 | +65 6562 8660 | sales.sg@ifm.com | Germany/Poland/Singapore
0010297858 | AT_INST_ | WSD11-111-TAH-0106 | C4B | 131242-WSD11-DR-P-6000.dgn |  | WSD11 | 111 | DWAS | TAH | 0106 |  | THP FEED PUMP 1 STATOR TAH | THP FEED PUMP 1 STATOR TAH | NON-HAZARDOUS |  |  | 1200 |  |  |  | PT100 | EV6241M STATOR TEMPERATURE RELAY | SS316 | IP65 | 100 |  | NA |  |  | 25 | 1000 |  | 1200 | [8 empty] | 24VDC |  |  |  |  | 24VDC | [16 empty] | CAMBI | [5 empty] | NOV | NOV | www.nov.com | +65 6513 3640 | +65 6266 6471 | sales@stsa.com.sg | USA
0010297860 | AT_INST_ | WSD11-111-TAH-0107 | C4B | 131242-WSD11-DR-P-6000.dgn |  | WSD11 | 111 | DWAS | TAH | 0107 |  | THP FEED PUMP 2 STATOR TAH | THP FEED PUMP 2 STATOR TAH | NON-HAZARDOUS |  |  | 1200 |  |  |  | PT100 | EV6241M STATOR TEMPERATURE RELAY | SS316 | IP65 | 100 |  | NA |  |  | 25 | 1000 |  | 1200 | [8 empty] | 24VDC |  |  |  |  | 24VDC | [16 empty] | CAMBI | [5 empty] | NOV | NOV | www.nov.com | +65 6513 3640 | +65 6266 6471 | sales@stsa.com.sg | USA
0010297859 | AT_INST_ | WSD11-111-TAH-0206 | C4B | 131242-WSD11-DR-P-6000.dgn |  | WSD11 | 111 | DWAS | TAH | 0206 |  | THP FEED PUMP 3 STATOR TAH | THP FEED PUMP 3 STATOR TAH | NON-HAZARDOUS |  |  | 1200 |  |  |  | PT100 | EV6241M STATOR TEMPERATURE RELAY | SS316 | IP65 | 100 |  | NA |  |  | 25 | 1000 |  | 1200 | [8 empty] | 24VDC |  |  |  |  | 24VDC | [6 empty] | WSD11-RIO-0201 | [9 empty] | CAMBI | [5 empty] | NOV | NOV | www.nov.com | +65 6513 3640 | +65 6266 6471 | sales@stsa.com.sg | USA
0010297861 | AT_INST_ | WSD11-111-TAH-0207 | C4B | 131242-WSD11-DR-P-6000.dgn |  | WSD11 | 111 | DWAS | TAH | 0207 |  | THP FEED PUMP 4 STATOR TAH | THP FEED PUMP 4 STATOR TAH | NON-HAZARDOUS |  |  | 1200 |  |  |  | PT100 | EV6241M STATOR TEMPERATURE RELAY | SS316 | IP65 | 100 |  | NA |  |  | 25 | 1000 |  | 1200 | [8 empty] | 24VDC |  |  |  |  | 24VDC | [6 empty] | WSD11-RIO-0201 | [9 empty] | CAMBI | [5 empty] | NOV | NOV | www.nov.com | +65 6513 3640 | +65 6266 6471 | sales@stsa.com.sg | USA
0010279680 | AT_INST_ | WSD11-111-TE-1101 | C4B | 131242-WSD11-DR-P-6050.dgn | WSD11-111-STHP-00001-150-SS16 | WSD11 | 111 | STHP | TE | 1101 |  | DESUPERHEATED STEAM TIT | DESUPERHEATED STEAM TIT | NON-HAZARDOUS |  | 150 | 1500 | [12 empty] | 217 | 1220 | 1200 | 1240 |  | HH | H | L | LL
0010334579 | AT_INST_ | WSD11-111-TE-1102 | C4B | 131242-WSD11-DR-P-6051.dgn | WSD11-111-STHP-00011-100-SS16 | WSD11 | 111 | STHP | TE | 1102 |  | DESUPERHEATED STEAM TE | DESUPERHEATED STEAM TE | NON-HAZARDOUS |  |  | 1500 | [12 empty] | 195 | 1150 | 1050 | 1200 |  | HH | H | L | LL
0010334594 | AT_INST_ | WSD11-111-TE-1104 | C4B | 131242-WSD11-DR-P-6051.dgn | WSD11-111-STHP-00003-150-SS16 | WSD11 | 111 | STHP | TE | 1104 |  | DE SUPERHEATER 1 OUTLET TE | DE SUPERHEATER 1 OUTLET TE | NON-HAZARDOUS |  | 150 | 1500 | [12 empty] | 195 | 1150 | 1050 | 1200 |  | HH | H | L | LL
0010333898 | AT_INST_ | WSD11-111-TE-1105 | C4B | 131242-WSD11-DR-P-6050.dgn | WSD11-111-STHP-00001-150-SS16 | WSD11 | 111 | STHP | TE | 1105 |  | STEAM SUPPLY HEADER 1 TE | STEAM SUPPLY HEADER 1 TE | NON-HAZARDOUS |  | 150 | 1500 | [12 empty] | 217 | 1220 | 1200 | 1240 |  | HH | H | L | LL
0010279625 | AT_INST_ | WSD11-111-TE-1201 | C4B | 131242-WSD11-DR-P-6050.dgn | WSD11-111-STHP-00002-150-SS16 | WSD11 | 111 | STHP | TE | 1201 |  | DESUPERHEATED STEAM TEMPERATURE TRANSMITTER | DESUPERHEATED STEAM TEMPERATURE TRANSMITTER | NON-HAZARDOUS |  | 150 | 1500 | [12 empty] | 217 | 1220 | 1200 | 1240 |  | HH | H | L | LL
0010334645 | AT_INST_ | WSD11-111-TE-1202 | C4B | 131242-WSD11-DR-P-6051.dgn | WSD11-111-STHP-00217-100-SS16 | WSD11 | 111 | STHP | TE | 1202 |  | DESUPERHEATED STEAM TE | DESUPERHEATED STEAM TE | NON-HAZARDOUS |  | 100 | 1500 | [12 empty] | 195 | 1150 | 1050 | 1200 |  | HH | H | L | LL
0010334711 | AT_INST_ | WSD11-111-TE-1204 | C4B | 131242-WSD11-DR-P-6051.dgn | WSD11-111-STHP-00004-150-SS16 | WSD11 | 111 | STHP | TE | 1204 |  | DE SUPERHEATER 2 OUTLET TE | DE SUPERHEATER 2 OUTLET TE | NON-HAZARDOUS |  | 150 | 1500 | [12 empty] | 195 | 1150 | 1050 | 1200 |  | HH | H | L | LL
0010333988 | AT_INST_ | WSD11-111-TE-1205 | C4B | 131242-WSD11-DR-P-6050.dgn | WSD11-111-STHP-00002-150-SS16 | WSD11 | 111 | STHP | TE | 1205 |  | STEAM SUPPLY HEADER 2 TE | STEAM SUPPLY HEADER 2 TE | NON-HAZARDOUS |  | 150 | 1500 | [12 empty] | 217 | 1220 | 1200 | 1240 |  | HH | H | L | LL
0010334557 | AT_INST_ | WSD11-111-TE-2101 | C4B | 131242-WSD11-DR-P-6051.dgn | WSD11-111-STHP-00005-100-SS16 | WSD11 | 111 | STHP | TE | 2101 |  | DE SUPERHEATER 1 OUTLET TO STEAM SPARGER TE | DE SUPERHEATER 1 OUTLET TO STEAM SPARGER TE | NON-HAZARDOUS |  | 100 | 1500 | [12 empty] | 195 | 1150 | 1050 | 1200 |  | HH | H | L | LL
0010334617 | AT_INST_ | WSD11-111-TE-2201 | C4B | 131242-WSD11-DR-P-6051.dgn | WSD11-111-STHP-00006-100-SS16 | WSD11 | 111 | STHP | TE | 2201 |  | DE SUPERHEATER 2 OUTLET TO STEAM SPARGER TE | DE SUPERHEATER 2 OUTLET TO STEAM SPARGER TE | NON-HAZARDOUS |  | 100 | 1500 | [12 empty] | 195 | 1150 | 1050 | 1200 |  | HH | H | L | LL
0010292396 | AT_INST_ | WSD11-111-TI-0108A | C4B | 131242-WSD11-DR-P-6003.dgn |  | WSD11 | 111 | STLP | TI | 0108 | A | TRAIN 1 REACTOR A TI | TRAIN 1 REACTOR A TI | NON-HAZARDOUS | [10 empty] | 0-200 oC |  |  |  | 0-200 oC | [16 empty] | 0-200 oC | LOOP POWER | [6 empty] | WSD11-RIO-0101 | [15 empty] | SIEMENS | SIEMENS | www.siemens.com | +65 6490 6000 | +65 6490 7691 | info.sg@siemens.com | Germany
0010292424 | AT_INST_ | WSD11-111-TI-0108B | C4B | 131242-WSD11-DR-P-6004.dgn |  | WSD11 | 111 | STLP | TI | 0108 | B | TRAIN 1 REACTOR B TI | TRAIN 1 REACTOR B TI | NON-HAZARDOUS | [10 empty] | 0-200 oC |  |  |  | 0-200 oC | [16 empty] | 0-200 oC | LOOP POWER | [6 empty] | WSD11-RIO-0101 | [15 empty] | SIEMENS | SIEMENS | www.siemens.com | +65 6490 6000 | +65 6490 7691 | info.sg@siemens.com | Germany
0010292439 | AT_INST_ | WSD11-111-TI-0108C | C4B | 131242-WSD11-DR-P-6005.dgn |  | WSD11 | 111 | STLP | TI | 0108 | C | TRAIN 1 REACTOR C TI | TRAIN 1 REACTOR C TI | NON-HAZARDOUS | [10 empty] | 0-200 oC |  |  |  | 0-200 oC | [16 empty] | 0-200 oC | LOOP POWER | [6 empty] | WSD11-RIO-0101 | [15 empty] | SIEMENS | SIEMENS | www.siemens.com | +65 6490 6000 | +65 6490 7691 | info.sg@siemens.com | Germany
0010292451 | AT_INST_ | WSD11-111-TI-0108D | C4B | 131242-WSD11-DR-P-6006.dgn |  | WSD11 | 111 | FA | TI | 0108 | D | TRAIN 1 REACTOR D TI | TRAIN 1 REACTOR D TI | NON-HAZARDOUS | [10 empty] | 0-200 oC |  |  |  | 0-200 oC | [16 empty] | 0-200 oC | LOOP POWER | [6 empty] | WSD11-RIO-0101 | [15 empty] | SIEMENS | SIEMENS | www.siemens.com | +65 6490 6000 | +65 6490 7691 | info.sg@siemens.com | Germany
0010292483 | AT_INST_ | WSD11-111-TI-0208A | C4B | 131242-WSD11-DR-P-6021.dgn |  | WSD11 | 111 | STLP | TI | 0208 | A | TRAIN 2 REACTOR A TI | TRAIN 2 REACTOR A TI | NON-HAZARDOUS | [10 empty] | 0-200 oC |  |  |  | 0-200 oC | [16 empty] | 0-200 oC | LOOP POWER | [6 empty] | WSD11-RIO-0201 | [15 empty] | SIEMENS | SIEMENS | www.siemens.com | +65 6490 6000 | +65 6490 7691 | info.sg@siemens.com | Germany
0010308616 | AT_INST_ | WSD11-111-TI-0208B | C4B | 131242-WSD11-DR-P-6022.dgn |  | WSD11 | 111 | STLP | TI | 0208 | B | TRAIN 2 REACTOR B TI | TRAIN 2 REACTOR B TI | NON-HAZARDOUS | [10 empty] | 0-200 oC |  |  |  | 0-200 oC | [16 empty] | 0-200 oC | LOOP POWER | [6 empty] | WSD11-RIO-0201 | [15 empty] | SIEMENS | SIEMENS | www.siemens.com | +65 6490 6000 | +65 6490 7691 | info.sg@siemens.com | Germany
0010292506 | AT_INST_ | WSD11-111-TI-0208C | C4B | 131242-WSD11-DR-P-6023.dgn |  | WSD11 | 111 | STLP | TI | 0208 | C | TRAIN 2 REACTOR C TI | TRAIN 2 REACTOR C TI | NON-HAZARDOUS | [10 empty] | 0-200 oC |  |  |  | 0-200 oC | [16 empty] | 0-200 oC | LOOP POWER | [6 empty] | WSD11-RIO-0201 | [15 empty] | SIEMENS | SIEMENS | www.siemens.com | +65 6490 6000 | +65 6490 7691 | info.sg@siemens.com | Germany
0010292518 | AT_INST_ | WSD11-111-TI-0208D | C4B | 131242-WSD11-DR-P-6024.dgn |  | WSD11 | 111 | STLP | TI | 0208 | D | TRAIN 2 REACTOR D TI | TRAIN 2 REACTOR D TI | NON-HAZARDOUS | [10 empty] | 0-200 oC |  |  |  | 0-200 oC | [16 empty] | 0-200 oC | LOOP POWER | [6 empty] | WSD11-RIO-0201 | [15 empty] | SIEMENS | SIEMENS | www.siemens.com | +65 6490 6000 | +65 6490 7691 | info.sg@siemens.com | Germany
0010279086 | AT_INST_ | WSD11-111-TIA-0101 | C4B | 131242-WSD11-DR-P-6002.dgn |  | WSD11 | 111 | DWAS | TIA | 0101 |  | TRAIN 1 PULPER TIA | TRAIN 1 PULPER TIA | NON-HAZARDOUS | [10 empty] | 0-200 oC |  |  |  | 0-200 oC | [6 empty] | H | L |  |  |  |  | SOFT I/O |  |  |  | 0-200 oC | [7 empty] | WSD11-RIO-0101
0010279436 | AT_INST_ | WSD11-111-TIA-0102 | C4B | 131242-WSD11-DR-P-6007.dgn |  | WSD11 | 111 | SHYP | TIA | 0102 |  | TRAIN 1 FLASHTANK DISCHARGE TIA | TRAIN 1 FLASHTANK DISCHARGE TIA | NON-HAZARDOUS |  |  | 500 | [7 empty] | 0-200 oC |  |  |  | 0-200 oC | 107 | 30 | [10 empty] | SOFT I/O |  |  |  | 0-200 oC | [7 empty] | WSD11-RIO-0101
0010277426 | AT_INST_ | WSD11-111-TIA-0103 | C4B | 131242-WSD11-DR-P-6009.dgn |  | WSD11 | 111 | G2D | TIA | 0103 |  | TRAIN 1 PG COOLER DISCHARGE WATER TIA | TRAIN 1 PG COOLER DISCHARGE WATER TIA | NON-HAZARDOUS |  |  | 600 | [7 empty] | 0-200 oC |  |  |  | 0-200 oC | 30 | 620 | 600 | 700 | [8 empty] | SOFT I/O |  |  |  | 0-200 oC | [7 empty] | WSD11-RIO-0101
0010277433 | AT_INST_ | WSD11-111-TIA-0104 | C4B | 131242-WSD11-DR-P-6009.dgn |  | WSD11 | 111 | FA | TIA | 0104 |  | TRAIN 1 PG COOLER 1 DISCHARGE FA TIA | TRAIN 1 PG COOLER 1 DISCHARGE FA TIA | NON-HAZARDOUS |  |  | 550 | [7 empty] | 0-200 oC |  |  |  | 0-200 oC | 55 | 100 | 100 | 100 | [8 empty] | SOFT I/O |  |  |  | 0-200 oC | [7 empty] | WSD11-RIO-0101
0010277494 | AT_INST_ | WSD11-111-TIA-0105 | C4B | 131242-WSD11-DR-P-6010.dgn |  | WSD11 | 111 | FA | TIA | 0105 |  | TRAIN 1 PROCESS GAS SKID TIA | TRAIN 1 PROCESS GAS SKID TIA | NON-HAZARDOUS |  |  | 550 | [7 empty] | 0-200 oC |  |  |  | 0-200 oC | 50 | 320 | 200 | 350 |  | HH | H | [5 empty] | SOFT I/O |  |  |  | 0-200 oC | [7 empty] | WSD11-RIO-0101
0010282281 | AT_INST_ | WSD11-111-TIA-0201 | C4B | 131242-WSD11-DR-P-6020.dgn |  | WSD11 | 111 | DWAS | TIA | 0201 |  | TRAIN 2 PULPER TIA | TRAIN 2 PULPER TIA | NON-HAZARDOUS | [10 empty] | 0-200 oC |  |  |  | 0-200 oC | [12 empty] | SOFT I/O |  |  |  | 0-200 oC | [7 empty] | WSD11-RIO-0201
0010282723 | AT_INST_ | WSD11-111-TIA-0202 | C4B | 131242-WSD11-DR-P-6025.dgn |  | WSD11 | 111 | HS | TIA | 0202 |  | TRAIN 2 FLASHTANK DISCHARGE TIA | TRAIN 2 FLASHTANK DISCHARGE TIA | NON-HAZARDOUS |  |  | 500 | [7 empty] | 0-200 oC |  |  |  | 0-200 oC | 107 | 30 | [10 empty] | SOFT I/O |  |  |  | 0-200 oC | [7 empty] | WSD11-RIO-0201
0010300855 | AT_INST_ | WSD11-111-TIA-0204 | C4B | 131242-WSD11-DR-P-6027.dgn |  | WSD11 | 111 | FA | TIA | 0204 |  | TRAIN 2 PG COOLER 1 DISCHARGE FA TIA | TRAIN 2 PG COOLER 1 DISCHARGE FA TIA | NON-HAZARDOUS |  |  | 550 | [7 empty] | 0-200 oC |  |  |  | 0-200 oC | 55 | 100 | 100 | 100 | [8 empty] | SOFT I/O |  |  |  | 0-200 oC | [7 empty] | WSD11-RIO-0201
0010283055 | AT_INST_ | WSD11-111-TIA-0205 | C4B | 131242-WSD11-DR-P-6028.dgn |  | WSD11 | 111 | FA | TIA | 0205 |  | TRAIN 2 PROCESS GAS SKID TIA | TRAIN 2 PROCESS GAS SKID TIA | NON-HAZARDOUS |  |  | 550 | [7 empty] | 0-200 oC |  |  |  | 0-200 oC | 50 | 320 | 200 | 350 |  | HH | H | [5 empty] | SOFT I/O |  |  |  | 0-200 oC | [7 empty] | WSD11-RIO-0201
0010334627 | AT_INST_ | WSD11-111-TIA-1102 | C4B | 131242-WSD11-DR-P-6051.dgn |  | WSD11 | 111 | STHP | TIA | 1102 |  | DESUPERHEATED STEAM TIA | DESUPERHEATED STEAM TIA | NON-HAZARDOUS |  | 15 | 1500 | [7 empty] | 0-250 oC |  |  |  | 0-250 oC | 195 | 1150 | 1050 | 1200 |  | HH | H | L | LL |  |  |  | SOFT I/O |  |  |  | 0-250 oC | [7 empty] | WSD11-RIO-0002A
0010334596 | AT_INST_ | WSD11-111-TIA-1104 | C4B | 131242-WSD11-DR-P-6051.dgn |  | WSD11 | 111 | STHP | TIA | 1104 |  | DE SUPERHEATER 1 OUTLET TIA | DE SUPERHEATER 1 OUTLET TIA | NON-HAZARDOUS |  | 150 | 1500 | [12 empty] | 195 | 1150 | 1050 | 1200 |  | HH | H | L | LL |  |  |  | SOFT I/O
0010333957 | AT_INST_ | WSD11-111-TIA-1105 | C4B | 131242-WSD11-DR-P-6050.dgn |  | WSD11 | 111 | STHP | TIA | 1105 |  | STEAM SUPPLY HEADER 1 TIA | STEAM SUPPLY HEADER 1 TIA | NON-HAZARDOUS |  | 150 | 1500 | [12 empty] | 217 | 1220 | 1200 | 1240 |  | HH | H | L | LL |  |  |  | SOFT I/O
0010297895 | AT_INST_ | WSD11-111-TIA-1201 | C4B | 131242-WSD11-DR-P-6050.dgn |  | WSD11 | 111 | STHP | TIA | 1201 |  | DESUPERHEATED STEAM TIT | DESUPERHEATED STEAM TIT | NON-HAZARDOUS |  |  | 1500 | [7 empty] | 0-250 oC |  |  |  | 0-250 oC | 217 | 1220 | 1200 | 1240 |  | HH | H | L | LL |  |  |  | SOFT I/O |  |  |  | 0-250 oC | [7 empty] | WSD11-RIO-0002B
0010334667 | AT_INST_ | WSD11-111-TIA-1202 | C4B | 131242-WSD11-DR-P-6051.dgn |  | WSD11 | 111 | STHP | TIA | 1202 |  | DESUPERHEATED STEAM TIA | DESUPERHEATED STEAM TIA | NON-HAZARDOUS |  | 15 | 1500 | [7 empty] | 0-250 oC |  |  |  | 0-250 oC | 195 | 1150 | 1050 | 1200 |  | HH | H | L | LL |  |  |  | SOFT I/O |  |  |  | 0-250 oC | [7 empty] | WSD11-RIO-0002A
0010334712 | AT_INST_ | WSD11-111-TIA-1204 | C4B | 131242-WSD11-DR-P-6051.dgn |  | WSD11 | 111 | STHP | TIA | 1204 |  | DE SUPERHEATER 2 OUTLET TIA | DE SUPERHEATER 2 OUTLET TIA | NON-HAZARDOUS |  | 150 | 1500 | [12 empty] | 195 | 1150 | 1050 | 1200 |  | HH | H | L | LL |  |  |  | SOFT I/O
0010333990 | AT_INST_ | WSD11-111-TIA-1205 | C4B | 131242-WSD11-DR-P-6050.dgn |  | WSD11 | 111 | STHP | TIA | 1205 |  | STEAM SUPPLY HEADER 2 TIA | STEAM SUPPLY HEADER 2 TIA | NON-HAZARDOUS |  |  | 1500 | [12 empty] | 217 | 1220 | 1200 | 1240 |  | HH | H | L | LL |  |  |  | SOFT I/O
0010334602 | AT_INST_ | WSD11-111-TIA-2201 | C4B | 131242-WSD11-DR-P-6051.dgn |  | WSD11 | 111 | STHP | TIA | 2201 |  | DE SUPERHEATER 2 OUTLET TO STEAM SPARGER TIA | DE SUPERHEATER 2 OUTLET TO STEAM SPARGER TIA | NON-HAZARDOUS |  |  | 1500 | [12 empty] | 195 | 1150 | 1050 | 1200 |  | HH | H | L | LL |  |  |  | SOFT I/O
0010334595 | AT_INST_ | WSD11-111-TIT-1104 | C4B | 131242-WSD11-DR-P-6051.dgn |  | WSD11 | 111 | STHP | TIT | 1104 |  | DE SUPERHEATER 1 OUTLET TEMPERATURE | DE SUPERHEATER 1 OUTLET TEMPERATURE | NON-HAZARDOUS |  | 150 | 1500 |  |  |  | RTD | 7MC75111CA101HA1ZC11+E04+T24+Y01{Y01:0...250 C} | SS316 | IP65 | 0-250 oC | SS316 | YES |  |  | 195 | 1150 | 1050 | 1200 |  | HH | H | L | LL |  | IP65 | YES | 4-20mA |  |  |  | 0-250 oC | Loop powered | [16 empty] | CAMBI | [5 empty] | SIEMENS | SIEMENS | www.siemens.com | +65 6490 6000 | +65 6490 7691 | info.sg@siemens.com | Germany
0010333951 | AT_INST_ | WSD11-111-TIT-1105 | C4B | 131242-WSD11-DR-P-6050.dgn |  | WSD11 | 111 | STHP | TIT | 1105 |  | STEAM SUPPLY HEADER 1 TIT | STEAM SUPPLY HEADER 1 TIT | NON-HAZARDOUS |  | 150 | 1500 |  |  |  | RTD | 7MC75111CA101HA1ZC11+E04+T24+Y01{Y01:0...250 C} | SS316 | IP65 | 0-250 oC | SS316 | YES |  |  | 217 | 1220 | 1200 | 1240 |  | HH | H | L | LL |  | IP65 | YES | 4-20mA |  |  |  | 0-250 oC | Loop powered | [16 empty] | CAMBI | [5 empty] | SIEMENS | SIEMENS | www.siemens.com | +65 6490 6000 | +65 6490 7691 | info.sg@siemens.com | Germany
0010334713 | AT_INST_ | WSD11-111-TIT-1204 | C4B | 131242-WSD11-DR-P-6051.dgn |  | WSD11 | 111 | STHP | TIT | 1204 |  | DE SUPERHEATER 2 OUTLET TEMPERATURE | DE SUPERHEATER 2 OUTLET TEMPERATURE | NON-HAZARDOUS |  | 150 | 1500 |  |  |  | RTD | 7MC75111CA101HA1ZC11+E04+T24+Y01{Y01:0...250 C} | SS316 | IP65 | 0-250 oC | SS316 | YES |  |  | 195 | 1150 | 1050 | 1200 |  | HH | H | L | LL |  | IP65 | YES | 4-20mA |  |  |  | 0-250 oC | Loop powered | [16 empty] | CAMBI | [5 empty] | SIEMENS | SIEMENS | www.siemens.com | +65 6490 6000 | +65 6490 7691 | info.sg@siemens.com | Germany
0010333989 | AT_INST_ | WSD11-111-TIT-1205 | C4B | 131242-WSD11-DR-P-6050.dgn |  | WSD11 | 111 | STHP | TIT | 1205 |  | STEAM SUPPLY HEADER 2 TIT | STEAM SUPPLY HEADER 2 TIT | NON-HAZARDOUS |  | 150 | 1500 |  |  |  | RTD | 7MC75111CA101HA1ZC11+E04+T24+Y01{Y01:0...250 C} | SS316 | IP65 | 0-250 oC | SS316 | YES |  |  | 217 | 1220 | 1200 | 1240 |  | HH | H | L | LL |  | IP65 | YES | 4-20mA |  |  |  | 0-250 oC | Loop powered | [16 empty] | CAMBI | [5 empty] | SIEMENS | SIEMENS | www.siemens.com | +65 6490 6000 | +65 6490 7691 | info.sg@siemens.com | Germany
0010297853 | AT_INST_ | WSD11-111-TSH-0106 | C4B | 131242-WSD11-DR-P-6000.dgn |  | WSD11 | 111 | DWAS | TSH | 0106 |  | THP FEED PUMP 1 STATOR TSH | THP FEED PUMP 1 STATOR TSH | NON-HAZARDOUS |  |  | 1200 |  |  |  | PT100 | EV6241M STATOR TEMPERATURE RELAY | SS316 | IP65 | 100 |  | NA |  |  | 25 | 1000 |  | 1200 | [8 empty] | 24VDC |  |  |  |  | 24VDC | [16 empty] | CAMBI | [5 empty] | NOV | NOV | www.nov.com | +65 6513 3640 | +65 6266 6471 | sales@stsa.com.sg | USA
0010297850 | AT_INST_ | WSD11-111-TSH-0107 | C4B | 131242-WSD11-DR-P-6000.dgn |  | WSD11 | 111 | DWAS | TSH | 0107 |  | THP FEED PUMP 2 STATOR TSH | THP FEED PUMP 2 STATOR TSH | NON-HAZARDOUS |  |  | 1200 |  |  |  | PT100 | EV6241M STATOR TEMPERATURE RELAY | SS316 | IP65 | 100 |  | NA |  |  | 25 | 1000 |  | 1200 | [8 empty] | 24VDC |  |  |  |  | 24VDC | [16 empty] | CAMBI | [5 empty] | NOV | NOV | www.nov.com | +65 6513 3640 | +65 6266 6471 | sales@stsa.com.sg | USA
0010297856 | AT_INST_ | WSD11-111-TSH-0206 | C4B | 131242-WSD11-DR-P-6000.dgn |  | WSD11 | 111 | DWAS | TSH | 0206 |  | THP FEED PUMP 3 STATOR TSH | THP FEED PUMP 3 STATOR TSH | NON-HAZARDOUS |  |  | 1200 |  |  |  | PT100 | EV6241M STATOR TEMPERATURE RELAY | SS316 | IP65 | 100 |  | NA |  |  | 25 | 1000 |  | 1200 | [8 empty] | 24VDC |  |  |  |  | 24VDC | [6 empty] | WSD11-RIO-0201 | [9 empty] | CAMBI | [5 empty] | NOV | NOV | www.nov.com | +65 6513 3640 | +65 6266 6471 | sales@stsa.com.sg | USA
0010297852 | AT_INST_ | WSD11-111-TSH-0207 | C4B | 131242-WSD11-DR-P-6000.dgn |  | WSD11 | 111 | DWAS | TSH | 0207 |  | THP FEED PUMP 4 STATOR TSH | THP FEED PUMP 4 STATOR TSH | NON-HAZARDOUS |  |  | 1200 |  |  |  | PT100 | EV6241M STATOR TEMPERATURE RELAY | SS316 | IP65 | 100 |  | NA |  |  | 25 | 1000 |  | 1200 | [8 empty] | 24VDC |  |  |  |  | 24VDC | [6 empty] | WSD11-RIO-0201 | [9 empty] | CAMBI | [5 empty] | NOV | NOV | www.nov.com | +65 6513 3640 | +65 6266 6471 | sales@stsa.com.sg | USA
0010279077 | AT_INST_ | WSD11-111-TT-0101 | C4B | 131242-WSD11-DR-P-6002.dgn | WSD11-111-DWAS-00104-200-SS16 | WSD11 | 111 | DWAS | TT | 0101 |  | TRAIN 1 PULPER TT | TRAIN 1 PULPER TT | NON-HAZARDOUS |  | 200 |  |  |  |  | RTD | 7MC7511-1CA10-0CA1-Z C11+E04+T24+Y01 | SS316 | IP65 | 0-200 oC | SS316 | YES |  | 0-200 oC | [10 empty] | IP65 | YES | 4-20mA |  |  |  | 0-200 oC | Loop powered | [6 empty] | WSD11-RIO-0101 | [9 empty] | CAMBI | [5 empty] | SIEMENS | SIEMENS | www.siemens.com | +65 6490 6000 | +65 6490 7691 | info.sg@siemens.com | Germany
0010279437 | AT_INST_ | WSD11-111-TT-0102 | C4B | 131242-WSD11-DR-P-6007.dgn | WSD11-111-HS-00110-200-SS16 | WSD11 | 111 | HS | TT | 0102 |  | TRAIN 1 FLASHTANK DISCHARGE TT | TRAIN 1 FLASHTANK DISCHARGE TT | NON-HAZARDOUS |  | 200 | 500 |  |  |  | RTD | 7MC7511-1CA10-0CA1-Z C11+E04+T24+Y01 | SS316 | IP65 | 0-200 oC | SS316 | YES |  | 0-200 oC | 107 | 30 | [8 empty] | IP65 | YES | 4-20mA |  |  |  | 0-200 oC | Loop powered | [6 empty] | WSD11-RIO-0101 | [9 empty] | CAMBI | [5 empty] | SIEMENS | SIEMENS | www.siemens.com | +65 6490 6000 | +65 6490 7691 | info.sg@siemens.com | Germany
0010277411 | AT_INST_ | WSD11-111-TT-0103 | C4B | 131242-WSD11-DR-P-6009.dgn | WSD11-111-G2D-00107-15-CPVC | WSD11 | 111 | G2D | TT | 0103 |  | TRAIN 1 PG COOLER DISCHARGE WATER TT | TRAIN 1 PG COOLER DISCHARGE WATER TT | NON-HAZARDOUS |  | 50 | 600 |  |  |  | RTD | 7MC7511-2AB04-9CC1-Z C11+E04+N1D+T24+Y01+Y45 | SS316 | IP65 | 0-200 oC | SS316 | YES |  | 0-200 oC | 30 | 620 | 600 | 700 | [6 empty] | IP65 | YES | 4-20mA |  |  |  | 0-200 oC | Loop powered | [6 empty] | WSD11-RIO-0101 | [9 empty] | CAMBI | [5 empty] | SIEMENS | SIEMENS | www.siemens.com | +65 6490 6000 | +65 6490 7691 | info.sg@siemens.com | Germany
0010277416 | AT_INST_ | WSD11-111-TT-0104 | C4B | 131242-WSD11-DR-P-6009.dgn | WSD11-111-FA-00117-50-SS16 | WSD11 | 111 | FA | TT | 0104 |  | TRAIN 1 PG COOLER 1 DISCHARGE FA TT | TRAIN 1 PG COOLER 1 DISCHARGE FA TT | NON-HAZARDOUS |  | 50 | 550 |  |  |  | RTD | 7MC7511-2AB04-9CC1-Z C11+E04+N1D+T24+Y01+Y45 | SS316 | IP65 | 0-200 oC | SS316 | YES |  | 0-200 oC | 55 | 100 | 100 | 100 | [6 empty] | IP65 | YES | 4-20mA |  |  |  | 0-200 oC | Loop powered | [6 empty] | WSD11-RIO-0101 | [9 empty] | CAMBI | [5 empty] | SIEMENS | SIEMENS | www.siemens.com | +65 6490 6000 | +65 6490 7691 | info.sg@siemens.com | Germany
0010277495 | AT_INST_ | WSD11-111-TT-0105 | C4B | 131242-WSD11-DR-P-6010.dgn | WSD11-111-FA-00123-65-SS16 | WSD11 | 111 | FA | TT | 0105 |  | TRAIN 1 PROCESS GAS SKID TT | TRAIN 1 PROCESS GAS SKID TT | NON-HAZARDOUS |  | 50 | 550 |  |  |  | RTD | 7MC7511-2AB04-9CC1-Z C11+E04+N1D+T24+Y01+Y45 | SS316 | IP65 | 0-200 oC | SS316 | YES |  | 0-200 oC | 50 | 320 | 200 | 350 |  | HH | H |  |  |  | IP65 | YES | 4-20mA |  |  |  | 0-200 oC | Loop powered | [6 empty] | WSD11-RIO-0101 | [9 empty] | CAMBI | [5 empty] | SIEMENS | SIEMENS | www.siemens.com | +65 6490 6000 | +65 6490 7691 | info.sg@siemens.com | Germany
0010292391 | AT_INST_ | WSD11-111-TT-0108A | C4B | 131242-WSD11-DR-P-6003.dgn | WSD11-111-STLP-00118-50-SS16 | WSD11 | 111 | STLP | TT | 0108 | A | TRAIN 1 REACTOR A TT | TRAIN 1 REACTOR A TT | NON-HAZARDOUS |  | 50 |  |  |  |  | RTD | 7MC7511-1CA10-0CA1-Z C11+E04+T24+Y01 | SS316 | IP65 | 0-200 oC | SS316 | YES |  | 0-200 oC | [10 empty] | IP65 | YES | 4-20mA |  |  |  | 0-200 oC | Loop powered | [6 empty] | WSD11-RIO-0101 | [9 empty] | CAMBI | [5 empty] | SIEMENS | SIEMENS | www.siemens.com | +65 6490 6000 | +65 6490 7691 | info.sg@siemens.com | Germany
0010292417 | AT_INST_ | WSD11-111-TT-0108B | C4B | 131242-WSD11-DR-P-6004.dgn | WSD11-111-STLP-00119-50-SS16 | WSD11 | 111 | STLP | TT | 0108 | B | TRAIN 1 REACTOR B TT | TRAIN 1 REACTOR B TT | NON-HAZARDOUS |  | 50 |  |  |  |  | RTD | 7MC7511-1CA10-0CA1-Z C11+E04+T24+Y01 | SS316 | IP65 | 0-200 oC | SS316 | YES |  | 0-200 oC | [10 empty] | IP65 | YES | 4-20mA |  |  |  | 0-200 oC | Loop powered | [6 empty] | WSD11-RIO-0101 | [9 empty] | CAMBI | [5 empty] | SIEMENS | SIEMENS | www.siemens.com | +65 6490 6000 | +65 6490 7691 | info.sg@siemens.com | Germany
0010292430 | AT_INST_ | WSD11-111-TT-0108C | C4B | 131242-WSD11-DR-P-6005.dgn | WSD11-111-STLP-00120-50-SS16 | WSD11 | 111 | STLP | TT | 0108 | C | TRAIN 1 REACTOR C TT | TRAIN 1 REACTOR C TT | NON-HAZARDOUS |  | 50 |  |  |  |  | RTD | 7MC7511-1CA10-0CA1-Z C11+E04+T24+Y01 | SS316 | IP65 | 0-200 oC | SS316 | YES |  | 0-200 oC | [10 empty] | IP65 | YES | 4-20mA |  |  |  | 0-200 oC | Loop powered | [6 empty] | WSD11-RIO-0101 | [9 empty] | CAMBI | [5 empty] | SIEMENS | SIEMENS | www.siemens.com | +65 6490 6000 | +65 6490 7691 | info.sg@siemens.com | Germany
0010292441 | AT_INST_ | WSD11-111-TT-0108D | C4B | 131242-WSD11-DR-P-6006.dgn | WSD11-111-STLP-00121-50-SS16 | WSD11 | 111 | STLP | TT | 0108 | D | TRAIN 1 REACTOR D TT | TRAIN 1 REACTOR D TT | NON-HAZARDOUS |  | 50 |  |  |  |  | RTD | 7MC7511-1CA10-0CA1-Z C11+E04+T24+Y01 | SS316 | IP65 | 0-200 oC | SS316 | YES |  | 0-200 oC | [10 empty] | IP65 | YES | 4-20mA |  |  |  | 0-200 oC | Loop powered | [6 empty] | WSD11-RIO-0101 | [9 empty] | CAMBI | [5 empty] | SIEMENS | SIEMENS | www.siemens.com | +65 6490 6000 | +65 6490 7691 | info.sg@siemens.com | Germany
0010282221 | AT_INST_ | WSD11-111-TT-0201 | C4B | 131242-WSD11-DR-P-6020.dgn | WSD11-111-DWAS-00204-200-SS16 | WSD11 | 111 | DWAS | TT | 0201 |  | TRAIN 2 PULPER TT | TRAIN 2 PULPER TT | NON-HAZARDOUS |  | 200 |  |  |  |  | RTD | 7MC7511-1CA10-0CA1-Z C11+E04+T24+Y01 | SS316 | IP65 | 0-200 oC | SS316 | YES |  | 0-200 oC | [10 empty] | IP65 | YES | 4-20mA |  |  |  | 0-200 oC | Loop powered | [6 empty] | WSD11-RIO-0201 | [9 empty] | CAMBI | [5 empty] | SIEMENS | SIEMENS | www.siemens.com | +65 6490 6000 | +65 6490 7691 | info.sg@siemens.com | Germany
0010282724 | AT_INST_ | WSD11-111-TT-0202 | C4B | 131242-WSD11-DR-P-6025.dgn | WSD11-111-HS-00210-200-SS16 | WSD11 | 111 | HS | TT | 0202 |  | TRAIN 2 FLASHTANK DISCHARGE TT | TRAIN 2 FLASHTANK DISCHARGE TT | NON-HAZARDOUS |  | 200 | 500 |  |  |  | RTD | 7MC7511-1CA10-0CA1-Z C11+E04+T24+Y01 | SS316 | IP65 | 0-200 oC | SS316 | YES |  | 0-200 oC | 107 | 30 | [8 empty] | IP65 | YES | 4-20mA |  |  |  | 0-200 oC | Loop powered | [6 empty] | WSD11-RIO-0201 | [9 empty] | CAMBI | [5 empty] | SIEMENS | SIEMENS | www.siemens.com | +65 6490 6000 | +65 6490 7691 | info.sg@siemens.com | Germany
0010300840 | AT_INST_ | WSD11-111-TT-0204 | C4B | 131242-WSD11-DR-P-6027.dgn | WSD11-111-FA-00217-50-SS16 | WSD11 | 111 | FA | TT | 0204 |  | TRAIN 2 PG COOLER 1 DISCHARGE FA TT | TRAIN 2 PG COOLER 1 DISCHARGE FA TT | NON-HAZARDOUS |  | 50 | 550 |  |  |  | RTD | 7MC7511-2AB04-9CC1-Z C11+E04+N1D+T24+Y01+Y45 | SS316 | IP65 | 0-200 oC | SS316 | YES |  | 0-200 oC | 55 | 100 | 100 | 100 | [6 empty] | IP65 | YES | 4-20mA |  |  |  | 0-200 oC | Loop powered | [6 empty] | WSD11-RIO-0201 | [9 empty] | CAMBI | [5 empty] | SIEMENS | SIEMENS | www.siemens.com | +65 6490 6000 | +65 6490 7691 | info.sg@siemens.com | Germany
0010283009 | AT_INST_ | WSD11-111-TT-0205 | C4B | 131242-WSD11-DR-P-6028.dgn | WSD11-111-FA-00223-65-SS16 | WSD11 | 111 | FA | TT | 0205 |  | TRAIN 2 PROCESS GAS SKID TT | TRAIN 2 PROCESS GAS SKID TT | NON-HAZARDOUS |  | 50 | 550 |  |  |  | RTD | 7MC7511-2AB04-9CC1-Z C11+E04+N1D+T24+Y01+Y45 | SS316 | IP65 | 0-200 oC | SS316 | YES |  | 0-200 oC | 50 | 320 | 200 | 350 |  | HH | H |  |  |  | IP65 | YES | 4-20mA |  |  |  | 0-200 oC | Loop powered | [6 empty] | WSD11-RIO-0201 | [9 empty] | CAMBI | [5 empty] | SIEMENS | SIEMENS | www.siemens.com | +65 6490 6000 | +65 6490 7691 | info.sg@siemens.com | Germany
0010292472 | AT_INST_ | WSD11-111-TT-0208A | C4B | 131242-WSD11-DR-P-6021.dgn | WSD11-111-STLP-00218-50-SS16 | WSD11 | 111 | STLP | TT | 0208 | A | TRAIN 2 REACTOR A TT | TRAIN 2 REACTOR A TT | NON-HAZARDOUS |  | 50 |  |  |  |  | RTD | 7MC7511-1CA10-0CA1-Z C11+E04+T24+Y01 | SS316 | IP65 | 0-200 oC | SS316 | YES |  | 0-200 oC | [10 empty] | IP65 | YES | 4-20mA |  |  |  | 0-200 oC | Loop powered | [6 empty] | WSD11-RIO-0201 | [9 empty] | CAMBI | [5 empty] | SIEMENS | SIEMENS | www.siemens.com | +65 6490 6000 | +65 6490 7691 | info.sg@siemens.com | Germany
0010308615 | AT_INST_ | WSD11-111-TT-0208B | C4B | 131242-WSD11-DR-P-6022.dgn | WSD11-111-STLP-00219-50-SS16 | WSD11 | 111 | STLP | TT | 0208 | B | TRAIN 2 REACTOR B TT | TRAIN 2 REACTOR B TT | NON-HAZARDOUS |  | 50 |  |  |  |  | RTD | 7MC7511-1CA10-0CA1-Z C11+E04+T24+Y01 | SS316 | IP65 | 0-200 oC | SS316 | YES |  | 0-200 oC | [10 empty] | IP65 | YES | 4-20mA |  |  |  | 0-200 oC | Loop powered | [6 empty] | WSD11-RIO-0201 | [9 empty] | CAMBI | [5 empty] | SIEMENS | SIEMENS | www.siemens.com | +65 6490 6000 | +65 6490 7691 | info.sg@siemens.com | Germany
0010292503 | AT_INST_ | WSD11-111-TT-0208C | C4B | 131242-WSD11-DR-P-6023.dgn | WSD11-111-STLP-00220-50-SS16 | WSD11 | 111 | STLP | TT | 0208 | C | TRAIN 2 REACTOR D TT | TRAIN 2 REACTOR D TT | NON-HAZARDOUS |  | 50 |  |  |  |  | RTD | 7MC7511-1CA10-0CA1-Z C11+E04+T24+Y01 | SS316 | IP65 | 0-200 oC | SS316 | YES |  | 0-200 oC | [10 empty] | IP65 | YES | 4-20mA |  |  |  | 0-200 oC | Loop powered | [6 empty] | WSD11-RIO-0201 | [9 empty] | CAMBI | [5 empty] | SIEMENS | SIEMENS | www.siemens.com | +65 6490 6000 | +65 6490 7691 | info.sg@siemens.com | Germany
0010292514 | AT_INST_ | WSD11-111-TT-0208D | C4B | 131242-WSD11-DR-P-6024.dgn | WSD11-111-STLP-00221-50-SS16 | WSD11 | 111 | STLP | TT | 0208 | D | REACTOR D TT TRANSMITTER | REACTOR D TT TRANSMITTER | NON-HAZARDOUS |  | 50 |  |  |  |  | RTD | 7MC7511-1CA10-0CA1-Z C11+E04+T24+Y01 | SS316 | IP65 | 0-200 oC | SS316 | YES |  | 0-200 oC | [10 empty] | IP65 | YES | 4-20mA |  |  |  | 0-200 oC | Loop powered | [6 empty] | WSD11-RIO-0201 | [9 empty] | CAMBI | [5 empty] | SIEMENS | SIEMENS | www.siemens.com | +65 6490 6000 | +65 6490 7691 | info.sg@siemens.com | Germany
0010312227 | AT_INST_FLO | WSD11-112-FE-0101A | C4B | 131242-WSD11-DR-P-6008.dgn | WSD11-112-HS-00102-100-SS16 | WSD11 | 112 | HS | FE | 0101 | A | TRAIN 1 FLASH TANK DISCHARGE PUMP 1 FE | TRAIN 1 FLASH TANK DISCHARGE PUMP 1 FE | NON-HAZARDOUS |  | 100 | 1200 | 33000 | 9200 | 46000 | ELECTROMAGNETIC | See FIT | HASTELLOY C276 | IP65 | -50 to 50 m3/h | HASTELLOY C276 | NA |  |  | 80 | 200 | 150 | 250 | [20 empty] | WSD11-RIO-0101 | [9 empty] | CAMBI | [5 empty] | SIEMENS | SIEMENS | www.siemens.com | +65 6490 6000 | +65 6490 7691 | info.sg@siemens.com | Germany
0010307520 | AT_INST_FLO | WSD11-112-FE-0101B | C4B | 131242-WSD11-DR-P-6008.dgn | WSD11-112-HS-00103-100-SS16 | WSD11 | 112 | HS | FE | 0101 | B | TRAIN 1 FLASH TANK DISCHARGE PUMP 2 FE | TRAIN 1 FLASH TANK DISCHARGE PUMP 2 FE | NON-HAZARDOUS |  | 100 | 1200 | 33000 | 9200 | 46000 | ELECTROMAGNETIC | See FIT | HASTELLOY C276 | IP65 | -50 to 50 m3/h | HASTELLOY C276 | NA |  |  | 80 | 200 | 150 | 250 | [20 empty] | WSD11-RIO-0101 | [9 empty] | CAMBI | [5 empty] | SIEMENS | SIEMENS | www.siemens.com | +65 6490 6000 | +65 6490 7691 | info.sg@siemens.com | Germany
0010307518 | AT_INST_FLO | WSD11-112-FE-0102 | C4B | 131242-WSD11-DR-P-6008.dgn | WSD11-112-G2D-00101-40-SS16 | WSD11 | 112 | G2D | FE | 0102 |  | G2D TO TRAIN 1 FLASH TANK DISCHARGE PUMPS FE | G2D TO TRAIN 1 FLASH TANK DISCHARGE PUMPS FE | NON-HAZARDOUS |  | 40 | 600 | 9360 | 9360 | 15000 | ELECTROMAGNETIC | See FIT | HASTELLOY C276 | IP65 | -16 to 16 m3/h | HASTELLOY C276 | NA |  |  | 30 | 620 | 600 | 700 | [20 empty] | WSD11-RIO-0101 | [9 empty] | CAMBI | [5 empty] | SIEMENS | SIEMENS | www.siemens.com | +65 6490 6000 | +65 6490 7691 | info.sg@siemens.com | Germany
0010312281 | AT_INST_FLO | WSD11-112-FE-0103A | C4B | 131242-WSD11-DR-P-6016.dgn | WSD11-112-HS-00109-100-SS16 | WSD11 | 112 | HS | FE | 0103 | A | TRAIN 1 CIRCULATION PUMP A DISCHARGE FE | TRAIN 1 CIRCULATION PUMP A DISCHARGE FE | NON-HAZARDOUS |  | 100 | 900 |  |  |  | ELECTROMAGNETIC | See FIT | HASTELLOY C276 | IP65 |  | HASTELLOY C276 | NA |  |  | 56 | 313 | 200 | 600 | [30 empty] | CAMBI | [5 empty] | SIEMENS | SIEMENS | www.siemens.com | +65 6490 6000 | +65 6490 7691 | info.sg@siemens.com | Germany
0010312287 | AT_INST_FLO | WSD11-112-FE-0103B | C4B | 131242-WSD11-DR-P-6016.dgn | WSD11-112-HS-00110-100-SS16 | WSD11 | 112 | HS | FE | 0103 | B | TRAIN 1 CIRCULATION PUMP B DISCHARGE FE | TRAIN 1 CIRCULATION PUMP B DISCHARGE FE | NON-HAZARDOUS |  | 100 | 900 |  |  |  | ELECTROMAGNETIC | See FIT | HASTELLOY C276 | IP65 |  | HASTELLOY C276 | NA |  |  | 56 | 313 | 200 | 600 | [30 empty] | CAMBI | [5 empty] | SIEMENS | SIEMENS | www.siemens.com | +65 6490 6000 | +65 6490 7691 | info.sg@siemens.com | Germany
0010312360 | AT_INST_FLO | WSD11-112-FE-0104 | C4B | 131242-WSD11-DR-P-6018.dgn | WSD11-112-HS-00116-100-SS16 | WSD11 | 112 | HS | FE | 0104 |  | TRAIN 1 DIGESTER FEED PUMP FE | TRAIN 1 DIGESTER FEED PUMP FE | NON-HAZARDOUS |  | 100 | 900 |  |  |  | ELECTROMAGNETIC | See FIT | HASTELLOY C276 | IP65 |  | HASTELLOY C276 | NA |  |  | 50 | 567 | 400 | 600 | [20 empty] | WSD11-RIO-0101 | [9 empty] | CAMBI | [5 empty] | SIEMENS | SIEMENS | www.siemens.com | +65 6490 6000 | +65 6490 7691 | info.sg@siemens.com | Germany
0010307538 | AT_INST_FLO | WSD11-112-FE-0201A | C4B | 131242-WSD11-DR-P-6026.dgn | WSD11-112-HS-00202-100-SS16 | WSD11 | 112 | HS | FE | 0201 | A | TRAIN 2 FLASH TANK DISCHARGE PUMP 1 FE | TRAIN 2 FLASH TANK DISCHARGE PUMP 1 FE | NON-HAZARDOUS |  | 100 | 1200 | 33000 | 9200 | 46000 | ELECTROMAGNETIC | See FIT | HASTELLOY C276 | IP65 | -50 to 50 m3/h | HASTELLOY C276 | NA |  |  | 80 | 200 | 150 | 250 | [20 empty] | WSD11-RIO-0201 | [9 empty] | CAMBI | [5 empty] | SIEMENS | SIEMENS | www.siemens.com | +65 6490 6000 | +65 6490 7691 | info.sg@siemens.com | Germany
0010307539 | AT_INST_FLO | WSD11-112-FE-0201B | C4B | 131242-WSD11-DR-P-6026.dgn | WSD11-112-HS-00203-100-SS16 | WSD11 | 112 | HS | FE | 0201 | B | TRAIN 2 FLASH TANK DISCHARGE PUMP 2 FE | TRAIN 2 FLASH TANK DISCHARGE PUMP 2 FE | NON-HAZARDOUS |  | 100 | 1200 | 33000 | 9200 | 46000 | ELECTROMAGNETIC | See FIT | HASTELLOY C276 | IP65 | -50 to 50 m3/h | HASTELLOY C276 | NA |  |  | 80 | 200 | 150 | 250 | [20 empty] | WSD11-RIO-0201 | [9 empty] | CAMBI | [5 empty] | SIEMENS | SIEMENS | www.siemens.com | +65 6490 6000 | +65 6490 7691 | info.sg@siemens.com | Germany
0010307537 | AT_INST_FLO | WSD11-112-FE-0202 | C4B | 131242-WSD11-DR-P-6026.dgn | WSD11-112-G2D-00201-40-SS16 | WSD11 | 112 | G2D | FE | 0202 |  | TRAIN 2 FLASH TANK DISCHARGE PUMPS G2D INLET FE | TRAIN 2 FLASH TANK DISCHARGE PUMPS G2D INLET FE | NON-HAZARDOUS |  | 32 | 600 | 9360 | 9360 | 15000 | ELECTROMAGNETIC | See FIT | HASTELLOY C276 | IP65 | -16 to 16 m3/h | HASTELLOY C276 | NA |  |  | 30 | 620 | 600 | 700 | [20 empty] | WSD11-RIO-0201 | [9 empty] | CAMBI | [5 empty] | SIEMENS | SIEMENS | www.siemens.com | +65 6490 6000 | +65 6490 7691 | info.sg@siemens.com | Germany
0010308851 | AT_INST_FLO | WSD11-112-FE-0203A | C4B | 131242-WSD11-DR-P-6034.dgn | WSD11-112-HS-00209-100-SS16 | WSD11 | 112 | HS | FE | 0203 | A | TRAIN 2 CIRCULATION PUMP A DISCHARGE FE | TRAIN 2 CIRCULATION PUMP A DISCHARGE FE | NON-HAZARDOUS |  | 100 | 900 |  |  |  | ELECTROMAGNETIC | See FIT | HASTELLOY C276 | IP65 |  | HASTELLOY C276 | NA |  |  | 56 | 313 | 200 | 600 | [30 empty] | CAMBI | [5 empty] | SIEMENS | SIEMENS | www.siemens.com | +65 6490 6000 | +65 6490 7691 | info.sg@siemens.com | Germany
0010308852 | AT_INST_FLO | WSD11-112-FE-0203B | C4B | 131242-WSD11-DR-P-6034.dgn | WSD11-112-HS-00210-100-SS16 | WSD11 | 112 | HS | FE | 0203 | B | TRAIN 2 CIRCULATION PUMP B DISCHARGE FE | TRAIN 2 CIRCULATION PUMP B DISCHARGE FE | NON-HAZARDOUS |  | 100 | 900 |  |  |  | ELECTROMAGNETIC | See FIT | HASTELLOY C276 | IP65 |  | HASTELLOY C276 | NA |  |  | 56 | 313 | 200 | 600 | [30 empty] | CAMBI | [5 empty] | SIEMENS | SIEMENS | www.siemens.com | +65 6490 6000 | +65 6490 7691 | info.sg@siemens.com | Germany
0010312457 | AT_INST_FLO | WSD11-112-FE-0204 | C4B | 131242-WSD11-DR-P-6036.dgn | WSD11-112-HS-00216-100-SS16 | WSD11 | 112 | HS | FE | 0204 |  | TRAIN 2 DIGESTER FEED PUMP FE | TRAIN 2 DIGESTER FEED PUMP FE | NON-HAZARDOUS |  | 100 | 900 |  |  |  | ELECTROMAGNETIC | See FIT | HASTELLOY C276 | IP65 | -50 to 50 m3/h | HASTELLOY C276 | NA |  |  | 50 | 567 | 400 | 600 | [20 empty] | WSD11-RIO-0201 | [9 empty] | CAMBI | [5 empty] | SIEMENS | SIEMENS | www.siemens.com | +65 6490 6000 | +65 6490 7691 | info.sg@siemens.com | Germany
0010308123 | AT_INST_FLO | WSD11-112-FE-1101 | C4B | 131242-WSD11-DR-P-6063.dgn | WSD11-112-HWR-00001-150-SS16 | WSD11 | 112 | HWR | FE | 1101 |  | STEAM SPARGER INLET FE | STEAM SPARGER INLET FE | NON-HAZARDOUS |  | 125 | 600 | 105000 | 117000 | 39000 | ELECTROMAGNETIC | See FIT | HASTELLOY C276 | IP65 | 0-150 m3/h | HASTELLOY C276 | NA |  |  | 50 | 300 | 300 | 310 | 1500 | [29 empty] | CAMBI | [5 empty] | SIEMENS | SIEMENS | www.siemens.com | +65 6490 6000 | +65 6490 7691 | info.sg@siemens.com | Germany
0010309615 | AT_INST_FLO | WSD11-112-FE-1102 | C4B | 131242-WSD11-DR-P-6063.dgn | WSD11-112-HWR-00012-250-SS16 | WSD11 | 112 | HWR | FE | 1102 |  | TCD WET WELL INLET FE | TCD WET WELL INLET FE | NON-HAZARDOUS |  | 250 | 600 | 264000 | 132000 | 514000 | ELECTROMAGNETIC | See FIT | [7 empty] | 35 | 120 | 120 | 130 | [36 empty] | ENDRESS+HAUSER | ENDRESS+HAUSER | www.sg.endress.com | +65 6768 5716 | +65 6566 6848 | info.sg@endress.com | India/Switzerland
0010307555 | AT_INST_FLO | WSD11-112-FE-1103 | C4B | 131242-WSD11-DR-P-6070.dgn | WSD11-112-HS-00004-150-SS16 | WSD11 | 112 | HS | FE | 1103 |  | HS RING CIRCULATION LOOP FE | HS RING CIRCULATION LOOP FE | NON-HAZARDOUS |  | 100 | 900 | 63600 | 30800 | 82300 | ELECTROMAGNETIC | See FIT | HASTELLOY C276 | IP65 |  | HASTELLOY C276 | NA |  |  | 50 | 567 | 400 | 400 | [30 empty] | CAMBI | [5 empty] | SIEMENS | SIEMENS | www.siemens.com | +65 6490 6000 | +65 6490 7691 | info.sg@siemens.com | Germany
0010309617 | AT_INST_ | WSD11-112-FI-1102 | C4B | 131242-WSD11-DR-P-6063.dgn |  | WSD11 | 112 | HWR | FI | 1102 |  | TCD WET WELL INLET FI | TCD WET WELL INLET FI | NON-HAZARDOUS |  |  | 600 | 264000 | 132000 | 514000 | [9 empty] | 35 | 120 | 120 | 130 | [8 empty] | SOFT I/O | [11 empty] | WSD11-RIO-0002A
0010279525 | AT_INST_ | WSD11-112-FIA-0101A | C4B | 131242-WSD11-DR-P-6008.dgn |  | WSD11 | 112 | HS | FIA | 0101 | A | TRAIN 1 FLASH TANK DISCHARGE PUMP 1 FIA | TRAIN 1 FLASH TANK DISCHARGE PUMP 1 FIA | NON-HAZARDOUS |  |  | 1200 | 33000 | 9200 | 46000 |  |  |  |  | -50 to 50 m3/h |  |  |  |  | 80 | 200 | 150 | 250 | [8 empty] | SOFT I/O | [11 empty] | WSD11-RIO-0101
0010279474 | AT_INST_ | WSD11-112-FIA-0101B | C4B | 131242-WSD11-DR-P-6008.dgn |  | WSD11 | 112 | HS | FIA | 0101 | B | TRAIN 1 FLASH TANK DISCHARGE PUMP B FIA | TRAIN 1 FLASH TANK DISCHARGE PUMP B FIA | NON-HAZARDOUS |  |  | 1200 | 33000 | 9200 | 46000 |  |  |  |  | -50 to 50 m3/h |  |  |  |  | 80 | 200 | 150 | 250 | [8 empty] | SOFT I/O | [11 empty] | WSD11-RIO-0101
0010279513 | AT_INST_ | WSD11-112-FIA-0102 | C4B | 131242-WSD11-DR-P-6008.dgn |  | WSD11 | 112 | G2D | FIA | 0102 |  | TRAIN 1 FLASH TANK DISCHARGE PUMPS G2D INLET FIA | TRAIN 1 FLASH TANK DISCHARGE PUMPS G2D INLET FIA | NON-HAZARDOUS |  |  | 600 | 9360 | 9360 | 15000 |  |  |  |  | -16 to 16 m3/h |  |  |  |  | 30 | 620 | 600 | 700 | [8 empty] | SOFT I/O | [11 empty] | WSD11-RIO-0101
0010278092 | AT_INST_ | WSD11-112-FIA-0103A | C4B | 131242-WSD11-DR-P-6016.dgn |  | WSD11 | 112 | HS | FIA | 0103 | A | TRAIN 1 CIRCULATION PUMP A DISCHARGE FIA | TRAIN 1 CIRCULATION PUMP A DISCHARGE FIA | NON-HAZARDOUS |  |  | 900 | [7 empty] | -50 to 50 m3/h |  |  |  |  | 56 | 313 | 200 | 600 | [8 empty] | SOFT I/O | [11 empty] | WSD11-RIO-0101
0010278093 | AT_INST_ | WSD11-112-FIA-0103B | C4B | 131242-WSD11-DR-P-6016.dgn |  | WSD11 | 112 | HS | FIA | 0103 | B | TRAIN 1 CIRCULATION PUMP B DISCHARGE FIA | TRAIN 1 CIRCULATION PUMP B DISCHARGE FIA | NON-HAZARDOUS |  |  | 900 | [7 empty] | -50 to 50 m3/h |  |  |  |  | 56 | 313 | 200 | 600 | [8 empty] | SOFT I/O | [11 empty] | WSD11-RIO-0101
0010278415 | AT_INST_ | WSD11-112-FIA-0104 | C4B | 131242-WSD11-DR-P-6018.dgn |  | WSD11 | 112 | HS | FIA | 0104 |  | TRAIN 1 DIGESTER FEED PUMP FIA | TRAIN 1 DIGESTER FEED PUMP FIA | NON-HAZARDOUS |  |  | 900 | [7 empty] | -50 to 50 m3/h |  |  |  |  | 50 | 567 | 400 | 600 | [8 empty] | SOFT I/O | [11 empty] | WSD11-RIO-0101
0010282804 | AT_INST_ | WSD11-112-FIA-0201A | C4B | 131242-WSD11-DR-P-6026.dgn |  | WSD11 | 112 | HS | FIA | 0201 | A | TRAIN 2 FLASH TANK DISCHARGE PUMP 1 FIA | TRAIN 2 FLASH TANK DISCHARGE PUMP 1 FIA | NON-HAZARDOUS |  |  | 1200 | 33000 | 9200 | 46000 |  |  |  |  | -50 to 50 m3/h |  |  |  |  | 80 | 200 | 150 | 250 | [8 empty] | SOFT I/O | [11 empty] | WSD11-RIO-0201
0010282829 | AT_INST_ | WSD11-112-FIA-0201B | C4B | 131242-WSD11-DR-P-6026.dgn |  | WSD11 | 112 | HS | FIA | 0201 | B | TRAIN 2 FLASH TANK DISCHARGE PUMP 2 FIA | TRAIN 2 FLASH TANK DISCHARGE PUMP 2 FIA | NON-HAZARDOUS |  |  | 1200 | 33000 | 9200 | 46000 |  |  |  |  | -50 to 50 m3/h |  |  |  |  | 80 | 200 | 150 | 250 | [8 empty] | SOFT I/O | [11 empty] | WSD11-RIO-0201
0010282851 | AT_INST_ | WSD11-112-FIA-0202 | C4B | 131242-WSD11-DR-P-6026.dgn |  | WSD11 | 112 | G2D | FIA | 0202 |  | TRAIN 2 FLASH TANK DISCHARGE PUMPS G2D INLET FIA | TRAIN 2 FLASH TANK DISCHARGE PUMPS G2D INLET FIA | NON-HAZARDOUS |  |  | 600 | 9360 | 9360 | 15000 |  |  |  |  | -16 to 16 m3/h |  |  |  |  | 30 | 620 | 600 | 700 | [8 empty] | SOFT I/O | [11 empty] | WSD11-RIO-0201
0010283790 | AT_INST_ | WSD11-112-FIA-0203A | C4B | 131242-WSD11-DR-P-6034.dgn |  | WSD11 | 112 | HS | FIA | 0203 | A | TRAIN 2 CIRCULATION PUMP A DISCHARGE FIA | TRAIN 2 CIRCULATION PUMP A DISCHARGE FIA | NON-HAZARDOUS |  |  | 900 | [7 empty] | -50 to 50 m3/h |  |  |  |  | 56 | 313 | 200 | 600 | [8 empty] | SOFT I/O | [11 empty] | WSD11-RIO-0201
0010283758 | AT_INST_ | WSD11-112-FIA-0203B | C4B | 131242-WSD11-DR-P-6034.dgn |  | WSD11 | 112 | HS | FIA | 0203 | B | TRAIN 2 CIRCULATION PUMP B DISCHARGE FIA | TRAIN 2 CIRCULATION PUMP B DISCHARGE FIA | NON-HAZARDOUS |  |  | 900 | [7 empty] | -50 to 50 m3/h |  |  |  |  | 56 | 313 | 200 | 600 | [8 empty] | SOFT I/O | [11 empty] | WSD11-RIO-0201
0010284130 | AT_INST_ | WSD11-112-FIA-0204 | C4B | 131242-WSD11-DR-P-6036.dgn |  | WSD11 | 112 | HS | FIA | 0204 |  | TRAIN 2 DIGESTER FEED PUMP FIA | TRAIN 2 DIGESTER FEED PUMP FIA | NON-HAZARDOUS |  |  | 900 | [7 empty] | -50 to 50 m3/h |  |  |  |  | 50 | 567 | 400 | 600 | [8 empty] | SOFT I/O | [11 empty] | WSD11-RIO-0201
0010280071 | AT_INST_ | WSD11-112-FIA-1101 | C4B | 131242-WSD11-DR-P-6063.dgn |  | WSD11 | 112 | HWR | FIA | 1101 |  | STEAM SPARGER INLET FIA | STEAM SPARGER INLET FIA | NON-HAZARDOUS |  |  | 600 | 105000 | 117000 | 39000 |  |  |  |  | 0-150 m3/h |  |  |  |  | 50 | 300 | 300 | 310 | [8 empty] | SOFT I/O | [11 empty] | WSD11-RIO-0002B
0010306821 | AT_INST_ | WSD11-112-FIA-1103 | C4B | 131242-WSD11-DR-P-6070.dgn |  | WSD11 | 112 | HS | FIA | 1103 |  | HS RING CIRCULATION LOOP FIA | HS RING CIRCULATION LOOP FIA | NON-HAZARDOUS |  |  | 900 | 63600 | 30800 | 82300 |  |  |  |  | -50 to 50 m3/h |  |  |  |  | 50 | 567 | 400 | 400 | [8 empty] | SOFT I/O | [11 empty] | WSD11-RIO-0002A
0010279522 | AT_INST_ | WSD11-112-FIT-0101A | C4B | 131242-WSD11-DR-P-6008.dgn |  | WSD11 | 112 | HS | FIT | 0101 | A | TRAIN 1 FLASH TANK DISCHARGE PUMP 1 FIT | TRAIN 1 FLASH TANK DISCHARGE PUMP 1 FIT | NON-HAZARDOUS |  |  | 1200 | 33000 | 9200 | 46000 | ELECTROMAGNETIC | 7ME6340-3FC17-2DA1 | HASTELLOY C276 | IP65 | -50 to 50 m3/h | HASTELLOY C276 | NA |  |  | 80 | 200 | 150 | 250 | [5 empty] | Die-cast Alu | IP65 | YES | 4-20mA | DO, Flow Direction | 0.005 |  | -50 to 50 m3/h | 24 VDC | PFA | STAINLESS STEEL | DN 65 |  |  |  | WSD11-RIO-0101 | [9 empty] | CAMBI | [5 empty] | SIEMENS | SIEMENS | www.siemens.com | +65 6490 6000 | +65 6490 7691 | info.sg@siemens.com | Germany
0010279475 | AT_INST_ | WSD11-112-FIT-0101B | C4B | 131242-WSD11-DR-P-6008.dgn |  | WSD11 | 112 | HS | FIT | 0101 | B | TRAIN 1 FLASH TANK DISCHARGE PUMP B FIT | TRAIN 1 FLASH TANK DISCHARGE PUMP B FIT | NON-HAZARDOUS |  |  | 1200 | 33000 | 9200 | 46000 | ELECTROMAGNETIC | 7ME6340-3FC17-2DA1 | HASTELLOY C276 | IP65 | -50 to 50 m3/h | HASTELLOY C276 | NA |  |  | 80 | 200 | 150 | 250 | [5 empty] | Die-cast Alu | IP65 | YES | 4-20mA | DO, Flow Direction | 0.005 |  | -50 to 50 m3/h | 24 VDC | PFA | STAINLESS STEEL | DN 65 |  |  |  | WSD11-RIO-0101 | [9 empty] | CAMBI | [5 empty] | SIEMENS | SIEMENS | www.siemens.com | +65 6490 6000 | +65 6490 7691 | info.sg@siemens.com | Germany
0010279512 | AT_INST_ | WSD11-112-FIT-0102 | C4B | 131242-WSD11-DR-P-6008.dgn |  | WSD11 | 112 | G2D | FIT | 0102 |  | TRAIN 1 FLASH TANK DISCHARGE PUMPS G2D INLET FIT | TRAIN 1 FLASH TANK DISCHARGE PUMPS G2D INLET FIT | NON-HAZARDOUS |  |  | 600 | 9360 | 9360 | 15000 | ELECTROMAGNETIC | 7ME6340-2RC17-2DA1 | HASTELLOY C276 | IP65 | -16 to 16 m3/h | HASTELLOY C276 | NA |  |  | 30 | 620 | 600 | 700 | [5 empty] | Die-cast Alu | IP65 | YES | 4-20mA | DO, Flow Direction | 0.005 |  | -16 to 16 m3/h | 24 VDC | PFA | STAINLESS STEEL | DN 40 |  |  |  | WSD11-RIO-0101 | [9 empty] | CAMBI | [5 empty] | SIEMENS | SIEMENS | www.siemens.com | +65 6490 6000 | +65 6490 7691 | info.sg@siemens.com | Germany
0010278089 | AT_INST_ | WSD11-112-FIT-0103A | C4B | 131242-WSD11-DR-P-6016.dgn |  | WSD11 | 112 | HS | FIT | 0103 | A | TRAIN 1 CIRCULATION PUMP A DISCHARGE FIT | TRAIN 1 CIRCULATION PUMP A DISCHARGE FIT | NON-HAZARDOUS |  |  | 900 |  |  |  | ELECTROMAGNETIC | 7ME6340-3FC17-2DA1 | HASTELLOY C276 | IP65 | -50 to 50 m3/h | HASTELLOY C276 | NA |  |  | 56 | 313 | 200 | 600 | [5 empty] | Die-cast Alu | IP65 | YES | 4-20mA | DO, Flow Direction | 0.005 |  | -50 to 50 m3/h | 24 VDC | PFA | STAINLESS STEEL | DN 65 |  |  |  | WSD11-RIO-0101 | [9 empty] | CAMBI | [5 empty] | SIEMENS | SIEMENS | www.siemens.com | +65 6490 6000 | +65 6490 7691 | info.sg@siemens.com | Germany
0010278091 | AT_INST_ | WSD11-112-FIT-0103B | C4B | 131242-WSD11-DR-P-6016.dgn |  | WSD11 | 112 | HS | FIT | 0103 | B | TRAIN 1 CIRCULATION PUMP B DISCHARGE FIT | TRAIN 1 CIRCULATION PUMP B DISCHARGE FIT | NON-HAZARDOUS |  |  | 900 |  |  |  | ELECTROMAGNETIC | 7ME6340-3FC17-2DA1 | HASTELLOY C276 | IP65 | -50 to 50 m3/h | HASTELLOY C276 | NA |  |  | 56 | 313 | 200 | 600 | [5 empty] | Die-cast Alu | IP65 | YES | 4-20mA | DO, Flow Direction | 0.005 |  | -50 to 50 m3/h | 24 VDC | PFA | STAINLESS STEEL | DN 65 |  |  |  | WSD11-RIO-0101 | [9 empty] | CAMBI | [5 empty] | SIEMENS | SIEMENS | www.siemens.com | +65 6490 6000 | +65 6490 7691 | info.sg@siemens.com | Germany
0010278416 | AT_INST_ | WSD11-112-FIT-0104 | C4B | 131242-WSD11-DR-P-6018.dgn |  | WSD11 | 112 | HS | FIT | 0104 |  | TRAIN 1 DIGESTER FEED PUMP FIT | TRAIN 1 DIGESTER FEED PUMP FIT | NON-HAZARDOUS |  |  | 900 |  |  |  | ELECTROMAGNETIC | 7ME6340-3FC17-2DA1 | HASTELLOY C276 | IP65 | -50 to 50 m3/h | HASTELLOY C276 | NA |  |  | 50 | 567 | 400 | 600 | [5 empty] | Die-cast Alu | IP65 | YES | 4-20mA | DO, Flow Direction | 0.005 |  | -50 to 50 m3/h | 24 VDC | PFA | STAINLESS STEEL | DN 65 |  |  |  | WSD11-RIO-0101 | [9 empty] | CAMBI | [5 empty] | SIEMENS | SIEMENS | www.siemens.com | +65 6490 6000 | +65 6490 7691 | info.sg@siemens.com | Germany
0010336161 | AT_INST_FLO | WSD11-112-FIT-0105 |  | 131242-WSD11-DR-P-6017.dgn | WSD11-112-HS-00119-50-SS16 | WSD11 | 112 | G2D | FIT | 0105
0010282805 | AT_INST_ | WSD11-112-FIT-0201A | C4B | 131242-WSD11-DR-P-6026.dgn |  | WSD11 | 112 | HS | FIT | 0201 | A | TRAIN 2 FLASH TANK DISCHARGE PUMP 1 FIT | TRAIN 2 FLASH TANK DISCHARGE PUMP 1 FIT | NON-HAZARDOUS |  |  | 1200 | 33000 | 9200 | 46000 | ELECTROMAGNETIC | 7ME6340-3FC17-2DA1 | HASTELLOY C276 | IP65 | -50 to 50 m3/h | HASTELLOY C276 | NA |  |  | 80 | 200 | 150 | 250 | [5 empty] | Die-cast Alu | IP65 | YES | 4-20mA | DO, Flow Direction | 0.005 |  | -50 to 50 m3/h | 24 VDC | PFA | STAINLESS STEEL | DN 65 |  |  |  | WSD11-RIO-0201 | [9 empty] | CAMBI | [5 empty] | SIEMENS | SIEMENS | www.siemens.com | +65 6490 6000 | +65 6490 7691 | info.sg@siemens.com | Germany
0010282830 | AT_INST_ | WSD11-112-FIT-0201B | C4B | 131242-WSD11-DR-P-6026.dgn |  | WSD11 | 112 | HS | FIT | 0201 | B | TRAIN 2 FLASH TANK DISCHARGE PUMP 2 FIT | TRAIN 2 FLASH TANK DISCHARGE PUMP 2 FIT | NON-HAZARDOUS |  |  | 1200 | 33000 | 9200 | 46000 | ELECTROMAGNETIC | 7ME6340-3FC17-2DA1 | HASTELLOY C276 | IP65 | -50 to 50 m3/h | HASTELLOY C276 | NA |  |  | 80 | 200 | 150 | 250 | [5 empty] | Die-cast Alu | IP65 | YES | 4-20mA | DO, Flow Direction | 0.005 |  | -50 to 50 m3/h | 24 VDC | PFA | STAINLESS STEEL | DN 65 |  |  |  | WSD11-RIO-0201 | [9 empty] | CAMBI | [5 empty] | SIEMENS | SIEMENS | www.siemens.com | +65 6490 6000 | +65 6490 7691 | info.sg@siemens.com | Germany
0010282850 | AT_INST_ | WSD11-112-FIT-0202 | C4B | 131242-WSD11-DR-P-6026.dgn |  | WSD11 | 112 | G2D | FIT | 0202 |  | TRAIN 2 FLASH TANK DISCHARGE PUMPS G2D INLET FIT | TRAIN 2 FLASH TANK DISCHARGE PUMPS G2D INLET FIT | NON-HAZARDOUS |  |  | 600 | 9360 | 9360 | 15000 | ELECTROMAGNETIC | 7ME6340-2RC17-2DA1 | HASTELLOY C276 | IP65 | -16 to 16 m3/h | HASTELLOY C276 | NA |  |  | 30 | 620 | 600 | 700 | [5 empty] | Die-cast Alu | IP65 | YES | 4-20mA | DO, Flow Direction | 0.005 |  | -16 to 16 m3/h | 24 VDC | PFA | STAINLESS STEEL | DN 40 |  |  |  | WSD11-RIO-0201 | [9 empty] | CAMBI | [5 empty] | SIEMENS | SIEMENS | www.siemens.com | +65 6490 6000 | +65 6490 7691 | info.sg@siemens.com | Germany
0010283788 | AT_INST_ | WSD11-112-FIT-0203A | C4B | 131242-WSD11-DR-P-6034.dgn |  | WSD11 | 112 | HS | FIT | 0203 | A | TRAIN 2 CIRCULATION PUMP A DISCHARGE FIT | TRAIN 2 CIRCULATION PUMP A DISCHARGE FIT | NON-HAZARDOUS |  |  | 900 |  |  |  | ELECTROMAGNETIC | 7ME6340-3FC17-2DA1 | HASTELLOY C276 | IP65 | -50 to 50 m3/h | HASTELLOY C276 | NA |  |  | 56 | 313 | 200 | 600 | [5 empty] | Die-cast Alu | IP65 | YES | 4-20mA | DO, Flow Direction | 0.005 |  | -50 to 50 m3/h | 24 VDC | PFA | STAINLESS STEEL | DN 65 |  |  |  | WSD11-RIO-0201 | [9 empty] | CAMBI | [5 empty] | SIEMENS | SIEMENS | www.siemens.com | +65 6490 6000 | +65 6490 7691 | info.sg@siemens.com | Germany
0010283759 | AT_INST_ | WSD11-112-FIT-0203B | C4B | 131242-WSD11-DR-P-6034.dgn |  | WSD11 | 112 | HS | FIT | 0203 | B | TRAIN 2 CIRCULATION PUMP B DISCHARGE FIT | TRAIN 2 CIRCULATION PUMP B DISCHARGE FIT | NON-HAZARDOUS |  |  | 900 |  |  |  | ELECTROMAGNETIC | 7ME6340-3FC17-2DA1 | HASTELLOY C276 | IP65 | -50 to 50 m3/h | HASTELLOY C276 | NA |  |  | 56 | 313 | 200 | 600 | [5 empty] | Die-cast Alu | IP65 | YES | 4-20mA | DO, Flow Direction | 0.005 |  | -50 to 50 m3/h | 24 VDC | PFA | STAINLESS STEEL | DN 65 |  |  |  | WSD11-RIO-0201 | [9 empty] | CAMBI | [5 empty] | SIEMENS | SIEMENS | www.siemens.com | +65 6490 6000 | +65 6490 7691 | info.sg@siemens.com | Germany
0010284103 | AT_INST_ | WSD11-112-FIT-0204 | C4B | 131242-WSD11-DR-P-6036.dgn |  | WSD11 | 112 | HS | FIT | 0204 |  | TRAIN 2 DIGESTER FEED PUMP FIT | TRAIN 2 DIGESTER FEED PUMP FIT | NON-HAZARDOUS |  |  | 900 |  |  |  | ELECTROMAGNETIC | 7ME6340-3FC17-2DA1 | HASTELLOY C276 | IP65 | -50 to 50 m3/h | HASTELLOY C276 | NA |  |  | 50 | 567 | 400 | 600 | [5 empty] | Die-cast Alu | IP65 | YES | 4-20mA | DO, Flow Direction | 0.005 |  | -50 to 50 m3/h | 24 VDC | PFA | STAINLESS STEEL | DN 65 |  |  |  | WSD11-RIO-0201 | [9 empty] | CAMBI | [5 empty] | SIEMENS | SIEMENS | www.siemens.com | +65 6490 6000 | +65 6490 7691 | info.sg@siemens.com | Germany
0010336229 | AT_INST_FLO | WSD11-112-FIT-0205 |  | 131242-WSD11-DR-P-6035.dgn | WSD11-112-G2D-00219-50-SS16 | WSD11 | 112 | G2D | FIT | 0205
0010280033 | AT_INST_ | WSD11-112-FIT-1101 | C4B | 131242-WSD11-DR-P-6063.dgn |  | WSD11 | 112 | HWR | FIT | 1101 |  | STEAM SPARGER INLET FIT | STEAM SPARGER INLET FIT | NON-HAZARDOUS |  |  | 600 | 105000 | 117000 | 39000 | ELECTROMAGNETIC | 7ME6340-4BC17-2DA1 | HASTELLOY C276 | IP65 | 0-150 m3/h | HASTELLOY C276 | NA |  |  | 50 | 300 | 300 | 310 | [5 empty] | Die-cast Alu | IP65 | YES | 4-20mA | DO, Flow Direction | 0.005 |  | 0-150 m3/h | 24 VDC | PFA | STAINLESS STEEL | DN 125 |  |  |  | WSD11-RIO-0002B | [9 empty] | CAMBI | [5 empty] | SIEMENS | SIEMENS | www.siemens.com | +65 6490 6000 | +65 6490 7691 | info.sg@siemens.com | Germany
0010309616 | AT_INST_ | WSD11-112-FIT-1102 | C4B | 131242-WSD11-DR-P-6063.dgn |  | WSD11 | 112 | HWR | FIT | 1102 |  | TCD WET WELL INLET FIT | TCD WET WELL INLET FIT | NON-HAZARDOUS |  |  | 600 | 264000 | 132000 | 514000 | ELECTROMAGNETIC | 5W4C2F-AAELHP2AUD3S09+AAPCZ1 | SS316L | IP65 | 1700 dm3/min |  | NA |  |  | 35 | 120 | 120 | 130 | [5 empty] | ALU, COATED | IP66 | YES | 4-20mA | PULSE | 0.002 |  | 0 - 700 m3/hr | 24 VDC | PFA | STAINLESS STEEL | DN250 |  |  |  | WSD11-RIO-0002A | [15 empty] | ENDRESS+HAUSER | ENDRESS+HAUSER | www.sg.endress.com | +65 6768 5716 | +65 6566 6848 | info.sg@endress.com | India/Switzerland
0010306789 | AT_INST_ | WSD11-112-FIT-1103 | C4B | 131242-WSD11-DR-P-6070.dgn |  | WSD11 | 112 | HS | FIT | 1103 |  | HS RING CIRCULATION LOOP FIT | HS RING CIRCULATION LOOP FIT | NON-HAZARDOUS |  |  | 900 | 63600 | 30800 | 82300 | ELECTROMAGNETIC | 7ME6340-3TC17-2DA1 | HASTELLOY C276 | IP65 | -50 to 50 m3/h | HASTELLOY C276 | NA |  |  | 50 | 567 | 400 | 400 | [5 empty] | Die-cast Alu | IP65 | YES | 4-20mA | DO, Flow Direction | 0.005 |  | -50 to 50 m3/h | 24 VDC | PFA | STAINLESS STEEL | DN 100 |  |  |  | WSD11-RIO-0002A | [9 empty] | CAMBI | [5 empty] | SIEMENS | SIEMENS | www.siemens.com | +65 6490 6000 | +65 6490 7691 | info.sg@siemens.com | Germany
0010311917 | AT_INST_ | WSD11-112-PAHH-0101C | C4B | 131242-WSD11-DR-P-6008.dgn |  | WSD11 | 112 | HS | PAHH | 0101 | C | TRAIN 1 FLASHTANK DISCHARGE PUMP A PAHH | TRAIN 1 FLASHTANK DISCHARGE PUMP A PAHH | NON-HAZARDOUS | [15 empty] | 80 | 200 | 150 | 250 |  | HH | [6 empty] | SOFT I/O
0010311918 | AT_INST_ | WSD11-112-PAHH-0101D | C4B | 131242-WSD11-DR-P-6008.dgn |  | WSD11 | 112 | HS | PAHH | 0101 | D | TRAIN 1 FLASHTANK DISCHARGE PUMP B PAHH | TRAIN 1 FLASHTANK DISCHARGE PUMP B PAHH | NON-HAZARDOUS | [15 empty] | 80 | 200 | 150 | 250 |  | HH | [6 empty] | SOFT I/O
0010311929 | AT_INST_ | WSD11-112-PAHH-0103C | C4B | 131242-WSD11-DR-P-6016.dgn |  | WSD11 | 112 | HS | PAHH | 0103 | C | TRAIN 1 CIRCULATION PUMP A DISCHARGE PAHH | TRAIN 1 CIRCULATION PUMP A DISCHARGE PAHH | NON-HAZARDOUS | [15 empty] | 56 | 313 | 200 | 600 |  | HH | [6 empty] | SOFT I/O
0010311927 | AT_INST_ | WSD11-112-PAHH-0103D | C4B | 131242-WSD11-DR-P-6016.dgn |  | WSD11 | 112 | HS | PAHH | 0103 | D | TRAIN 1 CIRCULATION PUMP B DISCHARGE PAHH | TRAIN 1 CIRCULATION PUMP B DISCHARGE PAHH | NON-HAZARDOUS | [15 empty] | 56 | 313 | 200 | 600 |  | HH | [6 empty] | SOFT I/O
0010311939 | AT_INST_ | WSD11-112-PAHH-0105C | C4B | 131242-WSD11-DR-P-6018.dgn |  | WSD11 | 112 | HS | PAHH | 0105 | C | TRAIN 1 DIGESTER FEED PUMP A DISCHARGE PAHH | TRAIN 1 DIGESTER FEED PUMP A DISCHARGE PAHH | NON-HAZARDOUS | [15 empty] | 50 | 567 | 400 | 600 |  | HH | [6 empty] | SOFT I/O
0010311941 | AT_INST_ | WSD11-112-PAHH-0105D | C4B | 131242-WSD11-DR-P-6018.dgn |  | WSD11 | 112 | HS | PAHH | 0105 | D | TRAIN 1 DIGESTER FEED PUMP B DISCHARGE PAHH | TRAIN 1 DIGESTER FEED PUMP B DISCHARGE PAHH | NON-HAZARDOUS | [15 empty] | 50 | 567 | 400 | 600 |  | HH | [6 empty] | SOFT I/O
0010311982 | AT_INST_ | WSD11-112-PAHH-0201C | C4B | 131242-WSD11-DR-P-6026.dgn |  | WSD11 | 112 | HS | PAHH | 0201 | C | TRAIN 2 FLASHTANK DISCHARGE PUMP A PAHH | TRAIN 2 FLASHTANK DISCHARGE PUMP A PAHH | NON-HAZARDOUS | [15 empty] | 80 | 200 | 150 | 250 |  | HH | [6 empty] | SOFT I/O
0010311983 | AT_INST_ | WSD11-112-PAHH-0201D | C4B | 131242-WSD11-DR-P-6026.dgn |  | WSD11 | 112 | HS | PAHH | 0201 | D | TRAIN 2 FLASHTANK DISCHARGE PUMP B PAHH | TRAIN 2 FLASHTANK DISCHARGE PUMP B PAHH | NON-HAZARDOUS | [15 empty] | 80 | 200 | 150 | 250 |  | HH | [6 empty] | SOFT I/O
0010311995 | AT_INST_ | WSD11-112-PAHH-0203C | C4B | 131242-WSD11-DR-P-6034.dgn |  | WSD11 | 112 | HS | PAHH | 0203 | C | TRAIN 2 CIRCULATION PUMP A DISCHARGE PAHH | TRAIN 2 CIRCULATION PUMP A DISCHARGE PAHH | NON-HAZARDOUS | [15 empty] | 56 | 313 | 200 | 600 |  | HH | [6 empty] | SOFT I/O | [11 empty] | WSD11-RIO-0201
0010311996 | AT_INST_ | WSD11-112-PAHH-0203D | C4B | 131242-WSD11-DR-P-6034.dgn |  | WSD11 | 112 | HS | PAHH | 0203 | D | TRAIN 2 CIRCULATION PUMP B DISCHARGE PAHH | TRAIN 2 CIRCULATION PUMP B DISCHARGE PAHH | NON-HAZARDOUS | [15 empty] | 56 | 313 | 200 | 600 |  | HH | [6 empty] | SOFT I/O | [11 empty] | WSD11-RIO-0201
0010312013 | AT_INST_ | WSD11-112-PAHH-0205C | C4B | 131242-WSD11-DR-P-6036.dgn |  | WSD11 | 112 | HS | PAHH | 0205 | C | TRAIN 2 DIGESTER FEED PUMP A DISCHARGE PAHH | TRAIN 2 DIGESTER FEED PUMP A DISCHARGE PAHH | NON-HAZARDOUS | [15 empty] | 50 | 567 | 400 | 600 |  | HH | [6 empty] | SOFT I/O | [11 empty] | WSD11-RIO-0201
0010312014 | AT_INST_ | WSD11-112-PAHH-0205D | C4B | 131242-WSD11-DR-P-6036.dgn |  | WSD11 | 112 | HS | PAHH | 0205 | D | TRAIN 2 DIGESTER FEED PUMP B DISCHARGE PAHH | TRAIN 2 DIGESTER FEED PUMP B DISCHARGE PAHH | NON-HAZARDOUS | [15 empty] | 50 | 567 | 400 | 600 |  | HH | [6 empty] | SOFT I/O | [11 empty] | WSD11-RIO-0201
0010309645 | AT_INST_ | WSD11-112-PAHH-1101B | C4B | 131242-WSD11-DR-P-6070.dgn |  | WSD11 | 112 | HS | PAHH | 1101 | B | RING CIRCULATION PUMP 1 PAHH | RING CIRCULATION PUMP 1 PAHH | NON-HAZARDOUS | [15 empty] | 50 | 567 | 400 | 400 |  | HH | [6 empty] | SOFT I/O
0010309646 | AT_INST_ | WSD11-112-PAHH-1201B | C4B | 131242-WSD11-DR-P-6070.dgn |  | WSD11 | 112 | HS | PAHH | 1201 | B | RING CIRCULATION PUMP 2 PAHH | RING CIRCULATION PUMP 2 PAHH | NON-HAZARDOUS | [15 empty] | 50 | 567 | 400 | 400 |  | HH | [6 empty] | SOFT I/O
0010309647 | AT_INST_ | WSD11-112-PAHH-1301B | C4B | 131242-WSD11-DR-P-6070.dgn |  | WSD11 | 112 | HS | PAHH | 1301 | B | RING CIRCULATION PUMP 3 PAHH | RING CIRCULATION PUMP 3 PAHH | NON-HAZARDOUS | [15 empty] | 50 | 567 | 400 | 400 |  | HH | [6 empty] | SOFT I/O
0010325319 | AT_INST_CS | WSD11-112-PE-0101A | C4B | 131242-WSD11-DR-P-6008.dgn | WSD11-112-HS-00102B-50-SS16 | WSD11 | 112 | HS | PE | 0101 | A | TRAIN 1 FLASHTANK DISCHARGE PUMP A DISCHARGE PE | TRAIN 1 FLASHTANK DISCHARGE PUMP A DISCHARGE PE | NON-HAZARDOUS |  | 50 | 1200 | [12 empty] | 80 | 200 | 150 | 250 |  | HH | H | L | LL
0010325320 | AT_INST_CS | WSD11-112-PE-0101B | C4B | 131242-WSD11-DR-P-6008.dgn | WSD11-112-HS-00103B-50-SS16 | WSD11 | 112 | HS | PE | 0101 | B | TRAIN 1 FLASHTANK DISCHARGE PUMP B DISCHARGE PE | TRAIN 1 FLASHTANK DISCHARGE PUMP B DISCHARGE PE | NON-HAZARDOUS |  | 50 | 1200 | [12 empty] | 80 | 200 | 150 | 250 |  | HH | H | L | LL
0010325322 | AT_INST_CS | WSD11-112-PE-0101C | C4B | 131242-WSD11-DR-P-6008.dgn | WSD11-112-HS-00102B-50-SS16 | WSD11 | 112 | HS | PE | 0101 | C | TRAIN 1 FLASHTANK DISCHARGE PUMP A PE | TRAIN 1 FLASHTANK DISCHARGE PUMP A PE | NON-HAZARDOUS |  | 50 | 1200 | [12 empty] | 80 | 200 | 150 | 250 |  | HH | H | L | LL
0010325325 | AT_INST_CS | WSD11-112-PE-0101D | C4B | 131242-WSD11-DR-P-6008.dgn | WSD11-112-HS-00103B-50-SS16 | WSD11 | 112 | HS | PE | 0101 | D | TRAIN 1 FLASHTANK DISCHARGE PUMP B PE | TRAIN 1 FLASHTANK DISCHARGE PUMP B PE | NON-HAZARDOUS |  | 50 | 1200 | [12 empty] | 80 | 200 | 150 | 250 |  | HH | H | L | LL
0010324987 | AT_INST_CS | WSD11-112-PE-0102A | C4B | 131242-WSD11-DR-P-6015.dgn | WSD11-112-HS-00105B-50-SS16 | WSD11 | 112 | HS | PE | 0102 | A | TRAIN 1 PRECOOLER S1 A HS OUTLET PE | TRAIN 1 PRECOOLER S1 A HS OUTLET PE | NON-HAZARDOUS |  | 50 | 900 | [12 empty] | 71 | 62 | 40 | 100 |  | HH | H | L | LL
0010324988 | AT_INST_CS | WSD11-112-PE-0102B | C4B | 131242-WSD11-DR-P-6015.dgn | WSD11-112-HS-00106B-50-SS16 | WSD11 | 112 | HS | PE | 0102 | B | TRAIN 1 PRECOOLER S1 B HS OUTLET PE | TRAIN 1 PRECOOLER S1 B HS OUTLET PE | NON-HAZARDOUS |  | 50 | 900 | [12 empty] | 71 | 62 | 40 | 100 |  | HH | H | L | LL
0010324991 | AT_INST_CS | WSD11-112-PE-0103A | C4B | 131242-WSD11-DR-P-6016.dgn | WSD11-112-HS-00109E-50-SS16 | WSD11 | 112 | HS | PE | 0103 | A | TRAIN 1 CIRCULATION PUMP A DISCHARGE PE | TRAIN 1 CIRCULATION PUMP A DISCHARGE PE | NON-HAZARDOUS |  | 50 | 900 | [12 empty] | 56 | 313 | 200 | 600 |  | HH | H | L | LL
0010324990 | AT_INST_CS | WSD11-112-PE-0103B | C4B | 131242-WSD11-DR-P-6016.dgn | WSD11-112-HS-00110E-50-SS16 | WSD11 | 112 | HS | PE | 0103 | B | TRAIN 1 CIRCULATION PUMP B DISCHARGE PE | TRAIN 1 CIRCULATION PUMP B DISCHARGE PE | NON-HAZARDOUS |  | 50 | 900 | [12 empty] | 56 | 313 | 200 | 600 |  | HH | H | L | LL
0010324992 | AT_INST_CS | WSD11-112-PE-0103C | C4B | 131242-WSD11-DR-P-6016.dgn | WSD11-112-HS-00109G-50-SS16 | WSD11 | 112 | HS | PE | 0103 | C | TRAIN 1 CIRCULATION PUMP A DISCHARGE PE | TRAIN 1 CIRCULATION PUMP A DISCHARGE PE | NON-HAZARDOUS |  | 50 | 900 | [12 empty] | 56 | 313 | 200 | 600 |  | HH | H | L | LL
0010324989 | AT_INST_CS | WSD11-112-PE-0103D | C4B | 131242-WSD11-DR-P-6016.dgn | WSD11-112-HS-00110G-50-SS16 | WSD11 | 112 | HS | PE | 0103 | D | TRAIN 1 CIRCULATION PUMP B DISCHARGE PE | TRAIN 1 CIRCULATION PUMP B DISCHARGE PE | NON-HAZARDOUS |  | 50 | 900 | [12 empty] | 56 | 313 | 200 | 600 |  | HH | H | L | LL
0010324995 | AT_INST_CS | WSD11-112-PE-0104A | C4B | 131242-WSD11-DR-P-6017.dgn | WSD11-112-HS-00114C-50-SS16 | WSD11 | 112 | HS | PE | 0104 | A | TRAIN 1 PRECOOLER S2 A HS OUTLET PE | TRAIN 1 PRECOOLER S2 A HS OUTLET PE | NON-HAZARDOUS |  | 50 | 900 | [12 empty] | 50 | 54 | 30 | 100
0010324996 | AT_INST_CS | WSD11-112-PE-0104B | C4B | 131242-WSD11-DR-P-6017.dgn | WSD11-112-HS-00115C-50-SS16 | WSD11 | 112 | HS | PE | 0104 | B | TRAIN 1 PRECOOLER S2 B HS OUTLET PE | TRAIN 1 PRECOOLER S2 B HS OUTLET PE | NON-HAZARDOUS |  | 50 | 900 | [12 empty] | 50 | 54 | 30 | 100
0010325002 | AT_INST_CS | WSD11-112-PE-0105A | C4B | 131242-WSD11-DR-P-6018.dgn | WSD11-112-HS-00116D-50-SS16 | WSD11 | 112 | HS | PE | 0105 | A | TRAIN 1 DIGESTER FEED PUMP A DISCHARGE PE | TRAIN 1 DIGESTER FEED PUMP A DISCHARGE PE | NON-HAZARDOUS |  | 50 | 900 | [12 empty] | 50 | 567 | 400 | 600 |  | HH | H | L | LL
0010325003 | AT_INST_CS | WSD11-112-PE-0105B | C4B | 131242-WSD11-DR-P-6018.dgn | WSD11-112-HS-00118D-50-SS16 | WSD11 | 112 | HS | PE | 0105 | B | TRAIN 1 DIGESTER FEED PUMP B DISCHARGE PE | TRAIN 1 DIGESTER FEED PUMP B DISCHARGE PE | NON-HAZARDOUS |  | 50 | 900 | [12 empty] | 50 | 567 | 400 | 600 |  | HH | H | L | LL
0010325001 | AT_INST_CS | WSD11-112-PE-0105C | C4B | 131242-WSD11-DR-P-6018.dgn | WSD11-112-HS-00116E-50-SS16 | WSD11 | 112 | HS | PE | 0105 | C | TRAIN 1 DIGESTER FEED PUMP A DISCHARGE PE | TRAIN 1 DIGESTER FEED PUMP A DISCHARGE PE | NON-HAZARDOUS |  | 50 | 900 | [12 empty] | 50 | 567 | 400 | 600 |  | HH | H | L | LL
0010325000 | AT_INST_CS | WSD11-112-PE-0105D | C4B | 131242-WSD11-DR-P-6018.dgn | WSD11-112-HS-00118E-50-SS16 | WSD11 | 112 | HS | PE | 0105 | D | TRAIN 1 DIGESTER FEED PUMP B DISCHARGE PE | TRAIN 1 DIGESTER FEED PUMP B DISCHARGE PE | NON-HAZARDOUS |  | 50 | 900 | [12 empty] | 50 | 567 | 400 | 600 |  | HH | H | L | LL
0010325437 | AT_INST_CS | WSD11-112-PE-0201A | C4B | 131242-WSD11-DR-P-6026.dgn | WSD11-112-HS-00202B-50-SS16 | WSD11 | 112 | HS | PE | 0201 | A | TRAIN 2 FLASHTANK DISCHARGE PUMP A DISCHARGE PE | TRAIN 2 FLASHTANK DISCHARGE PUMP A DISCHARGE PE | NON-HAZARDOUS |  | 50 | 1200 | [12 empty] | 80 | 200 | 150 | 250 |  | HH | H | L | LL
0010325438 | AT_INST_CS | WSD11-112-PE-0201B | C4B | 131242-WSD11-DR-P-6026.dgn | WSD11-112-HS-00203B-50-SS16 | WSD11 | 112 | HS | PE | 0201 | B | TRAIN 2 FLASHTANK DISCHARGE PUMP B DISCHARGE PE | TRAIN 2 FLASHTANK DISCHARGE PUMP B DISCHARGE PE | NON-HAZARDOUS |  | 50 | 1200 | [12 empty] | 80 | 200 | 150 | 250 |  | HH | H | L | LL
0010325441 | AT_INST_CS | WSD11-112-PE-0201C | C4B | 131242-WSD11-DR-P-6026.dgn | WSD11-112-HS-00202B-50-SS16 | WSD11 | 112 | HS | PE | 0201 | C | TRAIN 2 FLASHTANK DISCHARGE PUMP A PE | TRAIN 2 FLASHTANK DISCHARGE PUMP A PE | NON-HAZARDOUS |  | 50 | 1200 | [12 empty] | 80 | 200 | 150 | 250 |  | HH | H | L | LL
0010325435 | AT_INST_CS | WSD11-112-PE-0201D | C4B | 131242-WSD11-DR-P-6026.dgn | WSD11-112-HS-00203B-50-SS16 | WSD11 | 112 | HS | PE | 0201 | D | TRAIN 2 FLASHTANK DISCHARGE PUMP B PE | TRAIN 2 FLASHTANK DISCHARGE PUMP B PE | NON-HAZARDOUS |  | 50 | 1200 | [12 empty] | 80 | 200 | 150 | 250 |  | HH | H | L | LL
0010325028 | AT_INST_CS | WSD11-112-PE-0202A | C4B | 131242-WSD11-DR-P-6033.dgn | WSD11-112-HS-00205A-50-SS16 | WSD11 | 112 | HS | PE | 0202 | A | TRAIN 2 PRECOOLER S1 A HS OUTLET PE | TRAIN 2 PRECOOLER S1 A HS OUTLET PE | NON-HAZARDOUS |  | 50 | 900 | [12 empty] | 71 | 62 | 40 | 100 |  | HH | H | L | LL
0010325029 | AT_INST_CS | WSD11-112-PE-0202B | C4B | 131242-WSD11-DR-P-6033.dgn | WSD11-112-HS-00206A-50-SS16 | WSD11 | 112 | HS | PE | 0202 | B | TRAIN 2 PRECOOLER S1 B HS OUTLET PE | TRAIN 2 PRECOOLER S1 B HS OUTLET PE | NON-HAZARDOUS |  | 50 | 900 | [12 empty] | 71 | 62 | 40 | 100 |  | HH | H | L | LL
0010325033 | AT_INST_CS | WSD11-112-PE-0203A | C4B | 131242-WSD11-DR-P-6034.dgn | WSD11-112-HS-00209E-50-SS16 | WSD11 | 112 | HS | PE | 0203 | A | TRAIN 2 CIRCULATION PUMP A DISCHARGE PE | TRAIN 2 CIRCULATION PUMP A DISCHARGE PE | NON-HAZARDOUS |  | 50 | 900 | [12 empty] | 56 | 313 | 200 | 600 |  | HH | H | L | LL
0010325034 | AT_INST_CS | WSD11-112-PE-0203B | C4B | 131242-WSD11-DR-P-6034.dgn | WSD11-112-HS-00210E-50-SS16 | WSD11 | 112 | HS | PE | 0203 | B | TRAIN 2 CIRCULATION PUMP B DISCHARGE PE | TRAIN 2 CIRCULATION PUMP B DISCHARGE PE | NON-HAZARDOUS |  | 50 | 900 | [12 empty] | 56 | 313 | 200 | 600 |  | HH | H | L | LL
0010325031 | AT_INST_CS | WSD11-112-PE-0203C | C4B | 131242-WSD11-DR-P-6034.dgn | WSD11-112-HS-00209G-50-SS16 | WSD11 | 112 | HS | PE | 0203 | C | TRAIN 2 CIRCULATION PUMP A DISCHARGE PE | TRAIN 2 CIRCULATION PUMP A DISCHARGE PE | NON-HAZARDOUS |  | 50 | 900 | [12 empty] | 56 | 313 | 200 | 600 |  | HH | H | L | LL
0010325032 | AT_INST_CS | WSD11-112-PE-0203D | C4B | 131242-WSD11-DR-P-6034.dgn | WSD11-112-HS-00210G-50-SS16 | WSD11 | 112 | HS | PE | 0203 | D | TRAIN 2 CIRCULATION PUMP B DISCHARGE PE | TRAIN 2 CIRCULATION PUMP B DISCHARGE PE | NON-HAZARDOUS |  | 50 | 900 | [12 empty] | 56 | 313 | 200 | 600 |  | HH | H | L | LL
0010325039 | AT_INST_CS | WSD11-112-PE-0204A | C4B | 131242-WSD11-DR-P-6035.dgn | WSD11-112-HS-00214C-50-SS16 | WSD11 | 112 | HS | PE | 0204 | A | TRAIN 2 PRECOOLER S2 A HS OUTLET PE | TRAIN 2 PRECOOLER S2 A HS OUTLET PE | NON-HAZARDOUS |  | 50 | 900 | [12 empty] | 50 | 54 | 30 | 100
0010325040 | AT_INST_CS | WSD11-112-PE-0204B | C4B | 131242-WSD11-DR-P-6035.dgn | WSD11-112-HS-00215C-50-SS16 | WSD11 | 112 | HS | PE | 0204 | B | TRAIN 2 PRECOOLER S2 B HS OUTLET PE | TRAIN 2 PRECOOLER S2 B HS OUTLET PE | NON-HAZARDOUS |  | 50 | 900 | [12 empty] | 50 | 54 | 30 | 100
0010325044 | AT_INST_CS | WSD11-112-PE-0205A | C4B | 131242-WSD11-DR-P-6036.dgn | WSD11-112-HS-00216D-50-SS16 | WSD11 | 112 | HS | PE | 0205 | A | TRAIN 2 DIGESTER FEED PUMP A DISCHARGE PE | TRAIN 2 DIGESTER FEED PUMP A DISCHARGE PE | NON-HAZARDOUS |  | 50 | 900 | [12 empty] | 50 | 567 | 400 | 600 |  | HH | H | L | LL
0010325041 | AT_INST_CS | WSD11-112-PE-0205B | C4B | 131242-WSD11-DR-P-6036.dgn | WSD11-112-HS-00218D-50-SS16 | WSD11 | 112 | HS | PE | 0205 | B | TRAIN 2 DIGESTER FEED PUMP B DISCHARGE PE | TRAIN 2 DIGESTER FEED PUMP B DISCHARGE PE | NON-HAZARDOUS |  | 50 | 900 | [12 empty] | 50 | 567 | 400 | 600 |  | HH | H | L | LL
0010325042 | AT_INST_CS | WSD11-112-PE-0205C | C4B | 131242-WSD11-DR-P-6036.dgn | WSD11-112-HS-00216F-50-SS16 | WSD11 | 112 | HS | PE | 0205 | C | TRAIN 2 DIGESTER FEED PUMP A DISCHARGE PE | TRAIN 2 DIGESTER FEED PUMP A DISCHARGE PE | NON-HAZARDOUS |  | 50 | 900 | [12 empty] | 50 | 567 | 400 | 600 |  | HH | H | L | LL
0010325043 | AT_INST_CS | WSD11-112-PE-0205D | C4B | 131242-WSD11-DR-P-6036.dgn | WSD11-112-HS-00218F-50-SS16 | WSD11 | 112 | HS | PE | 0205 | D | TRAIN 2 DIGESTER FEED PUMP B DISCHARGE PE | TRAIN 2 DIGESTER FEED PUMP B DISCHARGE PE | NON-HAZARDOUS |  | 50 | 900 | [12 empty] | 50 | 567 | 400 | 600 |  | HH | H | L | LL
0010325186 | AT_INST_CS | WSD11-112-PE-1101A | C4B | 131242-WSD11-DR-P-6070.dgn | WSD11-112-HS-00120A-50-SS16 | WSD11 | 112 | HS | PE | 1101 | A | RING CIRCULATION PUMP 1 PE | RING CIRCULATION PUMP 1 PE | NON-HAZARDOUS |  | 50 | 900 | [12 empty] | 50 | 567 | 400 | 400 |  | HH | H | L | LL
0010325185 | AT_INST_CS | WSD11-112-PE-1101B | C4B | 131242-WSD11-DR-P-6070.dgn | WSD11-112-HS-00120D-50-SS16 | WSD11 | 112 | HS | PE | 1101 | B | RING CIRCULATION PUMP 1 PE | RING CIRCULATION PUMP 1 PE | NON-HAZARDOUS |  | 50 | 900 | [12 empty] | 50 | 567 | 400 | 400 |  | HH
0010325181 | AT_INST_CS | WSD11-112-PE-1102 | C4B | 131242-WSD11-DR-P-6070.dgn | WSD11-112-HS-00004B-50-SS16 | WSD11 | 112 | HS | PE | 1102 |  | HS RING CIRCULATION LOOP DISCHARGE PE | HS RING CIRCULATION LOOP DISCHARGE PE | NON-HAZARDOUS |  | 50 | 900 | [12 empty] | 50 | 567 | 400 | 400 |  | HH | H | L | LL
0010325182 | AT_INST_CS | WSD11-112-PE-1103 | C4B | 131242-WSD11-DR-P-6070.dgn | WSD11-112-HS-00003A-50-SS16 | WSD11 | 112 | HS | PE | 1103 |  | HS RING CIRCULATION LOOP INLET PE | HS RING CIRCULATION LOOP INLET PE | NON-HAZARDOUS |  | 50 | 900 | [12 empty] | 50 | 567 | 400 | 400 |  | HH | H | L | LL
0010325180 | AT_INST_CS | WSD11-112-PE-1104 | C4B | 131242-WSD11-DR-P-6070.dgn | WSD11-112-HS-00004A-50-SS16 | WSD11 | 112 | HS | PE | 1104 |  | HS RING CIRCULATION LOOP PE | HS RING CIRCULATION LOOP PE | NON-HAZARDOUS |  | 50 | 900 | [12 empty] | 50 | 567 | 400 | 400 |  | HH | H | L | LL
0010333158 | AT_INST_CS | WSD11-112-PE-1105 | C4B | 131242-WSD11-DR-P-6063.dgn | WSD11-112-HWR-00217A-15-SS16 | WSD11 | 112 | HWR | PE | 1105 |  | HWR COMMON HEADER PRESSURE ELEMENT | HWR COMMON HEADER PRESSURE ELEMENT | NON-HAZARDOUS |  | 25 | 600 | [13 empty] | 300 | 300 | 310
0010325187 | AT_INST_CS | WSD11-112-PE-1201A | C4B | 131242-WSD11-DR-P-6070.dgn | WSD11-112-HS-00220A-50-SS16 | WSD11 | 112 | HS | PE | 1201 | A | RING CIRCULATION PUMP 2 PE | RING CIRCULATION PUMP 2 PE | NON-HAZARDOUS |  | 50 | 900 | [12 empty] | 50 | 567 | 400 | 400 |  | HH | H | L | LL
0010325188 | AT_INST_CS | WSD11-112-PE-1201B | C4B | 131242-WSD11-DR-P-6070.dgn | WSD11-112-HS-00220D-50-SS16 | WSD11 | 112 | HS | PE | 1201 | B | RING CIRCULATION PUMP 2 PE | RING CIRCULATION PUMP 2 PE | NON-HAZARDOUS |  | 50 | 900 | [12 empty] | 50 | 567 | 400 | 400 |  | HH
0010325183 | AT_INST_CS | WSD11-112-PE-1301A | C4B | 131242-WSD11-DR-P-6070.dgn | WSD11-112-HS-00320A-50-SS16 | WSD11 | 112 | HS | PE | 1301 | A | RING CIRCULATION PUMP 3 PE | RING CIRCULATION PUMP 3 PE | NON-HAZARDOUS |  | 50 | 900 | [12 empty] | 50 | 567 | 400 | 400 |  | HH | H | L | LL
0010325184 | AT_INST_CS | WSD11-112-PE-1301B | C4B | 131242-WSD11-DR-P-6070.dgn | WSD11-112-HS-00320D-50-SS16 | WSD11 | 112 | HS | PE | 1301 | B | RING CIRCULATION PUMP 3 PE | RING CIRCULATION PUMP 3 PE | NON-HAZARDOUS |  | 50 | 900 | [12 empty] | 50 | 567 | 400 | 400 |  | HH
0010277912 | AT_INST_ | WSD11-112-PI-0102A | C4B | 131242-WSD11-DR-P-6015.dgn |  | WSD11 | 112 | HS | PI | 0102 | A | TRAIN 1 PRECOOLER S1 A HS OUTLET PI | TRAIN 1 PRECOOLER S1 A HS OUTLET PI | NON-HAZARDOUS |  |  | 900 | [12 empty] | 71 | 62 | 40 | 100 |  | HH | H | L | LL |  |  |  | SOFT I/O | [11 empty] | WSD11-RIO-0101
0010277913 | AT_INST_ | WSD11-112-PI-0102B | C4B | 131242-WSD11-DR-P-6015.dgn |  | WSD11 | 112 | HS | PI | 0102 | B | TRAIN 1 PRECOOLER S1 B HS OUTLET PI | TRAIN 1 PRECOOLER S1 B HS OUTLET PI | NON-HAZARDOUS |  |  | 900 | [12 empty] | 71 | 62 | 40 | 100 |  | HH | H | L | LL |  |  |  | SOFT I/O | [11 empty] | WSD11-RIO-0101
0010278183 | AT_INST_ | WSD11-112-PI-0104A | C4B | 131242-WSD11-DR-P-6017.dgn |  | WSD11 | 112 | HS | PI | 0104 | A | TRAIN 1 PRECOOLER S2 A HS OUTLET PI | TRAIN 1 PRECOOLER S2 A HS OUTLET PI | NON-HAZARDOUS |  |  | 900 | [12 empty] | 50 | 54 | 30 | 100 | [8 empty] | SOFT I/O | [11 empty] | WSD11-RIO-0101
0010278160 | AT_INST_ | WSD11-112-PI-0104B | C4B | 131242-WSD11-DR-P-6017.dgn |  | WSD11 | 112 | HS | PI | 0104 | B | TRAIN 1 PRECOOLER S2 B HS OUTLET PI | TRAIN 1 PRECOOLER S2 B HS OUTLET PI | NON-HAZARDOUS |  |  | 900 | [12 empty] | 50 | 54 | 30 | 100 | [8 empty] | SOFT I/O
0010283554 | AT_INST_ | WSD11-112-PI-0202A | C4B | 131242-WSD11-DR-P-6033.dgn |  | WSD11 | 112 | HS | PI | 0202 | A | TRAIN 2 PRECOOLER S1 A HS OUTLET PI | TRAIN 2 PRECOOLER S1 A HS OUTLET PI | NON-HAZARDOUS |  |  | 900 | [12 empty] | 71 | 62 | 40 | 100 |  | HH | H | L | LL |  |  |  | SOFT I/O | [11 empty] | WSD11-RIO-0201
0010283556 | AT_INST_ | WSD11-112-PI-0202B | C4B | 131242-WSD11-DR-P-6033.dgn |  | WSD11 | 112 | HS | PI | 0202 | B | TRAIN 2 PRECOOLER S1 B HS OUTLET PI | TRAIN 2 PRECOOLER S1 B HS OUTLET PI | NON-HAZARDOUS |  |  | 900 | [12 empty] | 71 | 62 | 40 | 100 |  | HH | H | L | LL |  |  |  | SOFT I/O | [11 empty] | WSD11-RIO-0201
0010283992 | AT_INST_ | WSD11-112-PI-0204A | C4B | 131242-WSD11-DR-P-6035.dgn |  | WSD11 | 112 | HS | PI | 0204 | A | TRAIN 2 PRECOOLER S2 A HS OUTLET PI | TRAIN 2 PRECOOLER S2 A HS OUTLET PI | NON-HAZARDOUS |  |  | 900 | [12 empty] | 50 | 54 | 30 | 100 | [8 empty] | SOFT I/O | [11 empty] | WSD11-RIO-0201
0010283897 | AT_INST_ | WSD11-112-PI-0204B | C4B | 131242-WSD11-DR-P-6035.dgn |  | WSD11 | 112 | HS | PI | 0204 | B | TRAIN 2 PRECOOLER S2 B HS OUTLET PI | TRAIN 2 PRECOOLER S2 B HS OUTLET PI | NON-HAZARDOUS |  |  | 900 | [12 empty] | 50 | 54 | 30 | 100 | [8 empty] | SOFT I/O | [11 empty] | WSD11-RIO-0201
0010330419 | AT_INST_ | WSD11-112-PI-1104 | C4B | 131242-WSD11-DR-P-6070.dgn | WSD11-112-HS-00004A-50-SS16 | WSD11 | 112 | HS | PI | 1104 |  | HS RING CIRCULATION LOOP PI | HS RING CIRCULATION LOOP PI | NON-HAZARDOUS |  | 50 | 900 |  |  |  | BOURDON TUBE | ALH024BMB24/PYZLRXSXPWPS2+ DJVLUJTMA53RF00UX | SS316 | IP65 | 0 -16 Barg | SS316 | NA |  |  | 50 | 567 | 400 | 400 | [5 empty] | SS316 | IP65 | NA | NA | NA | 2% of Span | NA |  | NA | NA | NA | NA | NA | NA | NA | NA | NA | [14 empty] | BAUMER | BAUMER | www.baumer.com | +65 6291 2677 | +65 6291 2077 | sales.sg@baumer.com | India
0010292346 | AT_INST_ | WSD11-112-PIA-0101A | C4B | 131242-WSD11-DR-P-6008.dgn |  | WSD11 | 112 | HS | PIA | 0101 | A | TRAIN 1 FLASHTANK DISCHARGE PUMP A PIA | TRAIN 1 FLASHTANK DISCHARGE PUMP A PIA | NON-HAZARDOUS |  |  | 1200 | [7 empty] | -1 to 15 barg |  |  |  | 0 to 15 barg | 80 | 200 | 150 | 250 |  | HH | H | L | LL |  |  |  | SOFT I/O |  |  |  | -1 to 15 barg | [7 empty] | WSD11-RIO-0101
0010279518 | AT_INST_ | WSD11-112-PIA-0101B | C4B | 131242-WSD11-DR-P-6008.dgn |  | WSD11 | 112 | HS | PIA | 0101 | B | TRAIN 1 FLASHTANK DISCHARGE PUMP B PIA | TRAIN 1 FLASHTANK DISCHARGE PUMP B PIA | NON-HAZARDOUS |  |  | 1200 | [7 empty] | -1 to 15 barg |  |  |  | 0 to 15 barg | 80 | 200 | 150 | 250 |  | HH | H | L | LL |  |  |  | SOFT I/O |  |  |  | -1 to 15 barg | [7 empty] | WSD11-RIO-0101
0010278081 | AT_INST_ | WSD11-112-PIA-0103A | C4B | 131242-WSD11-DR-P-6016.dgn |  | WSD11 | 112 | HS | PIA | 0103 | A | TRAIN 1 CIRCULATION PUMP A DISCHARGE PIA | TRAIN 1 CIRCULATION PUMP A DISCHARGE PIA | NON-HAZARDOUS |  |  | 900 | [7 empty] | -1 to 15 barg |  |  |  | 0 to 15 barg | 56 | 313 | 200 | 600 |  | HH | H | L | LL |  |  |  | SOFT I/O |  |  |  | -1 to 15 barg | [7 empty] | WSD11-RIO-0101
0010278083 | AT_INST_ | WSD11-112-PIA-0103B | C4B | 131242-WSD11-DR-P-6016.dgn |  | WSD11 | 112 | HS | PIA | 0103 | B | TRAIN 1 CIRCULATION PUMP B DISCHARGE PIA | TRAIN 1 CIRCULATION PUMP B DISCHARGE PIA | NON-HAZARDOUS |  |  | 900 | [7 empty] | -1 to 15 barg |  |  |  | 0 to 15 barg | 56 | 313 | 200 | 600 |  | HH | H | L | LL |  |  |  | SOFT I/O |  |  |  | -1 to 15 barg | [7 empty] | WSD11-RIO-0101
0010278414 | AT_INST_ | WSD11-112-PIA-0105A | C4B | 131242-WSD11-DR-P-6018.dgn |  | WSD11 | 112 | HS | PIA | 0105 | A | TRAIN 1 DIGESTER FEED PUMP A DISCHARGE PIA | TRAIN 1 DIGESTER FEED PUMP A DISCHARGE PIA | NON-HAZARDOUS |  |  | 900 | [7 empty] | -1 to 15 barg |  |  |  | 0 to 15 barg | 50 | 567 | 400 | 600 |  | HH | H | L | LL |  |  |  | SOFT I/O |  |  |  | -1 to 15 barg | [7 empty] | WSD11-RIO-0101
0010278432 | AT_INST_ | WSD11-112-PIA-0105B | C4B | 131242-WSD11-DR-P-6018.dgn |  | WSD11 | 112 | HS | PIA | 0105 | B | TRAIN 1 DIGESTER FEED PUMP B DISCHARGE PIA | TRAIN 1 DIGESTER FEED PUMP B DISCHARGE PIA | NON-HAZARDOUS |  |  | 900 | [7 empty] | -1 to 15 barg |  |  |  | 0 to 15 barg | 50 | 567 | 400 | 600 |  | HH | H | L | LL |  |  |  | SOFT I/O |  |  |  | -1 to 15 barg | [7 empty] | WSD11-RIO-0101
0010282858 | AT_INST_ | WSD11-112-PIA-0201A | C4B | 131242-WSD11-DR-P-6026.dgn |  | WSD11 | 112 | HS | PIA | 0201 | A | TRAIN 2 FLASHTANK DISCHARGE PUMP A PIA | TRAIN 2 FLASHTANK DISCHARGE PUMP A PIA | NON-HAZARDOUS |  |  | 1200 | [7 empty] | -1 to 15 barg |  |  |  | 0 to 15 barg | 80 | 200 | 150 | 250 |  | HH | H | L | LL |  |  |  | SOFT I/O |  |  |  | -1 to 15 barg | [7 empty] | WSD11-RIO-0201
0010282855 | AT_INST_ | WSD11-112-PIA-0201B | C4B | 131242-WSD11-DR-P-6026.dgn |  | WSD11 | 112 | HS | PIA | 0201 | B | TRAIN 2 FLASHTANK DISCHARGE PUMP B PIA | TRAIN 2 FLASHTANK DISCHARGE PUMP B PIA | NON-HAZARDOUS |  |  | 1200 | [7 empty] | -1 to 15 barg |  |  |  | 0 to 15 barg | 80 | 200 | 150 | 250 |  | HH | H | L | LL |  |  |  | SOFT I/O |  |  |  | -1 to 15 barg | [7 empty] | WSD11-RIO-0201
0010283780 | AT_INST_ | WSD11-112-PIA-0203A | C4B | 131242-WSD11-DR-P-6034.dgn |  | WSD11 | 112 | HS | PIA | 0203 | A | TRAIN 2 CIRCULATION PUMP A DISCHARGE PIA | TRAIN 2 CIRCULATION PUMP A DISCHARGE PIA | NON-HAZARDOUS |  |  | 900 | [7 empty] | -1 to 15 barg |  |  |  | 0 to 15 barg | 56 | 313 | 200 | 600 |  | HH | H | L | LL |  |  |  | SOFT I/O |  |  |  | -1 to 15 barg | [7 empty] | WSD11-RIO-0201
0010283782 | AT_INST_ | WSD11-112-PIA-0203B | C4B | 131242-WSD11-DR-P-6034.dgn |  | WSD11 | 112 | HS | PIA | 0203 | B | TRAIN 2 CIRCULATION PUMP B DISCHARGE PIA | TRAIN 2 CIRCULATION PUMP B DISCHARGE PIA | NON-HAZARDOUS |  |  | 900 | [7 empty] | -1 to 15 barg |  |  |  | 0 to 15 barg | 56 | 313 | 200 | 600 |  | HH | H | L | LL |  |  |  | SOFT I/O |  |  |  | -1 to 15 barg | [7 empty] | WSD11-RIO-0201
0010284149 | AT_INST_ | WSD11-112-PIA-0205A | C4B | 131242-WSD11-DR-P-6036.dgn |  | WSD11 | 112 | HS | PIA | 0205 | A | TRAIN 2 DIGESTER FEED PUMP A DISCHARGE PIA | TRAIN 2 DIGESTER FEED PUMP A DISCHARGE PIA | NON-HAZARDOUS |  |  | 900 | [7 empty] | -1 to 15 barg |  |  |  | 0 to 15 barg | 50 | 567 | 400 | 600 |  | HH | H | L | LL |  |  |  | SOFT I/O |  |  |  | -1 to 15 barg | [7 empty] | WSD11-RIO-0201
0010284148 | AT_INST_ | WSD11-112-PIA-0205B | C4B | 131242-WSD11-DR-P-6036.dgn |  | WSD11 | 112 | HS | PIA | 0205 | B | TRAIN 2 DIGESTER FEED PUMP B DISCHARGE PIA | TRAIN 2 DIGESTER FEED PUMP B DISCHARGE PIA | NON-HAZARDOUS |  |  | 900 | [7 empty] | -1 to 15 barg |  |  |  | 0 to 15 barg | 50 | 567 | 400 | 600 |  | HH | H | L | LL |  |  |  | SOFT I/O |  |  |  | -1 to 15 barg | [7 empty] | WSD11-RIO-0201
0010306798 | AT_INST_ | WSD11-112-PIA-1101A | C4B | 131242-WSD11-DR-P-6070.dgn |  | WSD11 | 112 | HS | PIA | 1101 | A | RING CIRCULATION PUMP 1 PIA | RING CIRCULATION PUMP 1 PIA | NON-HAZARDOUS |  | 50 | 900 | [12 empty] | 50 | 567 | 400 | 400 |  | HH | H | L | LL |  |  |  | SOFT I/O
0010306810 | AT_INST_ | WSD11-112-PIA-1102 | C4B | 131242-WSD11-DR-P-6070.dgn |  | WSD11 | 112 | HS | PIA | 1102 |  | HS RING CIRCULATION LOOP DISCHARGE PIA | HS RING CIRCULATION LOOP DISCHARGE PIA | NON-HAZARDOUS |  |  | 900 | [7 empty] | -1 to 15 barg |  |  |  | 0 to 15 barg | 50 | 567 | 400 | 400 |  | HH | H | L | LL |  |  |  | SOFT I/O |  |  |  | -1 to 15 barg | [7 empty] | WSD11-RIO-0002B
0010306809 | AT_INST_ | WSD11-112-PIA-1103 | C4B | 131242-WSD11-DR-P-6070.dgn |  | WSD11 | 112 | HS | PIA | 1103 |  | HS RING CIRCULATION LOOP INLET PIA | HS RING CIRCULATION LOOP INLET PIA | NON-HAZARDOUS |  |  | 900 | [7 empty] | -1 to 15 barg |  |  |  | 0 to 15 barg | 50 | 567 | 400 | 400 |  | HH | H | L | LL |  |  |  | SOFT I/O |  |  |  | -1 to 15 barg | [7 empty] | WSD11-RIO-0002A
0010333160 | AT_INST_ | WSD11-112-PIA-1105 | C4B | 131242-WSD11-DR-P-6063.dgn |  | WSD11 | 112 | HWR | PIA | 1105 |  | HWR COMMON HEADER PIA | HWR COMMON HEADER PIA | NON-HAZARDOUS |  |  | 600 | [13 empty] | 300 | 300 | 310 | [8 empty] | SOFT I/O
0010306784 | AT_INST_ | WSD11-112-PIA-1201A | C4B | 131242-WSD11-DR-P-6070.dgn |  | WSD11 | 112 | HS | PIA | 1201 | A | RING CIRCULATION PUMP 2 PIA | RING CIRCULATION PUMP 2 PIA | NON-HAZARDOUS |  | 50 | 900 | [12 empty] | 50 | 567 | 400 | 400 |  | HH | H | L | LL |  |  |  | SOFT I/O
0010306813 | AT_INST_ | WSD11-112-PIA-1301A | C4B | 131242-WSD11-DR-P-6070.dgn |  | WSD11 | 112 | HS | PIA | 1301 | A | RING CIRCULATION PUMP 3 PIA | RING CIRCULATION PUMP 3 PIA | NON-HAZARDOUS |  | 50 | 900 | [7 empty] | -1 to 15 barg |  |  |  | 0 to 15 barg | 50 | 567 | 400 | 400 |  | HH | H | L | LL |  |  |  | SOFT I/O |  |  |  | -1 to 15 barg
0010330357 | AT_INST_ | WSD11-112-PIT-0101A | C4B | 131242-WSD11-DR-P-6008.dgn | WSD11-112-HS-00102B-50-SS16 | WSD11 | 112 | HS | PIT | 0101 | A | TRAIN 1 FLASHTANK DISCHARGE PUMP A DISCHARGE PIT | TRAIN 1 FLASHTANK DISCHARGE PUMP A DISCHARGE PIT | NON-HAZARDOUS |  | 50 | 1200 |  |  |  | CAPACITIVE | 7MF0300-1QK01-5MF2-Z A01+C11+D42+E20+M03+R85 | SS316 | IP65 | -1 to 15 barg | SS316 | NA |  | 0 to 15 barg | 80 | 200 | 150 | 250 |  | HH | H | L | LL | Die-cast Alu | IP65 | YES | 4-20mA | NA |  |  | -1 to 15 barg | Loop powered | NA | NA | NA | NA |  |  | WSD11-RIO-0101 | [9 empty] | CAMBI | [5 empty] | SIEMENS | SIEMENS | www.siemens.com | +65 6490 6000 | +65 6490 7691 | info.sg@siemens.com | Germany
0010330358 | AT_INST_ | WSD11-112-PIT-0101B | C4B | 131242-WSD11-DR-P-6008.dgn | WSD11-112-HS-00103B-50-SS16 | WSD11 | 112 | HS | PIT | 0101 | B | TRAIN 1 FLASHTANK DISCHARGE PUMP B DISCHARGE PIT | TRAIN 1 FLASHTANK DISCHARGE PUMP B DISCHARGE PIT | NON-HAZARDOUS |  | 50 | 1200 |  |  |  | CAPACITIVE | 7MF0300-1QK01-5MF2-Z A01+C11+D42+E20+M03+R85 | SS316 | IP65 | -1 to 15 barg | SS316 | NA |  | 0 to 15 barg | 80 | 200 | 150 | 250 |  | HH | H | L | LL | Die-cast Alu | IP65 | YES | 4-20mA | NA |  |  | -1 to 15 barg | Loop powered | NA | NA | NA | NA |  |  | WSD11-RIO-0101 | [9 empty] | CAMBI | [5 empty] | SIEMENS | SIEMENS | www.siemens.com | +65 6490 6000 | +65 6490 7691 | info.sg@siemens.com | Germany
0010330366 | AT_INST_ | WSD11-112-PIT-0102A | C4B | 131242-WSD11-DR-P-6015.dgn | WSD11-112-HS-00105B-50-SS16 | WSD11 | 112 | HS | PIT | 0102 | A | TRAIN 1 PRECOOLER S1 A HS OUTLET PIT | TRAIN 1 PRECOOLER S1 A HS OUTLET PIT | NON-HAZARDOUS |  | 50 | 900 |  |  |  | CAPACITIVE | 7MF0300-1QK01-5MF2-Z A01+C11+D42+E20+M03+R85 | SS316 | IP65 | -1 to 15 barg | SS316 | NA |  | 0 to 15 barg | 71 | 62 | 40 | 100 |  | HH | H | L | LL | Die-cast Alu | IP65 | YES | 4-20mA | NA |  |  | -1 to 15 barg | Loop powered | NA | NA | NA | NA |  |  | WSD11-RIO-0101 | [9 empty] | CAMBI | [5 empty] | SIEMENS | SIEMENS | www.siemens.com | +65 6490 6000 | +65 6490 7691 | info.sg@siemens.com | Germany
0010330367 | AT_INST_ | WSD11-112-PIT-0102B | C4B | 131242-WSD11-DR-P-6015.dgn | WSD11-112-HS-00106B-50-SS16 | WSD11 | 112 | HS | PIT | 0102 | B | TRAIN 1 PRECOOLER S1 B HS OUTLET PIT | TRAIN 1 PRECOOLER S1 B HS OUTLET PIT | NON-HAZARDOUS |  | 50 | 900 |  |  |  | CAPACITIVE | 7MF0300-1QK01-5MF2-Z A01+C11+D42+E20+M03+R85 | SS316 | IP65 | -1 to 15 barg | SS316 | NA |  | 0 to 15 barg | 71 | 62 | 40 | 100 |  | HH | H | L | LL | Die-cast Alu | IP65 | YES | 4-20mA | NA |  |  | -1 to 15 barg | Loop powered | NA | NA | NA | NA |  |  | WSD11-RIO-0101 | [9 empty] | CAMBI | [5 empty] | SIEMENS | SIEMENS | www.siemens.com | +65 6490 6000 | +65 6490 7691 | info.sg@siemens.com | Germany
0010330369 | AT_INST_ | WSD11-112-PIT-0103A | C4B | 131242-WSD11-DR-P-6016.dgn | WSD11-112-HS-00109E-50-SS16 | WSD11 | 112 | HS | PIT | 0103 | A | TRAIN 1 CIRCULATION PUMP A DISCHARGE PIT | TRAIN 1 CIRCULATION PUMP A DISCHARGE PIT | NON-HAZARDOUS |  | 50 | 900 |  |  |  | CAPACITIVE | 7MF0300-1QK01-5MF2-Z A01+C11+D42+E20+M03+R85 | SS316 | IP65 | -1 to 15 barg | SS316 | NA |  | 0 to 15 barg | 56 | 313 | 200 | 600 |  | HH | H | L | LL | Die-cast Alu | IP65 | YES | 4-20mA | NA |  |  | -1 to 15 barg | Loop powered | NA | NA | NA | NA |  |  | WSD11-RIO-0101 | [9 empty] | CAMBI | [5 empty] | SIEMENS | SIEMENS | www.siemens.com | +65 6490 6000 | +65 6490 7691 | info.sg@siemens.com | Germany
0010330371 | AT_INST_ | WSD11-112-PIT-0103B | C4B | 131242-WSD11-DR-P-6016.dgn |  | WSD11 | 112 | HS | PIT | 0103 | B | TRAIN 1 CIRCULATION PUMP B DISCHARGE PIT | TRAIN 1 CIRCULATION PUMP B DISCHARGE PIT | NON-HAZARDOUS |  | 50 | 900 |  |  |  | CAPACITIVE | 7MF0300-1QK01-5MF2-Z A01+C11+D42+E20+M03+R85 | SS316 | IP65 | -1 to 15 barg | SS316 | NA |  | 0 to 15 barg | 56 | 313 | 200 | 600 |  | HH | H | L | LL | Die-cast Alu | IP65 | YES | 4-20mA | NA |  |  | -1 to 15 barg | Loop powered | NA | NA | NA | NA |  |  | WSD11-RIO-0101 | [9 empty] | CAMBI | [5 empty] | SIEMENS | SIEMENS | www.siemens.com | +65 6490 6000 | +65 6490 7691 | info.sg@siemens.com | Germany
0010330373 | AT_INST_ | WSD11-112-PIT-0104A | C4B | 131242-WSD11-DR-P-6017.dgn | WSD11-112-HS-00114C-50-SS16 | WSD11 | 112 | HS | PIT | 0104 | A | TRAIN 1 PRECOOLER S2 A HS OUTLET PIT | TRAIN 1 PRECOOLER S2 A HS OUTLET PIT | NON-HAZARDOUS |  | 50 | 900 |  |  |  | CAPACITIVE | 7MF0300-1QK01-5MF2-Z A01+C11+D42+E20+M03+R85 | SS316 | IP65 | -1 to 15 barg | SS316 | NA |  | 0 to 15 barg | 50 | 54 | 30 | 100 | [5 empty] | Die-cast Alu | IP65 | YES | 4-20mA | NA |  |  | -1 to 15 barg | Loop powered | NA | NA | NA | NA |  |  | WSD11-RIO-0101 | [9 empty] | CAMBI | [5 empty] | SIEMENS | SIEMENS | www.siemens.com | +65 6490 6000 | +65 6490 7691 | info.sg@siemens.com | Germany
0010330372 | AT_INST_ | WSD11-112-PIT-0104B | C4B | 131242-WSD11-DR-P-6017.dgn | WSD11-112-HS-00115C-50-SS16 | WSD11 | 112 | HS | PIT | 0104 | B | TRAIN 1 PRECOOLER S2 B HS OUTLET PIT | TRAIN 1 PRECOOLER S2 B HS OUTLET PIT | NON-HAZARDOUS |  | 50 | 900 |  |  |  | CAPACITIVE | 7MF0300-1QK01-5MF2-Z A01+C11+D42+E20+M03+R85 | SS316 | IP65 | -1 to 15 barg | SS316 | NA |  | 0 to 15 barg | 50 | 54 | 30 | 100 | [5 empty] | Die-cast Alu | IP65 | YES | 4-20mA | NA |  |  | -1 to 15 barg | Loop powered | NA | NA | NA | NA |  |  | WSD11-RIO-0101 | [9 empty] | CAMBI | [5 empty] | SIEMENS | SIEMENS | www.siemens.com | +65 6490 6000 | +65 6490 7691 | info.sg@siemens.com | Germany
0010330376 | AT_INST_ | WSD11-112-PIT-0105A | C4B | 131242-WSD11-DR-P-6018.dgn | WSD11-112-HS-00116D-50-SS16 | WSD11 | 112 | HS | PIT | 0105 | A | TRAIN 1 DIGESTER FEED PUMP A DISCHARGE PIT | TRAIN 1 DIGESTER FEED PUMP A DISCHARGE PIT | NON-HAZARDOUS |  | 50 | 900 |  |  |  | CAPACITIVE | 7MF0300-1QK01-5MF2-Z A01+C11+D42+E20+M03+R85 | SS316 | IP65 | -1 to 15 barg | SS316 | NA |  | 0 to 15 barg | 50 | 567 | 400 | 600 |  | HH | H | L | LL | Die-cast Alu | IP65 | YES | 4-20mA | NA |  |  | -1 to 15 barg | Loop powered | NA | NA | NA | NA |  |  | WSD11-RIO-0101 | [9 empty] | CAMBI | [5 empty] | SIEMENS | SIEMENS | www.siemens.com | +65 6490 6000 | +65 6490 7691 | info.sg@siemens.com | Germany
0010330377 | AT_INST_ | WSD11-112-PIT-0105B | C4B | 131242-WSD11-DR-P-6018.dgn |  | WSD11 | 112 | HS | PIT | 0105 | B | TRAIN 1 DIGESTER FEED PUMP B DISCHARGE PIT | TRAIN 1 DIGESTER FEED PUMP B DISCHARGE PIT | NON-HAZARDOUS |  | 50 | 900 |  |  |  | CAPACITIVE | 7MF0300-1QK01-5MF2-Z A01+C11+D42+E20+M03+R85 | SS316 | IP65 | -1 to 15 barg | SS316 | NA |  | 0 to 15 barg | 50 | 567 | 400 | 600 |  | HH | H | L | LL | Die-cast Alu | IP65 | YES | 4-20mA | NA |  |  | -1 to 15 barg | Loop powered | NA | NA | NA | NA |  |  | WSD11-RIO-0101 | [9 empty] | CAMBI | [5 empty] | SIEMENS | SIEMENS | www.siemens.com | +65 6490 6000 | +65 6490 7691 | info.sg@siemens.com | Germany
0010330397 | AT_INST_ | WSD11-112-PIT-0201A | C4B | 131242-WSD11-DR-P-6026.dgn | WSD11-112-HS-00202B-50-SS16 | WSD11 | 112 | HS | PIT | 0201 | A | TRAIN 2 FLASHTANK DISCHARGE PUMP A DISCHARGE PIT | TRAIN 2 FLASHTANK DISCHARGE PUMP A DISCHARGE PIT | NON-HAZARDOUS |  | 50 | 1200 |  |  |  | CAPACITIVE | 7MF0300-1QK01-5MF2-Z A01+C11+D42+E20+M03+R85 | SS316 | IP65 | -1 to 15 barg | SS316 | NA |  | 0 to 15 barg | 80 | 200 | 150 | 250 |  | HH | H | L | LL | Die-cast Alu | IP65 | YES | 4-20mA | NA |  |  | -1 to 15 barg | Loop powered | NA | NA | NA | NA |  |  | WSD11-RIO-0201 | [9 empty] | CAMBI | [5 empty] | SIEMENS | SIEMENS | www.siemens.com | +65 6490 6000 | +65 6490 7691 | info.sg@siemens.com | Germany
0010330396 | AT_INST_ | WSD11-112-PIT-0201B | C4B | 131242-WSD11-DR-P-6026.dgn | WSD11-112-HS-00203B-50-SS16 | WSD11 | 112 | HS | PIT | 0201 | B | TRAIN 2 FLASHTANK DISCHARGE PUMP B DISCHARGE PIT | TRAIN 2 FLASHTANK DISCHARGE PUMP B DISCHARGE PIT | NON-HAZARDOUS |  | 50 | 1200 |  |  |  | CAPACITIVE | 7MF0300-1QK01-5MF2-Z A01+C11+D42+E20+M03+R85 | SS316 | IP65 | -1 to 15 barg | SS316 | NA |  | 0 to 15 barg | 80 | 200 | 150 | 250 |  | HH | H | L | LL | Die-cast Alu | IP65 | YES | 4-20mA | NA |  |  | -1 to 15 barg | Loop powered | NA | NA | NA | NA |  |  | WSD11-RIO-0201 | [9 empty] | CAMBI | [5 empty] | SIEMENS | SIEMENS | www.siemens.com | +65 6490 6000 | +65 6490 7691 | info.sg@siemens.com | Germany
0010330405 | AT_INST_ | WSD11-112-PIT-0202A | C4B | 131242-WSD11-DR-P-6033.dgn | WSD11-112-HS-00205A-50-SS16 | WSD11 | 112 | HS | PIT | 0202 | A | TRAIN 2 PRECOOLER S1 A HS OUTLET PIT | TRAIN 2 PRECOOLER S1 A HS OUTLET PIT | NON-HAZARDOUS |  | 50 | 900 |  |  |  | CAPACITIVE | 7MF0300-1QK01-5MF2-Z A01+C11+D42+E20+M03+R85 | SS316 | IP65 | -1 to 15 barg | SS316 | NA |  | 0 to 15 barg | 71 | 62 | 40 | 100 |  | HH | H | L | LL | Die-cast Alu | IP65 | YES | 4-20mA | NA |  |  | -1 to 15 barg | Loop powered | NA | NA | NA | NA |  |  | WSD11-RIO-0201 | [9 empty] | CAMBI | [5 empty] | SIEMENS | SIEMENS | www.siemens.com | +65 6490 6000 | +65 6490 7691 | info.sg@siemens.com | Germany
0010330406 | AT_INST_ | WSD11-112-PIT-0202B | C4B | 131242-WSD11-DR-P-6033.dgn | WSD11-112-HS-00206A-50-SS16 | WSD11 | 112 | HS | PIT | 0202 | B | TRAIN 2 PRECOOLER S1 B HS OUTLET PIT | TRAIN 2 PRECOOLER S1 B HS OUTLET PIT | NON-HAZARDOUS |  | 50 | 900 |  |  |  | CAPACITIVE | 7MF0300-1QK01-5MF2-Z A01+C11+D42+E20+M03+R85 | SS316 | IP65 | -1 to 15 barg | SS316 | NA |  | 0 to 15 barg | 71 | 62 | 40 | 100 |  | HH | H | L | LL | Die-cast Alu | IP65 | YES | 4-20mA | NA |  |  | -1 to 15 barg | Loop powered | NA | NA | NA | NA |  |  | WSD11-RIO-0201 | [9 empty] | CAMBI | [5 empty] | SIEMENS | SIEMENS | www.siemens.com | +65 6490 6000 | +65 6490 7691 | info.sg@siemens.com | Germany
0010330407 | AT_INST_ | WSD11-112-PIT-0203A | C4B | 131242-WSD11-DR-P-6034.dgn | WSD11-112-HS-00209E-50-SS16 | WSD11 | 112 | HS | PIT | 0203 | A | TRAIN 2 CIRCULATION PUMP A DISCHARGE PIT | TRAIN 2 CIRCULATION PUMP A DISCHARGE PIT | NON-HAZARDOUS |  | 50 | 900 |  |  |  | CAPACITIVE | 7MF0300-1QK01-5MF2-Z A01+C11+D42+E20+M03+R85 | SS316 | IP65 | -1 to 15 barg | SS316 | NA |  | 0 to 15 barg | 56 | 313 | 200 | 600 |  | HH | H | L | LL | Die-cast Alu | IP65 | YES | 4-20mA | NA |  |  | -1 to 15 barg | Loop powered | NA | NA | NA | NA |  |  | WSD11-RIO-0201 | [9 empty] | CAMBI | [5 empty] | SIEMENS | SIEMENS | www.siemens.com | +65 6490 6000 | +65 6490 7691 | info.sg@siemens.com | Germany
0010330408 | AT_INST_ | WSD11-112-PIT-0203B | C4B | 131242-WSD11-DR-P-6034.dgn | WSD11-112-HS-00210E-50-SS16 | WSD11 | 112 | HS | PIT | 0203 | B | TRAIN 2 CIRCULATION PUMP B DISCHARGE PIT | TRAIN 2 CIRCULATION PUMP B DISCHARGE PIT | NON-HAZARDOUS |  | 50 | 900 |  |  |  | CAPACITIVE | 7MF0300-1QK01-5MF2-Z A01+C11+D42+E20+M03+R85 | SS316 | IP65 | -1 to 15 barg | SS316 | NA |  | 0 to 15 barg | 56 | 313 | 200 | 600 |  | HH | H | L | LL | Die-cast Alu | IP65 | YES | 4-20mA | NA |  |  | -1 to 15 barg | Loop powered | NA | NA | NA | NA |  |  | WSD11-RIO-0201 | [9 empty] | CAMBI | [5 empty] | SIEMENS | SIEMENS | www.siemens.com | +65 6490 6000 | +65 6490 7691 | info.sg@siemens.com | Germany
0010330411 | AT_INST_ | WSD11-112-PIT-0204A | C4B | 131242-WSD11-DR-P-6035.dgn | WSD11-112-HS-00214C-50-SS16 | WSD11 | 112 | HS | PIT | 0204 | A | TRAIN 2 PRECOOLER S2 A HS OUTLET PIT | TRAIN 2 PRECOOLER S2 A HS OUTLET PIT | NON-HAZARDOUS |  | 50 | 900 |  |  |  | CAPACITIVE | 7MF0300-1QK01-5MF2-Z A01+C11+D42+E20+M03+R85 | SS316 | IP65 | -1 to 15 barg | SS316 | NA |  | 0 to 15 barg | 50 | 54 | 30 | 100 | [5 empty] | Die-cast Alu | IP65 | YES | 4-20mA | NA |  |  | -1 to 15 barg | Loop powered | NA | NA | NA | NA |  |  | WSD11-RIO-0201 | [9 empty] | CAMBI | [5 empty] | SIEMENS | SIEMENS | www.siemens.com | +65 6490 6000 | +65 6490 7691 | info.sg@siemens.com | Germany
0010330412 | AT_INST_ | WSD11-112-PIT-0204B | C4B | 131242-WSD11-DR-P-6035.dgn | WSD11-112-HS-00214C-15-SS16 | WSD11 | 112 | HS | PIT | 0204 | B | TRAIN 2 PRECOOLER S2 B HS OUTLET PIT | TRAIN 2 PRECOOLER S2 B HS OUTLET PIT | NON-HAZARDOUS |  | 50 | 900 |  |  |  | CAPACITIVE | 7MF0300-1QK01-5MF2-Z A01+C11+D42+E20+M03+R85 | SS316 | IP65 | -1 to 15 barg | SS316 | NA |  | 0 to 15 barg | 50 | 54 | 30 | 100 | [5 empty] | Die-cast Alu | IP65 | YES | 4-20mA | NA |  |  | -1 to 15 barg | Loop powered | NA | NA | NA | NA |  |  | WSD11-RIO-0201 | [9 empty] | CAMBI | [5 empty] | SIEMENS | SIEMENS | www.siemens.com | +65 6490 6000 | +65 6490 7691 | info.sg@siemens.com | Germany
0010330414 | AT_INST_ | WSD11-112-PIT-0205A | C4B | 131242-WSD11-DR-P-6036.dgn | WSD11-112-HS-00216D-50-SS16 | WSD11 | 112 | HS | PIT | 0205 | A | TRAIN 2 DIGESTER FEED PUMP A DISCHARGE PIT | TRAIN 2 DIGESTER FEED PUMP A DISCHARGE PIT | NON-HAZARDOUS |  | 50 | 900 |  |  |  | CAPACITIVE | 7MF0300-1QK01-5MF2-Z A01+C11+D42+E20+M03+R85 | SS316 | IP65 | -1 to 15 barg | SS316 | NA |  | 0 to 15 barg | 50 | 567 | 400 | 600 |  | HH | H | L | LL | Die-cast Alu | IP65 | YES | 4-20mA | NA |  |  | -1 to 15 barg | Loop powered | NA | NA | NA | NA |  |  | WSD11-RIO-0201 | [9 empty] | CAMBI | [5 empty] | SIEMENS | SIEMENS | www.siemens.com | +65 6490 6000 | +65 6490 7691 | info.sg@siemens.com | Germany
0010330415 | AT_INST_ | WSD11-112-PIT-0205B | C4B | 131242-WSD11-DR-P-6036.dgn | WSD11-112-HS-00218D-50-SS16 | WSD11 | 112 | HS | PIT | 0205 | B | TRAIN 2 DIGESTER FEED PUMP B DISCHARGE PIT | TRAIN 2 DIGESTER FEED PUMP B DISCHARGE PIT | NON-HAZARDOUS |  | 50 | 900 |  |  |  | CAPACITIVE | 7MF0300-1QK01-5MF2-Z A01+C11+D42+E20+M03+R85 | SS316 | IP65 | -1 to 15 barg | SS316 | NA |  | 0 to 15 barg | 50 | 567 | 400 | 600 |  | HH | H | L | LL | Die-cast Alu | IP65 | YES | 4-20mA | NA |  |  | -1 to 15 barg | Loop powered | NA | NA | NA | NA |  |  | WSD11-RIO-0201 | [9 empty] | CAMBI | [5 empty] | SIEMENS | SIEMENS | www.siemens.com | +65 6490 6000 | +65 6490 7691 | info.sg@siemens.com | Germany
0010330427 | AT_INST_ | WSD11-112-PIT-1101A | C4B | 131242-WSD11-DR-P-6070.dgn | WSD11-112-HS-00120A-50-SS16 | WSD11 | 112 | HS | PIT | 1101 | A | RING CIRCULATION PUMP 1 PIT | RING CIRCULATION PUMP 1 PIT | NON-HAZARDOUS |  | 50 | 900 |  |  |  | CAPACITIVE | 7MF0300-1QK01-5MF2-Z A01+C11+D42+E20+M03+R85 | SS316 | IP65 | -1 to 15 barg | SS316 | NA |  | 0 to 15 barg | 50 | 567 | 400 | 400 |  | HH | H | L | LL | Die-cast Alu | IP65 | YES | 4-20mA | NA |  |  | -1 to 15 barg | Loop powered | NA | NA | NA | NA |  |  | WSD11-RIO-0002A | [9 empty] | CAMBI | [5 empty] | SIEMENS | SIEMENS | www.siemens.com | +65 6490 6000 | +65 6490 7691 | info.sg@siemens.com | Germany
0010330420 | AT_INST_ | WSD11-112-PIT-1102 | C4B | 131242-WSD11-DR-P-6070.dgn | WSD11-112-HS-00004B-50-SS16 | WSD11 | 112 | HS | PIT | 1102 |  | HS RING CIRCULATION LOOP DISCHARGE PIT | HS RING CIRCULATION LOOP DISCHARGE PIT | NON-HAZARDOUS |  | 50 | 900 |  |  |  | CAPACITIVE | 7MF0300-1QK01-5MF2-Z A01+C11+D42+E20+M03+R85 | SS316 | IP65 | -1 to 15 barg | SS316 | NA |  | 0 to 15 barg | 50 | 567 | 400 | 400 |  | HH | H | L | LL | Die-cast Alu | IP65 | YES | 4-20mA | NA |  |  | -1 to 15 barg | Loop powered | NA | NA | NA | NA |  |  | WSD11-RIO-0002B | [9 empty] | CAMBI | [5 empty] | SIEMENS | SIEMENS | www.siemens.com | +65 6490 6000 | +65 6490 7691 | info.sg@siemens.com | Germany
0010330422 | AT_INST_ | WSD11-112-PIT-1103 | C4B | 131242-WSD11-DR-P-6070.dgn | WSD11-112-HS-00003A-50-SS16 | WSD11 | 112 | HS | PIT | 1103 |  | HS RING CIRCULATION LOOP INLET PIT | HS RING CIRCULATION LOOP INLET PIT | NON-HAZARDOUS |  | 50 | 900 |  |  |  | CAPACITIVE | 7MF0300-1QK01-5MF2-Z A01+C11+D42+E20+M03+R85 | SS316 | IP65 | -1 to 15 barg | SS316 | NA |  | 0 to 15 barg | 50 | 567 | 400 | 400 |  | HH | H | L | LL | Die-cast Alu | IP65 | YES | 4-20mA | NA |  |  | -1 to 15 barg | Loop powered | NA | NA | NA | NA |  |  | WSD11-RIO-0002A | [9 empty] | CAMBI | [5 empty] | SIEMENS | SIEMENS | www.siemens.com | +65 6490 6000 | +65 6490 7691 | info.sg@siemens.com | Germany
0010333159 | AT_INST_ | WSD11-112-PIT-1105 | C4B | 131242-WSD11-DR-P-6063.dgn | WSD11-112-HWR-00217A-25-SS16 | WSD11 | 112 | HWR | PIT | 1105 |  | HWR COMMON HEADER PIT | HWR COMMON HEADER PIT | NON-HAZARDOUS |  | 15 | 600 |  |  |  | PIEZORESISTIVE | 2051TG2A2B21KWR5S5Y2M5D4DOQ4Q8 | SS316 | IP65 | –1.0 to 10.3 bar(g) | SS316L | NA |  |  |  | 300 | 300 | 310 | [6 empty] | IP65 | YES | 4-20mA |  |  |  | 0 - 6 Barg | Loop powered | [22 empty] | EMERSON | EMERSON | www.emerson.com | +65 6777 8211 | +65 6777 0947 | Enquiries@AP.EmersonProcess.com | Singapore
0010330425 | AT_INST_ | WSD11-112-PIT-1201A | C4B | 131242-WSD11-DR-P-6070.dgn | WSD11-112-HS-00220A-50-SS16 | WSD11 | 112 | HS | PIT | 1201 | A | RING CIRCULATION PUMP 2 PIT | RING CIRCULATION PUMP 2 PIT | NON-HAZARDOUS |  | 50 | 900 |  |  |  | CAPACITIVE | 7MF0300-1QK01-5MF2-Z A01+C11+D42+E20+M03+R85 | SS316 | IP65 | -1 to 15 barg | SS316 | NA |  | 0 to 15 barg | 50 | 567 | 400 | 400 |  | HH | H | L | LL | Die-cast Alu | IP65 | YES | 4-20mA | NA |  |  | -1 to 15 barg | Loop powered | NA | NA | NA | NA |  |  | WSD11-RIO-0002A | [9 empty] | CAMBI | [5 empty] | SIEMENS | SIEMENS | www.siemens.com | +65 6490 6000 | +65 6490 7691 | info.sg@siemens.com | Germany
0010330421 | AT_INST_ | WSD11-112-PIT-1301A | C4B | 131242-WSD11-DR-P-6070.dgn | WSD11-112-HS-00320A-50-SS16 | WSD11 | 112 | HS | PIT | 1301 | A | RING CIRCULATION PUMP 3 PIT | RING CIRCULATION PUMP 3 PIT | NON-HAZARDOUS |  | 50 | 900 |  |  |  | CAPACITIVE | 7MF0300-1QK01-5MF2-Z A01+C11+D42+E20+M03+R85 | SS316 | IP65 | -1 to 15 barg | SS316 | NA |  | 0 to 15 barg | 50 | 567 | 400 | 400 |  | HH | H | L | LL | Die-cast Alu | IP65 | YES | 4-20mA | NA |  |  | -1 to 15 barg | Loop powered | NA | NA | NA | NA |  |  | WSD11-RIO-0002A | [9 empty] | CAMBI | [5 empty] | SIEMENS | SIEMENS | www.siemens.com | +65 6490 6000 | +65 6490 7691 | info.sg@siemens.com | Germany
0010330359 | AT_INST_ | WSD11-112-PSHH-0101C | C4B | 131242-WSD11-DR-P-6008.dgn | WSD11-112-HS-00102B-50-SS16 | WSD11 | 112 | HS | PSHH | 0101 | C | TRAIN 1 FLASHTANK DISCHARGE PUMP A PSHH | TRAIN 1 FLASHTANK DISCHARGE PUMP A PSHH | NON-HAZARDOUS |  | 50 | 1200 |  |  |  | MECHANICAL (DIAPHRAGM TYPE) | DN50 PN10 Flange-B4-20-S-200-UL-06-JM-FS-M01-NH-C4 | SS316 | IP65 | 1400 kPa | SS316L | NA |  |  | 80 | 200 | 150 | 250 |  | HH | [6 empty] | 24 VDC |  |  |  |  | 24 VDC | [16 empty] | CAMBI | [5 empty] | ASHCROFT | ASHCROFT | https://ashcroft.asia/ | +65 6252 6602 | +65 6252 6603 | sales@ashcroft.com.sg | Germany/Singapore
0010330356 | AT_INST_ | WSD11-112-PSHH-0101D | C4B | 131242-WSD11-DR-P-6008.dgn | WSD11-112-HS-00103B-50-SS16 | WSD11 | 112 | HS | PSHH | 0101 | D | TRAIN 1 FLASHTANK DISCHARGE PUMP B PSHH | TRAIN 1 FLASHTANK DISCHARGE PUMP B PSHH | NON-HAZARDOUS |  | 50 | 1200 |  |  |  | MECHANICAL (DIAPHRAGM TYPE) | DN50 PN10 Flange-B4-20-S-200-UL-06-JM-FS-M01-NH-C4 | SS316 | IP65 | 1400 kPa | SS316L | NA |  |  | 80 | 200 | 150 | 250 |  | HH | [6 empty] | 24 VDC |  |  |  |  | 24 VDC | [16 empty] | CAMBI | [5 empty] | ASHCROFT | ASHCROFT | https://ashcroft.asia/ | +65 6252 6602 | +65 6252 6603 | sales@ashcroft.com.sg | Germany/Singapore
0010330370 | AT_INST_ | WSD11-112-PSHH-0103C | C4B | 131242-WSD11-DR-P-6016.dgn | WSD11-112-HS-00109G-50-SS16 | WSD11 | 112 | HS | PSHH | 0103 | C | TRAIN 1 CIRCULATION PUMP A DISCHARGE PSHH | TRAIN 1 CIRCULATION PUMP A DISCHARGE PSHH | NON-HAZARDOUS |  |  | 900 |  |  |  | MECHANICAL (DIAPHRAGM TYPE) | DN50 PN10 Flange-B4-20-S-200-UL-06-JM-FS-M01-NH-C4 | SS316 | IP65 | 1400 kPa | SS316L | NA |  |  | 56 | 313 | 200 | 600 |  | HH | [6 empty] | 24 VDC |  |  |  |  | 24 VDC | [6 empty] | WSD11-RIO-0101 | [9 empty] | CAMBI | [5 empty] | ASHCROFT | ASHCROFT | https://ashcroft.asia/ | +65 6252 6602 | +65 6252 6603 | sales@ashcroft.com.sg | Germany/Singapore
0010330368 | AT_INST_ | WSD11-112-PSHH-0103D | C4B | 131242-WSD11-DR-P-6016.dgn | WSD11-112-HS-00110G-50-SS16 | WSD11 | 112 | HS | PSHH | 0103 | D | TRAIN 1 CIRCULATION PUMP B DISCHARGE PSHH | TRAIN 1 CIRCULATION PUMP B DISCHARGE PSHH | NON-HAZARDOUS |  | 50 | 900 |  |  |  | MECHANICAL (DIAPHRAGM TYPE) | DN50 PN10 Flange-B4-20-S-200-UL-06-JM-FS-M01-NH-C4 | SS316 | IP65 | 1400 kPa | SS316L | NA |  |  | 56 | 313 | 200 | 600 |  | HH | [6 empty] | 24 VDC |  |  |  |  | 24 VDC | [6 empty] | WSD11-RIO-0101 | [9 empty] | CAMBI | [5 empty] | ASHCROFT | ASHCROFT | https://ashcroft.asia/ | +65 6252 6602 | +65 6252 6603 | sales@ashcroft.com.sg | Germany/Singapore
0010330374 | AT_INST_ | WSD11-112-PSHH-0105C | C4B | 131242-WSD11-DR-P-6018.dgn | WSD11-112-HS-00116E-50-SS16 | WSD11 | 112 | HS | PSHH | 0105 | C | TRAIN 1 DIGESTER FEED PUMP A DISCHARGE PSHH | TRAIN 1 DIGESTER FEED PUMP A DISCHARGE PSHH | NON-HAZARDOUS |  | 50 | 900 |  |  |  | MECHANICAL (DIAPHRAGM TYPE) | DN50 PN10 Flange-B4-20-S-200-UL-06-JM-FS-M01-NH-C4 | SS316 | IP65 | 1400 kPa | SS316L | NA |  |  | 50 | 567 | 400 | 600 |  | HH | [6 empty] | 24 VDC |  |  |  |  | 24 VDC | [6 empty] | WSD11-RIO-0101 | [9 empty] | CAMBI | [5 empty] | ASHCROFT | ASHCROFT | https://ashcroft.asia/ | +65 6252 6602 | +65 6252 6603 | sales@ashcroft.com.sg | Germany/Singapore
0010330375 | AT_INST_ | WSD11-112-PSHH-0105D | C4B | 131242-WSD11-DR-P-6018.dgn | WSD11-112-HS-00118E-50-SS16 | WSD11 | 112 | HS | PSHH | 0105 | D | TRAIN 1 DIGESTER FEED PUMP B DISCHARGE PSHH | TRAIN 1 DIGESTER FEED PUMP B DISCHARGE PSHH | NON-HAZARDOUS |  | 50 | 900 |  |  |  | MECHANICAL (DIAPHRAGM TYPE) | DN50 PN10 Flange-B4-20-S-200-UL-06-JM-FS-M01-NH-C4 | SS316 | IP65 | 1400 kPa | SS316L | NA |  |  | 50 | 567 | 400 | 600 |  | HH | [6 empty] | 24 VDC |  |  |  |  | 24 VDC | [6 empty] | WSD11-RIO-0101 | [9 empty] | CAMBI | [5 empty] | ASHCROFT | ASHCROFT | https://ashcroft.asia/ | +65 6252 6602 | +65 6252 6603 | sales@ashcroft.com.sg | Germany/Singapore
0010330395 | AT_INST_ | WSD11-112-PSHH-0201C | C4B | 131242-WSD11-DR-P-6026.dgn | WSD11-112-HS-00202B-50-SS16 | WSD11 | 112 | HS | PSHH | 0201 | C | TRAIN 2 FLASHTANK DISCHARGE PUMP A PSHH | TRAIN 2 FLASHTANK DISCHARGE PUMP A PSHH | NON-HAZARDOUS |  | 50 | 1200 |  |  |  | MECHANICAL (DIAPHRAGM TYPE) | DN50 PN10 Flange-B4-20-S-200-UL-06-JM-FS-M01-NH-C4 | SS316 | IP65 | 1400 kPa | SS316L | NA |  |  | 80 | 200 | 150 | 250 |  | HH | [6 empty] | 24 VDC |  |  |  |  | 24VDC | [6 empty] | WSD11-RIO-0201 | [9 empty] | CAMBI | [5 empty] | ASHCROFT | ASHCROFT | https://ashcroft.asia/ | +65 6252 6602 | +65 6252 6603 | sales@ashcroft.com.sg | Germany/Singapore
0010330398 | AT_INST_ | WSD11-112-PSHH-0201D | C4B | 131242-WSD11-DR-P-6026.dgn | WSD11-112-HS-00203B-50-SS16 | WSD11 | 112 | HS | PSHH | 0201 | D | TRAIN 2 FLASHTANK DISCHARGE PUMP B PSHH | TRAIN 2 FLASHTANK DISCHARGE PUMP B PSHH | NON-HAZARDOUS |  | 50 | 1200 |  |  |  | MECHANICAL (DIAPHRAGM TYPE) | DN50 PN10 Flange-B4-20-S-200-UL-06-JM-FS-M01-NH-C4 | SS316 | IP65 | 1400 kPa | SS316L | NA |  |  | 80 | 200 | 150 | 250 |  | HH | [6 empty] | 24 VDC |  |  |  |  | 24VDC | [16 empty] | CAMBI | [5 empty] | ASHCROFT | ASHCROFT | https://ashcroft.asia/ | +65 6252 6602 | +65 6252 6603 | sales@ashcroft.com.sg | Germany/Singapore
0010330409 | AT_INST_ | WSD11-112-PSHH-0203C | C4B | 131242-WSD11-DR-P-6034.dgn | WSD11-112-HS-00209G-50-SS16 | WSD11 | 112 | HS | PSHH | 0203 | C | TRAIN 2 CIRCULATION PUMP A DISCHARGE PSHH | TRAIN 2 CIRCULATION PUMP A DISCHARGE PSHH | NON-HAZARDOUS |  | 50 | 900 |  |  |  | MECHANICAL (DIAPHRAGM TYPE) | DN50 PN10 Flange-B4-20-S-200-UL-06-JM-FS-M01-NH-C4 | SS316 | IP65 | 1400 kPa | SS316L | NA |  |  | 56 | 313 | 200 | 600 |  | HH | [6 empty] | 24 VDC |  |  |  |  | 24 VDC | [6 empty] | WSD11-RIO-0201 | [9 empty] | CAMBI | [5 empty] | ASHCROFT | ASHCROFT | https://ashcroft.asia/ | +65 6252 6602 | +65 6252 6603 | sales@ashcroft.com.sg | Germany/Singapore
0010330410 | AT_INST_ | WSD11-112-PSHH-0203D | C4B | 131242-WSD11-DR-P-6034.dgn | WSD11-112-HS-00210G-50-SS16 | WSD11 | 112 | HS | PSHH | 0203 | D | TRAIN 2 CIRCULATION PUMP B DISCHARGE PSHH | TRAIN 2 CIRCULATION PUMP B DISCHARGE PSHH | NON-HAZARDOUS |  | 50 | 900 |  |  |  | MECHANICAL (DIAPHRAGM TYPE) | DN50 PN10 Flange-B4-20-S-200-UL-06-JM-FS-M01-NH-C4 | SS316 | IP65 | 1400 kPa | SS316L | NA |  |  | 56 | 313 | 200 | 600 |  | HH | [6 empty] | 24 VDC |  |  |  |  | 24 VDC | [6 empty] | WSD11-RIO-0201 | [9 empty] | CAMBI | [5 empty] | ASHCROFT | ASHCROFT | https://ashcroft.asia/ | +65 6252 6602 | +65 6252 6603 | sales@ashcroft.com.sg | Germany/Singapore
0010330413 | AT_INST_ | WSD11-112-PSHH-0205C | C4B | 131242-WSD11-DR-P-6036.dgn | WSD11-112-HS-00216F-50-SS16 | WSD11 | 112 | HS | PSHH | 0205 | C | TRAIN 2 DIGESTER FEED PUMP A DISCHARGE PSHH | TRAIN 2 DIGESTER FEED PUMP A DISCHARGE PSHH | NON-HAZARDOUS |  | 50 | 900 |  |  |  | MECHANICAL (DIAPHRAGM TYPE) | DN50 PN10 Flange-B4-20-S-200-UL-06-JM-FS-M01-NH-C4 | SS316 | IP65 | 1400 kPa | SS316L | NA |  |  | 50 | 567 | 400 | 600 |  | HH | [6 empty] | 24 VDC |  |  |  |  | 24 VDC | [6 empty] | WSD11-RIO-0201 | [9 empty] | CAMBI | [5 empty] | ASHCROFT | ASHCROFT | https://ashcroft.asia/ | +65 6252 6602 | +65 6252 6603 | sales@ashcroft.com.sg | Germany/Singapore
0010330416 | AT_INST_ | WSD11-112-PSHH-0205D | C4B | 131242-WSD11-DR-P-6036.dgn | WSD11-112-HS-00218F-50-SS16 | WSD11 | 112 | HS | PSHH | 0205 | D | TRAIN 2 DIGESTER FEED PUMP B DISCHARGE PSHH | TRAIN 2 DIGESTER FEED PUMP B DISCHARGE PSHH | NON-HAZARDOUS |  | 50 | 900 |  |  |  | MECHANICAL (DIAPHRAGM TYPE) | DN50 PN10 Flange-B4-20-S-200-UL-06-JM-FS-M01-NH-C4 | SS316 | IP65 | 1400 kPa | SS316L | NA |  |  | 50 | 567 | 400 | 600 |  | HH | [6 empty] | 24 VDC |  |  |  |  | 24 VDC | [6 empty] | WSD11-RIO-0201 | [9 empty] | CAMBI | [5 empty] | ASHCROFT | ASHCROFT | https://ashcroft.asia/ | +65 6252 6602 | +65 6252 6603 | sales@ashcroft.com.sg | Germany/Singapore
0010330426 | AT_INST_ | WSD11-112-PSHH-1101B | C4B | 131242-WSD11-DR-P-6070.dgn | WSD11-112-HS-00120D-50-SS16 | WSD11 | 112 | HS | PSHH | 1101 | B | RING CIRCULATION PUMP 1 PSHH | RING CIRCULATION PUMP 1 PSHH | NON-HAZARDOUS |  | 50 | 900 |  |  |  | MECHANICAL (DIAPHRAGM TYPE) | DN50 PN10 Flange-B4-20-S-200-UL-06-JM-FS-M01-NH-C4 | SS316 | IP65 | 1400 kPa | SS316L | NA |  |  | 50 | 567 | 400 | 400 |  | HH | [6 empty] | 24 VDC |  |  |  |  | 24 VDC | [16 empty] | CAMBI | [5 empty] | ASHCROFT | ASHCROFT | https://ashcroft.asia/ | +65 6252 6602 | +65 6252 6603 | sales@ashcroft.com.sg | Germany/Singapore
0010330424 | AT_INST_ | WSD11-112-PSHH-1201B | C4B | 131242-WSD11-DR-P-6070.dgn | WSD11-112-HS-00220D-50-SS16 | WSD11 | 112 | HS | PSHH | 1201 | B | RING CIRCULATION PUMP 2 PSHH | RING CIRCULATION PUMP 2 PSHH | NON-HAZARDOUS |  | 50 | 900 |  |  |  | MECHANICAL (DIAPHRAGM TYPE) | DN50 PN10 Flange-B4-20-S-200-UL-06-JM-FS-M01-NH-C4 | SS316 | IP65 | 1400 kPa | SS316L | NA |  |  | 50 | 567 | 400 | 400 |  | HH | [6 empty] | 24 VDC |  |  |  |  | 24 VDC | [16 empty] | CAMBI | [5 empty] | ASHCROFT | ASHCROFT | https://ashcroft.asia/ | +65 6252 6602 | +65 6252 6603 | sales@ashcroft.com.sg | Germany/Singapore
0010330423 | AT_INST_ | WSD11-112-PSHH-1301B | C4B | 131242-WSD11-DR-P-6070.dgn | WSD11-112-HS-00320D-50-SS16 | WSD11 | 112 | HS | PSHH | 1301 | B | RING CIRCULATION PUMP 3 PSHH | RING CIRCULATION PUMP 3 PSHH | NON-HAZARDOUS |  | 50 | 900 |  |  |  | MECHANICAL (DIAPHRAGM TYPE) | DN50 PN10 Flange-B4-20-S-200-UL-06-JM-FS-M01-NH-C4 | SS316 | IP65 | 1400 kPa | SS316L | NA |  |  | 50 | 567 | 400 | 400 |  | HH | [6 empty] | 24 VDC |  |  |  |  | 24 VDC | [16 empty] | CAMBI | [5 empty] | ASHCROFT | ASHCROFT | https://ashcroft.asia/ | +65 6252 6602 | +65 6252 6603 | sales@ashcroft.com.sg | Germany/Singapore
0010279526 | AT_INST_ | WSD11-112-TAHH-0101A | C4B | 131242-WSD11-DR-P-6008.dgn |  | WSD11 | 112 | HS | TAHH | 0101 | A | TRAIN 1 FLASHTANK DISCHARGE PUMP 1 DISCHARGE TAHH | TRAIN 1 FLASHTANK DISCHARGE PUMP 1 DISCHARGE TAHH | NON-HAZARDOUS |  |  | 1200 | [12 empty] | 80 | 200 | 150 | 250 |  | HH | [6 empty] | SOFT I/O | [11 empty] | WSD11-RIO-0101
0010279476 | AT_INST_ | WSD11-112-TAHH-0101B | C4B | 131242-WSD11-DR-P-6008.dgn |  | WSD11 | 112 | HS | TAHH | 0101 | B | TRAIN 1 FLASHTANK DISCHARGE PUMPS DISCHARGE TAHH | TRAIN 1 FLASHTANK DISCHARGE PUMPS DISCHARGE TAHH | NON-HAZARDOUS |  |  | 1200 | [12 empty] | 80 | 200 | 150 | 250 |  | HH | [6 empty] | SOFT I/O | [11 empty] | WSD11-RIO-0101
0010278028 | AT_INST_ | WSD11-112-TAHH-0104A | C4B | 131242-WSD11-DR-P-6016.dgn |  | WSD11 | 112 | HS | TAHH | 0104 | A | TRAIN 1 CIRCULATION PUMP A DISCHARGE TAHH | TRAIN 1 CIRCULATION PUMP A DISCHARGE TAHH | NON-HAZARDOUS |  |  | 900 | [12 empty] | 56 | 313 | 200 | 600 |  | HH | [6 empty] | SOFT I/O | [11 empty] | WSD11-RIO-0101
0010278087 | AT_INST_ | WSD11-112-TAHH-0104B | C4B | 131242-WSD11-DR-P-6016.dgn |  | WSD11 | 112 | HS | TAHH | 0104 | B | TRAIN 1 CIRCULATION PUMP B DISCHARGE TAHH | TRAIN 1 CIRCULATION PUMP B DISCHARGE TAHH | NON-HAZARDOUS |  |  | 900 | [12 empty] | 56 | 313 | 200 | 600 |  | HH | [6 empty] | SOFT I/O | [11 empty] | WSD11-RIO-0101
0010278435 | AT_INST_ | WSD11-112-TAHH-0107 | C4B | 131242-WSD11-DR-P-6018.dgn |  | WSD11 | 112 | HS | TAHH | 0107 |  | TRAIN 1 DIGESTER FEED PUMP DISCHARGE TAHH | TRAIN 1 DIGESTER FEED PUMP DISCHARGE TAHH | NON-HAZARDOUS |  |  | 900 | [12 empty] | 50 | 567 | 400 | 600 |  | HH | [6 empty] | SOFT I/O | [11 empty] | WSD11-RIO-0101
0010282799 | AT_INST_ | WSD11-112-TAHH-0201A | C4B | 131242-WSD11-DR-P-6026.dgn |  | WSD11 | 112 | HS | TAHH | 0201 | A | TRAIN 2 FLASHTANK DISCHARGE PUMP 1 DISCHARGE TAHH | TRAIN 2 FLASHTANK DISCHARGE PUMP 1 DISCHARGE TAHH | NON-HAZARDOUS |  |  | 1200 | [12 empty] | 80 | 200 | 150 | 250 |  | HH | [6 empty] | SOFT I/O | [11 empty] | WSD11-RIO-0201
0010282864 | AT_INST_ | WSD11-112-TAHH-0201B | C4B | 131242-WSD11-DR-P-6026.dgn |  | WSD11 | 112 | HS | TAHH | 0201 | B | TRAIN 2 FLASHTANK DISCHARGE PUMP 2 DISCHARGE TAHH | TRAIN 2 FLASHTANK DISCHARGE PUMP 2 DISCHARGE TAHH | NON-HAZARDOUS |  |  | 1200 | [12 empty] | 80 | 200 | 150 | 250 |  | HH | [6 empty] | SOFT I/O | [11 empty] | WSD11-RIO-0201
0010283786 | AT_INST_ | WSD11-112-TAHH-0204A | C4B | 131242-WSD11-DR-P-6034.dgn |  | WSD11 | 112 | HS | TAHH | 0204 | A | TRAIN 2 CIRCULATION PUMP A DISCHARGE TAHH | TRAIN 2 CIRCULATION PUMP A DISCHARGE TAHH | NON-HAZARDOUS |  |  | 900 | [12 empty] | 56 | 313 | 200 | 600 |  | HH | [6 empty] | SOFT I/O | [11 empty] | WSD11-RIO-0201
0010283726 | AT_INST_ | WSD11-112-TAHH-0204B | C4B | 131242-WSD11-DR-P-6034.dgn |  | WSD11 | 112 | HS | TAHH | 0204 | B | TRAIN 2 CIRCULATION PUMP B DISCHARGE TAHH | TRAIN 2 CIRCULATION PUMP B DISCHARGE TAHH | NON-HAZARDOUS |  |  | 900 | [12 empty] | 56 | 313 | 200 | 600 |  | HH | [6 empty] | SOFT I/O | [11 empty] | WSD11-RIO-0201
0010284153 | AT_INST_ | WSD11-112-TAHH-0207 | C4B | 131242-WSD11-DR-P-6036.dgn |  | WSD11 | 112 | HS | TAHH | 0207 |  | TRAIN 2 DIGESTER FEED PUMP DISCHARGE TAHH | TRAIN 2 DIGESTER FEED PUMP DISCHARGE TAHH | NON-HAZARDOUS |  |  | 900 | [12 empty] | 50 | 567 | 400 | 600 |  | HH | [6 empty] | SOFT I/O | [11 empty] | WSD11-RIO-0201
0010280081 | AT_INST_ | WSD11-112-TE-1101 | C4B | 131242-WSD11-DR-P-6063.dgn | WSD11-112-HWR-00006-150-SS16 | WSD11 | 112 | HWR | TE | 1101 |  | STEAM SPARGERS OUTLET TE | STEAM SPARGERS OUTLET TE | NON-HAZARDOUS |  | 150 | 600 | [13 empty] | 300 | 300 | 310 |  | HH | H | L | LL
0010277875 | AT_INST_ | WSD11-112-TIA-0102A | C4B | 131242-WSD11-DR-P-6015.dgn |  | WSD11 | 112 | HS | TIA | 0102 | A | TRAIN 1 PRECOOLER S1 A HS OUTLET TIA | TRAIN 1 PRECOOLER S1 A HS OUTLET TIA | NON-HAZARDOUS |  |  | 900 | [7 empty] | 0-150 oC |  |  |  | 0-150 oC | 71 | 62 | 40 | 100 |  | HH | H | L | LL |  |  |  | SOFT I/O |  |  |  | 0-150 oC | [7 empty] | WSD11-RIO-0101
0010277818 | AT_INST_ | WSD11-112-TIA-0102B | C4B | 131242-WSD11-DR-P-6015.dgn |  | WSD11 | 112 | HS | TIA | 0102 | B | TRAIN 1 PRECOOLER S1 B HS OUTLET TIA | TRAIN 1 PRECOOLER S1 B HS OUTLET TIA | NON-HAZARDOUS |  |  | 900 | [7 empty] | 0-150 oC |  |  |  | 0-150 oC | 71 | 62 | 40 | 100 |  | HH | H | L | LL |  |  |  | SOFT I/O |  |  |  | 0-150 oC | [7 empty] | WSD11-RIO-0101
0010277911 | AT_INST_ | WSD11-112-TIA-0103A | C4B | 131242-WSD11-DR-P-6015.dgn |  | WSD11 | 112 | HWR | TIA | 0103 | A | TRAIN 1 PRECOOLER S1 A HWR OUTLET TIA | TRAIN 1 PRECOOLER S1 A HWR OUTLET TIA | NON-HAZARDOUS |  |  | 600 | [7 empty] | 0-150 oC |  |  |  | 0-150 oC | 50 | 62 | 40 | 100 |  | HH | H | L | LL |  |  |  | SOFT I/O |  |  |  | 0-150 oC | [7 empty] | WSD11-RIO-0101
0010277851 | AT_INST_ | WSD11-112-TIA-0103B | C4B | 131242-WSD11-DR-P-6015.dgn |  | WSD11 | 112 | HWR | TIA | 0103 | B | TRAIN 1 PRECOOLER S1 B HWR OUTLET TIA | TRAIN 1 PRECOOLER S1 B HWR OUTLET TIA | NON-HAZARDOUS |  |  | 600 | [7 empty] | 0-150 oC |  |  |  | 0-150 oC | 50 | 62 | 40 | 100 |  | HH | H | L | LL |  |  |  | SOFT I/O |  |  |  | 0-150 oC | [7 empty] | WSD11-RIO-0101
0010278274 | AT_INST_ | WSD11-112-TIA-0105A | C4B | 131242-WSD11-DR-P-6017.dgn |  | WSD11 | 112 | HS | TIA | 0105 | A | TRAIN 1 PRECOOLER S2 A HS OUTLET TIA | TRAIN 1 PRECOOLER S2 A HS OUTLET TIA | NON-HAZARDOUS |  |  | 900 | [7 empty] | 0-150 oC |  |  |  | 0-150 oC | 50 | 54 | 30 | 100 |  | HH | H | L | LL |  |  |  | SOFT I/O |  |  |  | 0-150 oC | [7 empty] | WSD11-RIO-0101
0010278276 | AT_INST_ | WSD11-112-TIA-0105B | C4B | 131242-WSD11-DR-P-6017.dgn |  | WSD11 | 112 | HS | TIA | 0105 | B | TRAIN 1 PRECOOLER S2 B HS OUTLET TIA | TRAIN 1 PRECOOLER S2 B HS OUTLET TIA | NON-HAZARDOUS |  |  | 900 | [7 empty] | 0-150 oC |  |  |  | 0-150 oC | 50 | 54 | 30 | 100 |  | HH | H | L | LL |  |  |  | SOFT I/O |  |  |  | 0-150 oC | [7 empty] | WSD11-RIO-0101
0010278279 | AT_INST_ | WSD11-112-TIA-0106A | C4B | 131242-WSD11-DR-P-6017.dgn |  | WSD11 | 112 | HS | TIA | 0106 | A | TRAIN 1 PRECOOLER S2 A HWR OUTLET TIA | TRAIN 1 PRECOOLER S2 A HWR OUTLET TIA | NON-HAZARDOUS |  |  | 900 | [7 empty] | 0-150 oC |  |  |  | 0-150 oC | 50 | 54 | 30 | 100 |  | HH | H | L | LL |  |  |  | SOFT I/O |  |  |  | 0-150 oC | [7 empty] | WSD11-RIO-0101
0010278147 | AT_INST_ | WSD11-112-TIA-0106B | C4B | 131242-WSD11-DR-P-6017.dgn |  | WSD11 | 112 | G2D | TIA | 0106 | B | TRAIN 1 PRECOOLER S2 B HWR OUTLET TIA | TRAIN 1 PRECOOLER S2 B HWR OUTLET TIA | NON-HAZARDOUS |  |  | 900 | [7 empty] | 0-150 oC |  |  |  | 0-150 oC | 50 | 300 | 300 | 400 |  | HH | H | L | LL |  |  |  | SOFT I/O |  |  |  | 0-150 oC | [7 empty] | WSD11-RIO-0101
0010283573 | AT_INST_ | WSD11-112-TIA-0202A | C4B | 131242-WSD11-DR-P-6033.dgn |  | WSD11 | 112 | HS | TIA | 0202 | A | TRAIN 2 PRECOOLER S1 A HS OUTLET TIA | TRAIN 2 PRECOOLER S1 A HS OUTLET TIA | NON-HAZARDOUS |  |  | 900 | [7 empty] | 0-150 oC |  |  |  | 0-150 oC | 71 | 62 | 40 | 100 |  | HH | H | L | LL |  |  |  | SOFT I/O |  |  |  | 0-150 oC | [7 empty] | WSD11-RIO-0201
0010283577 | AT_INST_ | WSD11-112-TIA-0202B | C4B | 131242-WSD11-DR-P-6033.dgn |  | WSD11 | 112 | HS | TIA | 0202 | B | TRAIN 2 PRECOOLER S1 B HS OUTLET TIA | TRAIN 2 PRECOOLER S1 B HS OUTLET TIA | NON-HAZARDOUS |  |  | 900 | [7 empty] | 0-150 oC |  |  |  | 0-150 oC | 71 | 62 | 40 | 100 |  | HH | H | L | LL |  |  |  | SOFT I/O |  |  |  | 0-150 oC | [7 empty] | WSD11-RIO-0201
0010283551 | AT_INST_ | WSD11-112-TIA-0203A | C4B | 131242-WSD11-DR-P-6033.dgn |  | WSD11 | 112 | HWR | TIA | 0203 | A | TRAIN 2 PRECOOLER S1 A HWR OUTLET TIA | TRAIN 2 PRECOOLER S1 A HWR OUTLET TIA | NON-HAZARDOUS |  |  | 600 | [7 empty] | 0-150 oC |  |  |  | 0-150 oC | 50 | 450 | 450 | 500 |  | HH | H | L | LL |  |  |  | SOFT I/O |  |  |  | 0-150 oC | [7 empty] | WSD11-RIO-0201
0010283552 | AT_INST_ | WSD11-112-TIA-0203B | C4B | 131242-WSD11-DR-P-6033.dgn |  | WSD11 | 112 | HWR | TIA | 0203 | B | TRAIN 2 PRECOOLER S1 B HWR OUTLET TIA | TRAIN 2 PRECOOLER S1 B HWR OUTLET TIA | NON-HAZARDOUS |  |  | 600 | [7 empty] | 0-150 oC |  |  |  | 0-150 oC | 50 | 450 | 450 | 500 |  | HH | H | L | LL |  |  |  | SOFT I/O |  |  |  | 0-150 oC | [7 empty] | WSD11-RIO-0201
0010283995 | AT_INST_ | WSD11-112-TIA-0205A | C4B | 131242-WSD11-DR-P-6035.dgn |  | WSD11 | 112 | HS | TIA | 0205 | A | TRAIN 2 PRECOOLER S2 A HS OUTLET TIA | TRAIN 2 PRECOOLER S2 A HS OUTLET TIA | NON-HAZARDOUS |  |  | 900 | [7 empty] | 0-150 oC |  |  |  | 0-150 oC | 50 | 54 | 30 | 100 |  | HH | H | L | LL |  |  |  | SOFT I/O |  |  |  | 0-150 oC | [7 empty] | WSD11-RIO-0201
0010283986 | AT_INST_ | WSD11-112-TIA-0205B | C4B | 131242-WSD11-DR-P-6035.dgn |  | WSD11 | 112 | HS | TIA | 0205 | B | TRAIN 2 PRECOOLER S2 B HS OUTLET TIA | TRAIN 2 PRECOOLER S2 B HS OUTLET TIA | NON-HAZARDOUS |  |  | 900 | [7 empty] | 0-150 oC |  |  |  | 0-150 oC | 50 | 54 | 30 | 100 |  | HH | H | L | LL |  |  |  | SOFT I/O |  |  |  | 0-150 oC | [7 empty] | WSD11-RIO-0201
0010283989 | AT_INST_ | WSD11-112-TIA-0206A | C4B | 131242-WSD11-DR-P-6035.dgn |  | WSD11 | 112 | G2D | TIA | 0206 | A | TRAIN 2 PRECOOLER S2 A HWR OUTLET TIA | TRAIN 2 PRECOOLER S2 A HWR OUTLET TIA | NON-HAZARDOUS |  |  | 900 | [7 empty] | 0-150 oC |  |  |  | 0-150 oC | 50 | 300 | 300 | 400 |  | HH | H | L | LL |  |  |  | SOFT I/O |  |  |  | 0-150 oC | [7 empty] | WSD11-RIO-0201
0010283990 | AT_INST_ | WSD11-112-TIA-0206B | C4B | 131242-WSD11-DR-P-6035.dgn |  | WSD11 | 112 | HWR | TIA | 0206 | B | TRAIN 2 PRECOOLER S2 B HWR OUTLET TIA | TRAIN 2 PRECOOLER S2 B HWR OUTLET TIA | NON-HAZARDOUS |  |  | 900 | [7 empty] | 0-150 oC |  |  |  | 0-150 oC | 50 | 300 | 300 | 400 |  | HH | H | L | LL |  |  |  | SOFT I/O |  |  |  | 0-150 oC | [7 empty] | WSD11-RIO-0201
0010280083 | AT_INST_ | WSD11-112-TIA-1101 | C4B | 131242-WSD11-DR-P-6063.dgn |  | WSD11 | 112 | HWR | TIA | 1101 |  | STEAM'SPARGERS OUTLET TIA | STEAM'SPARGERS OUTLET TIA | NON-HAZARDOUS |  |  | 1500 | [7 empty] | 0-150 oC |  |  |  | 0-150 oC |  | 350 | 300 | 400 |  | HH | H | L | LL |  |  |  | SOFT I/O |  |  |  | 0-150 oC | [7 empty] | WSD11-RIO-0002A
0010280082 | AT_INST_ | WSD11-112-TIT-1101 | C4B | 131242-WSD11-DR-P-6063.dgn |  | WSD11 | 112 | HWR | TIT | 1101 |  | STEAM SPARGERS OUTLET TEMPERATURE | STEAM SPARGERS OUTLET TEMPERATURE | NON-HAZARDOUS |  |  | 600 |  |  |  | RTD | 7MC7511-1CA10-0HA1-Z C11+E04+T24+Y01 | SS316 | IP65 | 0-150 oC | SS316 | YES |  | 0-150 oC |  | 300 | 300 | 310 |  | HH | H | L | LL |  | IP65 | YES | 4-20mA |  |  |  | 0-150 oC | Loop powered | [6 empty] | WSD11-RIO-0002A | [9 empty] | CAMBI | [5 empty] | SIEMENS | SIEMENS | www.siemens.com | +65 6490 6000 | +65 6490 7691 | info.sg@siemens.com | Germany
0010279478 | AT_INST_ | WSD11-112-TT-0101A | C4B | 131242-WSD11-DR-P-6008.dgn | WSD11-112-HS-00102-100-SS16 | WSD11 | 112 | HS | TT | 0101 | A | TRAIN 1 FLASHTANK DISCHARGE PUMPS 1 DISCHARGE TT | TRAIN 1 FLASHTANK DISCHARGE PUMPS 1 DISCHARGE TT | NON-HAZARDOUS |  | 100 | 1200 |  |  |  | RTD | 7MC7511-1CA10-0CA1-Z C11+E04+T24+Y01 | SS316 | IP65 | 0-200 oC | SS316 | YES |  | 0-200 oC | 80 | 200 | 150 | 250 |  | HH |  |  |  |  | IP65 | YES | 4-20mA |  |  |  | 0-200 oC | Loop powered | [6 empty] | WSD11-RIO-0101 | [9 empty] | CAMBI | [5 empty] | SIEMENS | SIEMENS | www.siemens.com | +65 6490 6000 | +65 6490 7691 | info.sg@siemens.com | Germany
0010279477 | AT_INST_ | WSD11-112-TT-0101B | C4B | 131242-WSD11-DR-P-6008.dgn | WSD11-112-HS-00103-100-SS16 | WSD11 | 112 | HS | TT | 0101 | B | TRAIN 1 FLASHTANK DISCHARGE PUMPS DISCHARGE TT | TRAIN 1 FLASHTANK DISCHARGE PUMPS DISCHARGE TT | NON-HAZARDOUS |  | 100 | 1200 |  |  |  | RTD | 7MC7511-1CA10-0CA1-Z C11+E04+T24+Y01 | SS316 | IP65 | 0-200 oC | SS316 | YES |  | 0-200 oC | 80 | 200 | 150 | 250 |  | HH |  |  |  |  | IP65 | YES | 4-20mA |  |  |  | 0-200 oC | Loop powered | [6 empty] | WSD11-RIO-0101 | [9 empty] | CAMBI | [5 empty] | SIEMENS | SIEMENS | www.siemens.com | +65 6490 6000 | +65 6490 7691 | info.sg@siemens.com | Germany
0010277869 | AT_INST_ | WSD11-112-TT-0102A | C4B | 131242-WSD11-DR-P-6015.dgn | WSD11-112-HS-00105-100-SS16 | WSD11 | 112 | HS | TT | 0102 | A | TRAIN 1 PRECOOLER S1 A HS OUTLET TT | TRAIN 1 PRECOOLER S1 A HS OUTLET TT | NON-HAZARDOUS |  | 100 | 900 |  |  |  | RTD | 7MC7511-1CA10-0CA1-Z C11+E04+T24+Y01 | SS316 | IP65 | 0-150 oC | SS316 | YES |  | 0-150 oC | 71 | 62 | 40 | 100 |  | HH | H | L | LL |  | IP65 | YES | 4-20mA |  |  |  | 0-150 oC | Loop powered | [6 empty] | WSD11-RIO-0101 | [9 empty] | CAMBI | [5 empty] | SIEMENS | SIEMENS | www.siemens.com | +65 6490 6000 | +65 6490 7691 | info.sg@siemens.com | Germany
0010277819 | AT_INST_ | WSD11-112-TT-0102B | C4B | 131242-WSD11-DR-P-6015.dgn | WSD11-112-HS-00106-100-SS16 | WSD11 | 112 | HS | TT | 0102 | B | TRAIN 1 PRECOOLER S1 B HS OUTLET TT | TRAIN 1 PRECOOLER S1 B HS OUTLET TT | NON-HAZARDOUS |  | 100 | 900 |  |  |  | RTD | 7MC7511-1CA10-0CA1-Z C11+E04+T24+Y01 | SS316 | IP65 | 0-150 oC | SS316 | YES |  | 0-150 oC | 71 | 62 | 40 | 100 |  | HH | H | L | LL |  | IP65 | YES | 4-20mA |  |  |  | 0-150 oC | Loop powered | [6 empty] | WSD11-RIO-0101 | [9 empty] | CAMBI | [5 empty] | SIEMENS | SIEMENS | www.siemens.com | +65 6490 6000 | +65 6490 7691 | info.sg@siemens.com | Germany
0010277839 | AT_INST_ | WSD11-112-TT-0103A | C4B | 131242-WSD11-DR-P-6015.dgn | WSD11-112-HWR-00117-100-SS16 | WSD11 | 112 | HWR | TT | 0103 | A | TRAIN 1 PRECOOLER S1 A HWR OUTLET TT | TRAIN 1 PRECOOLER S1 A HWR OUTLET TT | NON-HAZARDOUS |  | 100 | 600 |  |  |  | RTD | 7MC7511-1CA10-0CA1-Z C11+E04+T24+Y01 | SS316 | IP65 | 0-150 oC | SS316 | YES |  | 0-150 oC | 50 | 450 | 450 | 500 |  | HH | H | L | LL |  | IP65 | YES | 4-20mA |  |  |  | 0-150 oC | Loop powered | [6 empty] | WSD11-RIO-0101 | [9 empty] | CAMBI | [5 empty] | SIEMENS | SIEMENS | www.siemens.com | +65 6490 6000 | +65 6490 7691 | info.sg@siemens.com | Germany
0010277848 | AT_INST_ | WSD11-112-TT-0103B | C4B | 131242-WSD11-DR-P-6015.dgn | WSD11-112-HWR-00118-100-SS16 | WSD11 | 112 | HWR | TT | 0103 | B | TRAIN 1 PRECOOLER S1 B HWR OUTLET TT | TRAIN 1 PRECOOLER S1 B HWR OUTLET TT | NON-HAZARDOUS |  | 100 | 600 |  |  |  | RTD | 7MC7511-1CA10-0CA1-Z C11+E04+T24+Y01 | SS316 | IP65 | 0-150 oC | SS316 | YES |  | 0-150 oC | 50 | 450 | 450 | 500 |  | HH | H | L | LL |  | IP65 | YES | 4-20mA |  |  |  | 0-150 oC | Loop powered | [6 empty] | WSD11-RIO-0101 | [9 empty] | CAMBI | [5 empty] | SIEMENS | SIEMENS | www.siemens.com | +65 6490 6000 | +65 6490 7691 | info.sg@siemens.com | Germany
0010278029 | AT_INST_ | WSD11-112-TT-0104A | C4B | 131242-WSD11-DR-P-6016.dgn | WSD11-112-HS-00109-100-SS16 | WSD11 | 112 | HS | TT | 0104 | A | TRAIN 1 CIRCULATION PUMP A DISCHARGE TT | TRAIN 1 CIRCULATION PUMP A DISCHARGE TT | NON-HAZARDOUS |  | 100 | 900 |  |  |  | RTD | 7MC7511-1CA10-0CA1-Z C11+E04+T24+Y01 | SS316 | IP65 | 0-150 oC | SS316 | YES |  | 0-150 oC | 56 | 313 | 200 | 600 |  | HH |  |  |  |  | IP65 | YES | 4-20mA |  |  |  | 0-150 oC | Loop powered | [6 empty] | WSD11-RIO-0101 | [9 empty] | CAMBI | [5 empty] | SIEMENS | SIEMENS | www.siemens.com | +65 6490 6000 | +65 6490 7691 | info.sg@siemens.com | Germany
0010278046 | AT_INST_ | WSD11-112-TT-0104B | C4B | 131242-WSD11-DR-P-6016.dgn | WSD11-112-HS-00110-100-SS16 | WSD11 | 112 | HS | TT | 0104 | B | TRAIN 1 CIRCULATION PUMP B DISCHARGE TT | TRAIN 1 CIRCULATION PUMP B DISCHARGE TT | NON-HAZARDOUS |  | 100 | 900 |  |  |  | RTD | 7MC7511-1CA10-0CA1-Z C11+E04+T24+Y01 | SS316 | IP65 | 0-150 oC | SS316 | YES |  | 0-150 oC | 56 | 313 | 200 | 600 |  | HH |  |  |  |  | IP65 | YES | 4-20mA |  |  |  | 0-150 oC | Loop powered | [6 empty] | WSD11-RIO-0101 | [9 empty] | CAMBI | [5 empty] | SIEMENS | SIEMENS | www.siemens.com | +65 6490 6000 | +65 6490 7691 | info.sg@siemens.com | Germany
0010278273 | AT_INST_ | WSD11-112-TT-0105A | C4B | 131242-WSD11-DR-P-6017.dgn | WSD11-112-HS-00114-100-SS16 | WSD11 | 112 | HS | TT | 0105 | A | TRAIN 1 PRECOOLER S2 A HS OUTLET TT | TRAIN 1 PRECOOLER S2 A HS OUTLET TT | NON-HAZARDOUS |  | 100 | 900 |  |  |  | RTD | 7MC7511-1CA10-0CA1-Z C11+E04+T24+Y01 | SS316 | IP65 | 0-150 oC | SS316 | YES |  | 0-150 oC | 50 | 54 | 30 | 100 |  | HH | H | L | LL |  | IP65 | YES | 4-20mA |  |  |  | 0-150 oC | Loop powered | [6 empty] | WSD11-RIO-0101 | [9 empty] | CAMBI | [5 empty] | SIEMENS | SIEMENS | www.siemens.com | +65 6490 6000 | +65 6490 7691 | info.sg@siemens.com | Germany
0010278275 | AT_INST_ | WSD11-112-TT-0105B | C4B | 131242-WSD11-DR-P-6017.dgn | WSD11-112-HS-00115-100-SS16 | WSD11 | 112 | HS | TT | 0105 | B | TRAIN 1 PRECOOLER S2 B HS OUTLET TT | TRAIN 1 PRECOOLER S2 B HS OUTLET TT | NON-HAZARDOUS |  | 100 | 900 |  |  |  | RTD | 7MC7511-1CA10-0CA1-Z C11+E04+T24+Y01 | SS316 | IP65 | 0-150 oC | SS316 | YES |  | 0-150 oC | 50 | 54 | 30 | 100 |  | HH | H | L | LL |  | IP65 | YES | 4-20mA |  |  |  | 0-150 oC | Loop powered | [6 empty] | WSD11-RIO-0101 | [9 empty] | CAMBI | [5 empty] | SIEMENS | SIEMENS | www.siemens.com | +65 6490 6000 | +65 6490 7691 | info.sg@siemens.com | Germany
0010278180 | AT_INST_ | WSD11-112-TT-0106A | C4B | 131242-WSD11-DR-P-6017.dgn | WSD11-112-HWR-00119-100-SS16 | WSD11 | 112 | HS | TT | 0106 | A | TRAIN 1 PRECOOLER S2 A HWR OUTLET TT | TRAIN 1 PRECOOLER S2 A HWR OUTLET TT | NON-HAZARDOUS |  | 100 | 900 |  |  |  | RTD | 7MC7511-1CA10-0CA1-Z C11+E04+T24+Y01 | SS316 | IP65 | 0-150 oC | SS316 | YES |  | 0-150 oC | 50 | 54 | 30 | 100 |  | HH | H | L | LL |  | IP65 | YES | 4-20mA |  |  |  | 0-150 oC | Loop powered | [6 empty] | WSD11-RIO-0101 | [9 empty] | CAMBI | [5 empty] | SIEMENS | SIEMENS | www.siemens.com | +65 6490 6000 | +65 6490 7691 | info.sg@siemens.com | Germany
0010278148 | AT_INST_ | WSD11-112-TT-0106B | C4B | 131242-WSD11-DR-P-6017.dgn | WSD11-112-HWR-00120-100-SS16 | WSD11 | 112 | HWR | TT | 0106 | B | TRAIN 1 PRECOOLER S2 B HWR OUTLET TT | TRAIN 1 PRECOOLER S2 B HWR OUTLET TT | NON-HAZARDOUS |  | 100 | 900 |  |  |  | RTD | 7MC7511-1CA10-0CA1-Z C11+E04+T24+Y01 | SS316 | IP65 | 0-150 oC | SS316 | YES |  | 0-150 oC | 50 | 300 | 300 | 400 |  | HH | H | L | LL |  | IP65 | YES | 4-20mA |  |  |  | 0-150 oC | Loop powered | [6 empty] | WSD11-RIO-0101 | [9 empty] | CAMBI | [5 empty] | SIEMENS | SIEMENS | www.siemens.com | +65 6490 6000 | +65 6490 7691 | info.sg@siemens.com | Germany
0010278399 | AT_INST_ | WSD11-112-TT-0107 | C4B | 131242-WSD11-DR-P-6018.dgn | WSD11-112-HS-00116-100-SS16 | WSD11 | 112 | HS | TT | 0107 |  | TRAIN 1 DIGESTER FEED PUMP DISCHARGE TT | TRAIN 1 DIGESTER FEED PUMP DISCHARGE TT | NON-HAZARDOUS |  | 100 | 900 |  |  |  | RTD | 7MC7511-1CA10-0CA1-Z C11+E04+T24+Y01 | SS316 | IP65 | 0-150 oC | SS316 | YES |  | 0-150 oC | 50 | 567 | 400 | 600 |  | HH |  |  |  |  | IP65 | YES | 4-20mA |  |  |  | 0-150 oC | Loop powered | [6 empty] | WSD11-RIO-0101 | [9 empty] | CAMBI | [5 empty] | SIEMENS | SIEMENS | www.siemens.com | +65 6490 6000 | +65 6490 7691 | info.sg@siemens.com | Germany
0010282800 | AT_INST_ | WSD11-112-TT-0201A | C4B | 131242-WSD11-DR-P-6026.dgn | WSD11-112-HS-00202-100-SS16 | WSD11 | 112 | HS | TT | 0201 | A | TRAIN 2 FLASHTANK DISCHARGE PUMPS 1 DISCHARGE TT | TRAIN 2 FLASHTANK DISCHARGE PUMPS 1 DISCHARGE TT | NON-HAZARDOUS |  | 100 | 1200 |  |  |  | RTD | 7MC7511-1CA10-0CA1-Z C11+E04+T24+Y01 | SS316 | IP65 | 0-200 oC | SS316 | YES |  | 0-200 oC | 80 | 200 | 150 | 250 |  | HH |  |  |  |  | IP65 | YES | 4-20mA |  |  |  | 0-200 oC | Loop powered | [6 empty] | WSD11-RIO-0201 | [9 empty] | CAMBI | [5 empty] | SIEMENS | SIEMENS | www.siemens.com | +65 6490 6000 | +65 6490 7691 | info.sg@siemens.com | Germany
0010282863 | AT_INST_ | WSD11-112-TT-0201B | C4B | 131242-WSD11-DR-P-6026.dgn | WSD11-112-HS-00203-100-SS16 | WSD11 | 112 | HS | TT | 0201 | B | TRAIN 2 FLASHTANK DISCHARGE PUMPS 2 DISCHARGE TT | TRAIN 2 FLASHTANK DISCHARGE PUMPS 2 DISCHARGE TT | NON-HAZARDOUS |  | 100 | 1200 |  |  |  | RTD | 7MC7511-1CA10-0CA1-Z C11+E04+T24+Y01 | SS316 | IP65 | 0-200 oC | SS316 | YES |  | 0-200 oC | 80 | 200 | 150 | 250 |  | HH |  |  |  |  | IP65 | YES | 4-20mA |  |  |  | 0-200 oC | Loop powered | [6 empty] | WSD11-RIO-0201 | [9 empty] | CAMBI | [5 empty] | SIEMENS | SIEMENS | www.siemens.com | +65 6490 6000 | +65 6490 7691 | info.sg@siemens.com | Germany
0010283574 | AT_INST_ | WSD11-112-TT-0202A | C4B | 131242-WSD11-DR-P-6033.dgn | WSD11-112-HS-00205-100-SS16 | WSD11 | 112 | HS | TT | 0202 | A | TRAIN 2 PRECOOLER S1 A HS OUTLET TT | TRAIN 2 PRECOOLER S1 A HS OUTLET TT | NON-HAZARDOUS |  | 100 | 900 |  |  |  | RTD | 7MC7511-1CA10-0CA1-Z C11+E04+T24+Y01 | SS316 | IP65 | 0-150 oC | SS316 | YES |  | 0-150 oC | 71 | 62 | 40 | 100 |  | HH | H | L | LL |  | IP65 | YES | 4-20mA |  |  |  | 0-150 oC | Loop powered | [6 empty] | WSD11-RIO-0201 | [9 empty] | CAMBI | [5 empty] | SIEMENS | SIEMENS | www.siemens.com | +65 6490 6000 | +65 6490 7691 | info.sg@siemens.com | Germany
0010283571 | AT_INST_ | WSD11-112-TT-0202B | C4B | 131242-WSD11-DR-P-6033.dgn | WSD11-112-HS-00206-100-SS16 | WSD11 | 112 | HS | TT | 0202 | B | TRAIN 2 PRECOOLER S1 B HS OUTLET TT | TRAIN 2 PRECOOLER S1 B HS OUTLET TT | NON-HAZARDOUS |  | 100 | 900 |  |  |  | RTD | 7MC7511-1CA10-0CA1-Z C11+E04+T24+Y01 | SS316 | IP65 | 0-150 oC | SS316 | YES |  | 0-150 oC | 71 | 62 | 40 | 100 |  | HH | H | L | LL |  | IP65 | YES | 4-20mA |  |  |  | 0-150 oC | Loop powered | [6 empty] | WSD11-RIO-0201 | [9 empty] | CAMBI | [5 empty] | SIEMENS | SIEMENS | www.siemens.com | +65 6490 6000 | +65 6490 7691 | info.sg@siemens.com | Germany
0010283457 | AT_INST_ | WSD11-112-TT-0203A | C4B | 131242-WSD11-DR-P-6033.dgn | WSD11-112-HWR-00217-100-SS16 | WSD11 | 112 | HWR | TT | 0203 | A | TRAIN 2 PRECOOLER S1 A HWR OUTLET TT | TRAIN 2 PRECOOLER S1 A HWR OUTLET TT | NON-HAZARDOUS |  | 100 | 600 |  |  |  | RTD | 7MC7511-1CA10-0CA1-Z C11+E04+T24+Y01 | SS316 | IP65 | 0-150 oC | SS316 | YES |  | 0-150 oC | 50 | 450 | 450 | 500 |  | HH | H | L | LL |  | IP65 | YES | 4-20mA |  |  |  | 0-150 oC | Loop powered | [6 empty] | WSD11-RIO-0201 | [9 empty] | CAMBI | [5 empty] | SIEMENS | SIEMENS | www.siemens.com | +65 6490 6000 | +65 6490 7691 | info.sg@siemens.com | Germany
0010283465 | AT_INST_ | WSD11-112-TT-0203B | C4B | 131242-WSD11-DR-P-6033.dgn | WSD11-112-HWR-00218-100-SS16 | WSD11 | 112 | HWR | TT | 0203 | B | TRAIN 2 PRECOOLER S1 B HWR OUTLET TT | TRAIN 2 PRECOOLER S1 B HWR OUTLET TT | NON-HAZARDOUS |  | 100 | 600 |  |  |  | RTD | 7MC7511-1CA10-0CA1-Z C11+E04+T24+Y01 | SS316 | IP65 | 0-150 oC | SS316 | YES |  | 0-150 oC | 50 | 450 | 450 | 500 |  | HH | H | L | LL |  | IP65 | YES | 4-20mA |  |  |  | 0-150 oC | Loop powered | [6 empty] | WSD11-RIO-0201 | [9 empty] | CAMBI | [5 empty] | SIEMENS | SIEMENS | www.siemens.com | +65 6490 6000 | +65 6490 7691 | info.sg@siemens.com | Germany
0010283750 | AT_INST_ | WSD11-112-TT-0204A | C4B | 131242-WSD11-DR-P-6034.dgn | WSD11-112-HS-00209-100-SS16 | WSD11 | 112 | HS | TT | 0204 | A | TRAIN 2 CIRCULATION PUMP A DISCHARGE TT | TRAIN 2 CIRCULATION PUMP A DISCHARGE TT | NON-HAZARDOUS |  | 100 | 900 |  |  |  | RTD | 7MC7511-1CA10-0CA1-Z C11+E04+T24+Y01 | SS316 | IP65 | 0-150 oC | SS316 | YES |  | 0-150 oC | 56 | 313 | 200 | 600 |  | HH |  |  |  |  | IP65 | YES | 4-20mA |  |  |  | 0-150 oC | Loop powered | [6 empty] | WSD11-RIO-0201 | [9 empty] | CAMBI | [5 empty] | SIEMENS | SIEMENS | www.siemens.com | +65 6490 6000 | +65 6490 7691 | info.sg@siemens.com | Germany
0010283727 | AT_INST_ | WSD11-112-TT-0204B | C4B | 131242-WSD11-DR-P-6034.dgn | WSD11-112-HS-00210-100-SS16 | WSD11 | 112 | HS | TT | 0204 | B | TRAIN 2 CIRCULATION PUMP B DISCHARGE TT | TRAIN 2 CIRCULATION PUMP B DISCHARGE TT | NON-HAZARDOUS |  | 100 | 900 |  |  |  | RTD | 7MC7511-1CA10-0CA1-Z C11+E04+T24+Y01 | SS316 | IP65 | 0-150 oC | SS316 | YES |  | 0-150 oC | 56 | 313 | 200 | 600 |  | HH |  |  |  |  | IP65 | YES | 4-20mA |  |  |  | 0-150 oC | Loop powered | [6 empty] | WSD11-RIO-0201 | [9 empty] | CAMBI | [5 empty] | SIEMENS | SIEMENS | www.siemens.com | +65 6490 6000 | +65 6490 7691 | info.sg@siemens.com | Germany
0010283994 | AT_INST_ | WSD11-112-TT-0205A | C4B | 131242-WSD11-DR-P-6035.dgn | WSD11-112-HS-00214-100-SS16 | WSD11 | 112 | HS | TT | 0205 | A | TRAIN 2 PRECOOLER S2 A HS OUTLET TT | TRAIN 2 PRECOOLER S2 A HS OUTLET TT | NON-HAZARDOUS |  | 100 | 900 |  |  |  | RTD | 7MC7511-1CA10-0CA1-Z C11+E04+T24+Y01 | SS316 | IP65 | 0-150 oC | SS316 | YES |  | 0-150 oC | 50 | 54 | 30 | 100 |  | HH | H | L | LL |  | IP65 | YES | 4-20mA |  |  |  | 0-150 oC | Loop powered | [6 empty] | WSD11-RIO-0201 | [9 empty] | CAMBI | [5 empty] | SIEMENS | SIEMENS | www.siemens.com | +65 6490 6000 | +65 6490 7691 | info.sg@siemens.com | Germany
0010283893 | AT_INST_ | WSD11-112-TT-0205B | C4B | 131242-WSD11-DR-P-6035.dgn | WSD11-112-HS-00215-100-SS16 | WSD11 | 112 | HS | TT | 0205 | B | TRAIN 2 PRECOOLER S2 B HS OUTLET TT | TRAIN 2 PRECOOLER S2 B HS OUTLET TT | NON-HAZARDOUS |  | 100 | 900 |  |  |  | RTD | 7MC7511-1CA10-0CA1-Z C11+E04+T24+Y01 | SS316 | IP65 | 0-150 oC | SS316 | YES |  | 0-150 oC | 50 | 54 | 30 | 100 |  | HH | H | L | LL |  | IP65 | YES | 4-20mA |  |  |  | 0-150 oC | Loop powered | [6 empty] | WSD11-RIO-0201 | [9 empty] | CAMBI | [5 empty] | SIEMENS | SIEMENS | www.siemens.com | +65 6490 6000 | +65 6490 7691 | info.sg@siemens.com | Germany
0010283879 | AT_INST_ | WSD11-112-TT-0206A | C4B | 131242-WSD11-DR-P-6035.dgn | WSD11-112-HWR-00220-100-SS16 | WSD11 | 112 | HWR | TT | 0206 | A | TRAIN 2 PRECOOLER S2 A HWR OUTLET TT | TRAIN 2 PRECOOLER S2 A HWR OUTLET TT | NON-HAZARDOUS |  | 100 | 900 |  |  |  | RTD | 7MC7511-1CA10-0CA1-Z C11+E04+T24+Y01 | SS316 | IP65 | 0-150 oC | SS316 | YES |  | 0-150 oC | 50 | 300 | 300 | 400 |  | HH | H | L | LL |  | IP65 | YES | 4-20mA |  |  |  | 0-150 oC | Loop powered | [6 empty] | WSD11-RIO-0201 | [9 empty] | CAMBI | [5 empty] | SIEMENS | SIEMENS | www.siemens.com | +65 6490 6000 | +65 6490 7691 | info.sg@siemens.com | Germany
0010283885 | AT_INST_ | WSD11-112-TT-0206B | C4B | 131242-WSD11-DR-P-6035.dgn | WSD11-112-HWR-00221-100-SS16 | WSD11 | 112 | HWR | TT | 0206 | B | TRAIN 2 PRECOOLER S2 B HWR OUTLET TT | TRAIN 2 PRECOOLER S2 B HWR OUTLET TT | NON-HAZARDOUS |  | 100 | 900 |  |  |  | RTD | 7MC7511-1CA10-0CA1-Z C11+E04+T24+Y01 | SS316 | IP65 | 0-150 oC | SS316 | YES |  | 0-150 oC | 50 | 300 | 300 | 400 |  | HH | H | L | LL |  | IP65 | YES | 4-20mA |  |  |  | 0-150 oC | Loop powered | [6 empty] | WSD11-RIO-0201 | [9 empty] | CAMBI | [5 empty] | SIEMENS | SIEMENS | www.siemens.com | +65 6490 6000 | +65 6490 7691 | info.sg@siemens.com | Germany
0010284154 | AT_INST_ | WSD11-112-TT-0207 | C4B | 131242-WSD11-DR-P-6036.dgn | WSD11-112-HS-00216-100-SS16 | WSD11 | 112 | HS | TT | 0207 |  | TRAIN 2 DIGESTER FEED PUMP DISCHARGE TT | TRAIN 2 DIGESTER FEED PUMP DISCHARGE TT | NON-HAZARDOUS |  | 100 | 900 |  |  |  | RTD | 7MC7511-1CA10-0CA1-Z C11+E04+T24+Y01 | SS316 | IP65 | 0-150 oC | SS316 | YES |  | 0-150 oC | 50 | 567 | 400 | 600 |  | HH |  |  |  |  | IP65 | YES | 4-20mA |  |  |  | 0-150 oC | Loop powered | [6 empty] | WSD11-RIO-0201 | [9 empty] | CAMBI | [5 empty] | SIEMENS | SIEMENS | www.siemens.com | +65 6490 6000 | +65 6490 7691 | info.sg@siemens.com | Germany
0010292726 | AT_INST_ | WST02-003-FAL-0121 | C4B | 131242-WST02-DR-P-6000.dgn |  | WST02 | 003 | G2D | FAL | 0121 |  | EQUALIZATION TANK 1 SODIUM HYDROXIDE DILUTION G2D WATER LOW FLOW ALARM | EQ TANK 1 SHYD DILUTION G2D WATER FAL | NON-HAZARDOUS
0010330095 | AT_INST_ | WST02-003-FAL-0140 | C4B | 131242-WST02-DR-P-6005.dgn |  | WST02 | 003 | G2D | FAL | 0140 |  | ANAMMOX REACTOR 1 SODIUM HYDROXIDE DILUTION G2D WATER LOW FLOW ALARM | AMX REACTOR 1 SHYD DILUTION G2D WATER FAL | NON-HAZARDOUS
0010305237 | AT_INST_ | WST02-003-FAL-0141 | C4B | 131242-WST02-DR-P-6005.dgn |  | WST02 | 003 | G2D | FAL | 0141 |  | ANAMMOX REACTOR 1 FERRIC CHLORIDE DILUTION G2D WATER LOW FLOW ALARM | AMX REACTOR 1 FC DILUTION G2D WATER FAL | NON-HAZARDOUS
0010292789 | AT_INST_ | WST02-003-FAL-0221 | C4B | 131242-WST02-DR-P-6000.dgn |  | WST02 | 003 | G2D | FAL | 0221 |  | EQUALIZATION TANK 2 SODIUM HYDROXIDE DILUTION G2D WATER LOW FLOW ALARM | EQ TANK 2 SHYD DILUTION G2D WATER FAL | NON-HAZARDOUS
0010294120 | AT_INST_ | WST02-003-FAL-0240 | C4B | 131242-WST02-DR-P-6006.dgn |  | WST02 | 003 | G2D | FAL | 0240 |  | ANAMMOX REACTOR 2 SODIUM HYDROXIDE DILUTION G2D WATER LOW FLOW ALARM | AMX REACTOR 2 SHYD DILUTION G2D WATER FAL | NON-HAZARDOUS
0010294121 | AT_INST_ | WST02-003-FAL-0241 | C4B | 131242-WST02-DR-P-6006.dgn |  | WST02 | 003 | G2D | FAL | 0241 |  | ANAMMOX REACTOR 2 FERRIC CHLORIDE DILUTION G2D WATER LOW FLOW ALARM | AMX REACTOR 2 FC DILUTION G2D WATER FAL | NON-HAZARDOUS
0010294428 | AT_INST_ | WST02-003-FAL-0340 | C4B | 131242-WST02-DR-P-6007.dgn |  | WST02 | 003 | G2D | FAL | 0340 |  | ANAMMOX REACTOR 3 SODIUM HYDROXIDE DILUTION G2D WATER LOW FLOW ALARM | AMX REACTOR 3 SHYD DILUTION G2D WATER FAL | NON-HAZARDOUS
0010294429 | AT_INST_ | WST02-003-FAL-0341 | C4B | 131242-WST02-DR-P-6007.dgn |  | WST02 | 003 | G2D | FAL | 0341 |  | ANAMMOX REACTOR 3 FERRIC CHLORIDE DILUTION G2D WATER LOW FLOW ALARM | AMX REACTOR 3 FC DILUTION G2D WATER FAL | NON-HAZARDOUS
0010299236 | AT_INST_ | WST02-003-FAL-0440 | C4B | 131242-WST02-DR-P-6008.dgn |  | WST02 | 003 | G2D | FAL | 0440 |  | ANAMMOX REACTOR 4 SODIUM HYDROXIDE DILUTION G2D WATER LOW FLOW ALARM | AMX REACTOR 4 SHYD DILUTION G2D WATER FAL | NON-HAZARDOUS
0010299237 | AT_INST_ | WST02-003-FAL-0441 | C4B | 131242-WST02-DR-P-6008.dgn |  | WST02 | 003 | G2D | FAL | 0441 |  | ANAMMOX REACTOR 4 FERRIC CHLORIDE DILUTION G2D WATER LOW FLOW ALARM | AMX REACTOR 4 FC DILUTION G2D WATER FAL | NON-HAZARDOUS
0010292725 | AT_INST_FLO | WST02-003-FI-0121 | C4B | 131242-WST02-DR-P-6000.dgn | WST02-003-G2D-00101-40-SS16 | WST02 | 003 | G2D | FI | 0121 |  | EQUALIZATION TANK 1 SODIUM HYDROXIDE DILUTION G2D WATER ROTAMETER | EQ TANK 1 SHYD DILUTION G2D WATER ROTAMETER | NON-HAZARDOUS | F | 40 | 1000 | 5000 | 5000 | 5000 | ROTAMETER | H250/RR/M40/K1 K55.2 CIV55; SB3,5-E2 | SS316L | IP65 | 1.0 -10 m3/hr | SS316L |  | EQ TANK 1 NaOH DIL.G2D | 4500 - 6000 lph | 28 | 528 | 528 | 528 | 800 |  |  |  |  | SS316L | IP65 |  |  |  | 2% of full scale | 4 | 1.0 -10 m3/hr | [17 empty] | Krohne | [5 empty] | Krohne | Krohne | https://sg.krohne.com/en/ | 6748 1073 | 6748 6073 | KSG.ISS@krohne.com | Germany
0010305214 | AT_INST_FLO | WST02-003-FI-0140 | C4B | 131242-WST02-DR-P-6005.dgn | WST02-003-G2D-00120-40-SS16 | WST02 | 003 | G2D | FI | 0140 |  | ANAMMOX REACTOR 1 SODIUM HYDROXIDE DILUTION G2D WATER ROTAMETER | AMX REACTOR 1 SHYD DILUTION G2D WATER ROTAMETER | NON-HAZARDOUS | F | 40 | 1000 | 2000 | 2000 | 2000 | ROTAMETER | H250/RR/M40/K1 K25.5 CIV25; SB3,5-E2 | SS316L | IP65 | 0.5 - 5 m3/hr | SS316L |  | ANAMMOX Rx 1 NaOH DIL.G2D | 1350 - 1600 L/H | 28 | 528 | 528 | 528 | 800 |  |  |  |  | SS316L | IP65 |  |  |  | 2% of full scale | 1 | 0.5 - 5 m3/hr | [17 empty] | Krohne | [5 empty] | Krohne | Krohne | https://sg.krohne.com/en/ | 6748 1073 | 6748 6073 | KSG.ISS@krohne.com | Germany
0010305235 | AT_INST_FLO | WST02-003-FI-0141 | C4B | 131242-WST02-DR-P-6005.dgn | WST02-003-G2D-00121-20-SS16 | WST02 | 003 | G2D | FI | 0141 |  | ANAMMOX REACTOR 1 FERRIC CHLORIDE DILUTION G2D WATER ROTAMETER | AMX REACTOR 1 FC DILUTION G2D WATER ROTAMETER | NON-HAZARDOUS | F | 20 | 1000 | 500 | 500 | 500 | ROTAMETER | H250/RR/M40/K1 K25.4 TIV25; SB3,5-E2 | SS316L | IP65 | 0.2 - 2 m3/hr | SS316L |  | ANAMMOX Rx 1 FeCl3 DIL.G2D | 450 - 600 l/h | 28 | 528 | 528 | 528 | 800 |  |  |  |  | SS316L | IP65 |  |  |  | 2% of full scale | 0.2 | 0.2 - 2 m3/hr | [17 empty] | Krohne | [5 empty] | Krohne | Krohne | https://sg.krohne.com/en/ | 6748 1073 | 6748 6073 | KSG.ISS@krohne.com | Germany
0010292775 | AT_INST_FLO | WST02-003-FI-0221 | C4B | 131242-WST02-DR-P-6000.dgn | WST02-003-G2D-00201-40-SS16 | WST02 | 003 | G2D | FI | 0221 |  | EQUALIZATION TANK 2 SODIUM HYDROXIDE DILUTION G2D WATER ROTAMETER | EQ TANK 2 SHYD DILUTION G2D WATER ROTAMETER | NON-HAZARDOUS | F | 40 | 1000 | 5000 | 5000 | 5000 | ROTAMETER | H250/RR/M40/K1 K55.2 CIV55; SB3,5-E2 | SS316L | IP65 | 1.0 -10 m3/hr | SS316L |  | EQ TANK 2 NaOH DIL.G2D | 4500 - 6000 lph | 28 | 528 | 528 | 528 | 800 |  |  |  |  | SS316L | IP65 |  |  |  | 2% of full scale | 4 | 1.0 -10 m3/hr | [17 empty] | Krohne | [5 empty] | Krohne | Krohne | https://sg.krohne.com/en/ | 6748 1073 | 6748 6073 | KSG.ISS@krohne.com | Germany
0010294104 | AT_INST_FLO | WST02-003-FI-0240 | C4B | 131242-WST02-DR-P-6006.dgn | WST02-003-G2D-00220-40-SS16 | WST02 | 003 | G2D | FI | 0240 |  | ANAMMOX REACTOR 2 SODIUM HYDROXIDE DILUTION G2D WATER ROTAMETER | AMX REACTOR 2 SHYD DILUTION G2D WATER ROTAMETER | NON-HAZARDOUS | F | 20 | 1000 | 2000 | 2000 | 2000 | ROTAMETER | H250/RR/M40/K1 K25.5 CIV25; SB3,5-E2 | SS316L | IP65 | 0.5 - 5 m3/hr | SS316L |  | ANAMMOX Rx 2 NaOH DIL.G2D | 1350 - 1600 L/H | 28 | 528 | 528 | 528 | 800 |  |  |  |  | SS316L | IP65 |  |  |  | 2% of full scale | 1 | 0.5 - 5 m3/hr | [17 empty] | Krohne | [5 empty] | Krohne | Krohne | https://sg.krohne.com/en/ | 6748 1073 | 6748 6073 | KSG.ISS@krohne.com | Germany
0010294119 | AT_INST_FLO | WST02-003-FI-0241 | C4B | 131242-WST02-DR-P-6006.dgn | WST02-003-G2D-00221-20-SS16 | WST02 | 003 | G2D | FI | 0241 |  | ANAMMOX REACTOR 2 FERRIC CHLORIDE DILUTION G2D WATER ROTAMETER | AMX REACTOR 2 FC DILUTION G2D WATER ROTAMETER | NON-HAZARDOUS | F | 20 | 1000 | 500 | 500 | 500 | ROTAMETER | H250/RR/M40/K1 K25.4 TIV25; SB3,5-E2 | SS316L | IP65 | 0.2 - 2 m3/hr | SS316L |  | ANAMMOX Rx 2 FeCl3 DIL.G2D | 450 - 600 l/h | 28 | 528 | 528 | 528 | 800 |  |  |  |  | SS316L | IP65 |  |  |  | 2% of full scale | 0.2 | 0.2 - 2 m3/hr | [17 empty] | Krohne | [5 empty] | Krohne | Krohne | https://sg.krohne.com/en/ | 6748 1073 | 6748 6073 | KSG.ISS@krohne.com | Germany
0010294409 | AT_INST_FLO | WST02-003-FI-0340 | C4B | 131242-WST02-DR-P-6007.dgn | WST02-003-G2D-00320-40-SS16 | WST02 | 003 | G2D | FI | 0340 |  | ANAMMOX REACTOR 3 SODIUM HYDROXIDE DILUTION G2D WATER ROTAMETER | AMX REACTOR 3 SHYD DILUTION G2D WATER ROTAMETER | NON-HAZARDOUS | F | 20 | 1000 | 2000 | 2000 | 2000 | ROTAMETER | H250/RR/M40/K1 K25.5 CIV25; SB3,5-E2 | SS316L | IP65 | 0.5 - 5 m3/hr | SS316L |  | ANAMMOX Rx 3 NaOH DIL.G2D | 1350 - 1600 L/H | 28 | 528 | 528 | 528 | 800 |  |  |  |  | SS316L | IP65 |  |  |  | 2% of full scale | 1 | 0.5 - 5 m3/hr | [17 empty] | Krohne | [5 empty] | Krohne | Krohne | https://sg.krohne.com/en/ | 6748 1073 | 6748 6073 | KSG.ISS@krohne.com | Germany
0010294427 | AT_INST_FLO | WST02-003-FI-0341 | C4B | 131242-WST02-DR-P-6007.dgn | WST02-003-G2D-00321-20-SS16 | WST02 | 003 | G2D | FI | 0341 |  | ANAMMOX REACTOR 3 FERRIC CHLORIDE DILUTION G2D WATER ROTAMETER | AMX REACTOR 3 FC DILUTION G2D WATER ROTAMETER | NON-HAZARDOUS | F | 20 | 1000 | 500 | 500 | 500 | ROTAMETER | H250/RR/M40/K1 K25.4 TIV25; SB3,5-E2 | SS316L | IP65 | 0.2 - 2 m3/hr | SS316L |  | ANAMMOX Rx 3 FeCl3 DIL.G2D | 450 - 600 l/h | 28 | 528 | 528 | 528 | 800 |  |  |  |  | SS316L | IP65 |  |  |  | 2% of full scale | 0.2 | 0.2 - 2 m3/hr | [17 empty] | Krohne | [5 empty] | Krohne | Krohne | https://sg.krohne.com/en/ | 6748 1073 | 6748 6073 | KSG.ISS@krohne.com | Germany
0010299214 | AT_INST_FLO | WST02-003-FI-0440 | C4B | 131242-WST02-DR-P-6008.dgn | WST02-003-G2D-00420-40-SS16 | WST02 | 003 | G2D | FI | 0440 |  | ANAMMOX REACTOR 4 SODIUM HYDROXIDE DILUTION G2D WATER ROTAMETER | AMX REACTOR 4 SHYD DILUTION G2D WATER ROTAMETER | NON-HAZARDOUS | F | 20 | 1000 | 2000 | 2000 | 2000 | ROTAMETER | H250/RR/M40/K1 K25.5 CIV25; SB3,5-E2 | SS316L | IP65 | 0.5 - 5 m3/hr | SS316L |  | ANAMMOX Rx 4 NaOH DIL.G2D | 1350 - 1600 L/H | 28 | 528 | 528 | 528 | 800 |  |  |  |  | SS316L | IP65 |  |  |  | 2% of full scale | 1 | 0.5 - 5 m3/hr | [17 empty] | Krohne | [5 empty] | Krohne | Krohne | https://sg.krohne.com/en/ | 6748 1073 | 6748 6073 | KSG.ISS@krohne.com | Germany
0010299235 | AT_INST_FLO | WST02-003-FI-0441 | C4B | 131242-WST02-DR-P-6008.dgn | WST02-003-G2D-00421-20-SS16 | WST02 | 003 | G2D | FI | 0441 |  | ANAMMOX REACTOR 4 FERRIC CHLORIDE DILUTION G2D WATER ROTAMETER | AMX REACTOR 4 FC DILUTION G2D WATER ROTAMETER | NON-HAZARDOUS | F | 20 | 1000 | 500 | 500 | 500 | ROTAMETER | H250/RR/M40/K1 K25.4 TIV25; SB3,5-E2 | SS316L | IP65 | 0.2 - 2 m3/hr | SS316L |  | ANAMMOX Rx 4 FeCl3 DIL.G2D | 450 - 600 l/h | 28 | 528 | 528 | 528 | 800 |  |  |  |  | SS316L | IP65 |  |  |  | 2% of full scale | 0.2 | 0.2 - 2 m3/hr | [17 empty] | Krohne | [5 empty] | Krohne | Krohne | https://sg.krohne.com/en/ | 6748 1073 | 6748 6073 | KSG.ISS@krohne.com | Germany
0010292724 | AT_INST_ | WST02-003-FSL-0121 | C4B | 131242-WST02-DR-P-6000.dgn | WST02-003-G2D-00101-40-SS16 | WST02 | 003 | G2D | FSL | 0121 |  | EQUALIZATION TANK 1 SODIUM HYDROXIDE DILUTION G2D WATER FLOW SWITCH LOW | EQ TANK 1 SHYD DILUTION G2D WATER FSL | NON-HAZARDOUS |  |  | 1000 | 5000 | 5000 | 5000 | SWITCH ON ROTAMETER | SB3,5-E2 |  | IP65 | 0 -10 m3/hr | SS316L |  | EQ TANK 1 NaOH DIL.G2D | 4500 - 6000 lph | 28 | 528 | 528 | 528 | [5 empty] | PBT | IP65 |  | DI |  |  | 4500L/H |  | 24VDC |  |  |  |  | WST02-ECCP-1000 | SSNR XLV ROOM | WST02-RIO-0201 | SSN EQ TANK AREA | [8 empty] | Krohne | [5 empty] | Krohne | Krohne | https://sg.krohne.com/en/ | 6748 1073 | 6748 6073 | KSG.ISS@krohne.com | Germany
0010304948 | AT_INST_ | WST02-003-FSL-0140 | C4B | 131242-WST02-DR-P-6005.dgn | WST02-003-G2D-00120-40-SS16 | WST02 | 003 | G2D | FSL | 0140 |  | ANAMMOX REACTOR 1 SODIUM HYDROXIDE DILUTION G2D WATER FLOW SWITCH LOW | AMX REACTOR 1 SHYD DILUTION G2D WATER FSL | NON-HAZARDOUS |  |  | 1000 | 2000 | 2000 | 2000 | SWITCH ON ROTAMETER | SB3,5-E2 |  | IP65 | 0.5 - 5 m3/hr | SS316L |  | ANAMMOX Rx 1 NaOH DIL.G2D | 1350 - 1600 L/H | 28 | 528 | 528 | 528 | [5 empty] | PBT | IP65 |  | DI |  |  | 1350L/H |  | 24VDC |  |  |  |  | WST02-ECCP-1000 | SSNR XLV ROOM | WST02-RIO-0202 | SSN ANAMMOX Rx AREA | [8 empty] | Krohne | [5 empty] | Krohne | Krohne | https://sg.krohne.com/en/ | 6748 1073 | 6748 6073 | KSG.ISS@krohne.com | Germany
0010305232 | AT_INST_ | WST02-003-FSL-0141 | C4B | 131242-WST02-DR-P-6005.dgn | WST02-003-G2D-00121-20-SS16 | WST02 | 003 | G2D | FSL | 0141 |  | ANAMMOX REACTOR 1 FERRIC CHLORIDE DILUTION G2D WATER FLOW SWITCH LOW | AMX REACTOR 1 FC DILUTION G2D WATER FSL | NON-HAZARDOUS |  |  | 1000 | 500 | 500 | 500 | SWITCH ON ROTAMETER | SB3,5-E2 |  | IP65 | 0.2 - 2 m3/hr | SS316L |  | ANAMMOX Rx 1 FeCl3 DIL.G2D | 450 - 600 l/h | 28 | 528 | 528 | 528 | [5 empty] | PBT | IP65 |  | DI |  |  | 450L/H |  | 24VDC |  |  |  |  | WST02-ECCP-1000 | SSNR XLV ROOM | WST02-RIO-0202 | SSN ANAMMOX Rx AREA | [8 empty] | Krohne | [5 empty] | Krohne | Krohne | https://sg.krohne.com/en/ | 6748 1073 | 6748 6073 | KSG.ISS@krohne.com | Germany
0010292773 | AT_INST_ | WST02-003-FSL-0221 | C4B | 131242-WST02-DR-P-6000.dgn | WST02-003-G2D-00201-40-SS16 | WST02 | 003 | G2D | FSL | 0221 |  | EQUALIZATION TANK 2 SODIUM HYDROXIDE DILUTION G2D WATER FLOW SWITCH LOW | EQ TANK 2 SHYD DILUTION G2D WATER FSL | NON-HAZARDOUS |  |  | 1000 | 5000 | 5000 | 5000 | SWITCH ON ROTAMETER | SB3,5-E2 |  | IP65 | 0 -10 m3/hr | SS316L |  | EQ TANK 2 NaOH DIL.G2D | 4500 - 6000 lph | 28 | 528 | 528 | 528 | [5 empty] | PBT | IP65 |  | DI |  |  | 4500L/H |  | 24VDC |  |  |  |  | WST02-ECCP-1000 | SSNR XLV ROOM | WST02-RIO-0201 | SSN EQ TANK AREA | [8 empty] | Krohne | [5 empty] | Krohne | Krohne | https://sg.krohne.com/en/ | 6748 1073 | 6748 6073 | KSG.ISS@krohne.com | Germany
0010293828 | AT_INST_ | WST02-003-FSL-0240 | C4B | 131242-WST02-DR-P-6006.dgn | WST02-003-G2D-00220-40-SS16 | WST02 | 003 | G2D | FSL | 0240 |  | ANAMMOX REACTOR 2 SODIUM HYDROXIDE DILUTION G2D WATER FLOW SWITCH LOW | AMX REACTOR 2 SHYD DILUTION G2D WATER FSL | NON-HAZARDOUS |  |  | 1000 | 2000 | 2000 | 2000 | SWITCH ON ROTAMETER | SB3,5-E2 |  | IP65 | 0.5 - 5 m3/hr | SS316L |  | ANAMMOX Rx 2 NaOH DIL.G2D | 1350 - 1600 L/H | 28 | 528 | 528 | 528 | [5 empty] | PBT | IP65 |  | DI |  |  | 1350L/H |  | 24VDC |  |  |  |  | WST02-ECCP-1000 | SSNR XLV ROOM | WST02-RIO-0202 | SSN ANAMMOX Rx AREA | [8 empty] | Krohne | [5 empty] | Krohne | Krohne | https://sg.krohne.com/en/ | 6748 1073 | 6748 6073 | KSG.ISS@krohne.com | Germany
0010294117 | AT_INST_ | WST02-003-FSL-0241 | C4B | 131242-WST02-DR-P-6006.dgn | WST02-003-G2D-00221-20-SS16 | WST02 | 003 | G2D | FSL | 0241 |  | ANAMMOX REACTOR 2 FERRIC CHLORIDE DILUTION G2D WATER FLOW SWITCH LOW | AMX REACTOR 2 FC DILUTION G2D WATER FSL | NON-HAZARDOUS |  |  | 1000 | 500 | 500 | 500 | SWITCH ON ROTAMETER | SB3,5-E2 |  | IP65 | 0.2 - 2 m3/hr | SS316L |  | ANAMMOX Rx 2 FeCl3 DIL.G2D | 450 - 600 l/h | 28 | 528 | 528 | 528 | [5 empty] | PBT | IP65 |  | DI |  |  | 450L/H |  | 24VDC |  |  |  |  | WST02-ECCP-1000 | SSNR XLV ROOM | WST02-RIO-0202 | SSN ANAMMOX Rx AREA | [8 empty] | Krohne | [5 empty] | Krohne | Krohne | https://sg.krohne.com/en/ | 6748 1073 | 6748 6073 | KSG.ISS@krohne.com | Germany
0010294181 | AT_INST_ | WST02-003-FSL-0340 | C4B | 131242-WST02-DR-P-6007.dgn | WST02-003-G2D-00320-40-SS16 | WST02 | 003 | G2D | FSL | 0340 |  | ANAMMOX REACTOR 3 SODIUM HYDROXIDE DILUTION G2D WATER FLOW SWITCH LOW | AMX REACTOR 3 SHYD DILUTION G2D WATER FSL | NON-HAZARDOUS |  |  | 1000 | 2000 | 2000 | 2000 | SWITCH ON ROTAMETER | SB3,5-E2 |  | IP65 | 0.5 - 5 m3/hr | SS316L |  | ANAMMOX Rx 3 NaOH DIL.G2D | 1350 - 1600 L/H | 28 | 528 | 528 | 528 | [5 empty] | PBT | IP65 |  | DI |  |  | 1350L/H |  | 24VDC |  |  |  |  | WST02-ECCP-1000 | SSNR XLV ROOM | WST02-RIO-0202 | SSN ANAMMOX Rx AREA | [8 empty] | Krohne | [5 empty] | Krohne | Krohne | https://sg.krohne.com/en/ | 6748 1073 | 6748 6073 | KSG.ISS@krohne.com | Germany
0010294425 | AT_INST_ | WST02-003-FSL-0341 | C4B | 131242-WST02-DR-P-6007.dgn | WST02-003-G2D-00321-20-SS16 | WST02 | 003 | G2D | FSL | 0341 |  | ANAMMOX REACTOR 3 FERRIC CHLORIDE DILUTION G2D WATER FLOW SWITCH LOW | AMX REACTOR 3 FC DILUTION G2D WATER FSL | NON-HAZARDOUS |  |  | 1000 | 500 | 500 | 500 | SWITCH ON ROTAMETER | SB3,5-E2 |  | IP65 | 0.2 - 2 m3/hr | SS316L |  | ANAMMOX Rx 3 FeCl3 DIL.G2D | 450 - 600 l/h | 28 | 528 | 528 | 528 | [5 empty] | PBT | IP65 |  | DI |  |  | 450L/H |  | 24VDC |  |  |  |  | WST02-ECCP-1000 | SSNR XLV ROOM | WST02-RIO-0202 | SSN ANAMMOX Rx AREA | [8 empty] | Krohne | [5 empty] | Krohne | Krohne | https://sg.krohne.com/en/ | 6748 1073 | 6748 6073 | KSG.ISS@krohne.com | Germany
0010299022 | AT_INST_ | WST02-003-FSL-0440 | C4B | 131242-WST02-DR-P-6008.dgn | WST02-003-G2D-00420-40-SS16 | WST02 | 003 | G2D | FSL | 0440 |  | ANAMMOX REACTOR 4 SODIUM HYDROXIDE DILUTION G2D WATER FLOW SWITCH LOW | AMX REACTOR 4 SHYD DILUTION G2D WATER FSL | NON-HAZARDOUS |  |  | 1000 | 2000 | 2000 | 2000 | SWITCH ON ROTAMETER | SB3,5-E2 |  | IP65 | 0.5 - 5 m3/hr | SS316L |  | ANAMMOX Rx 4 NaOH DIL.G2D | 1350 - 1600 L/H | 28 | 528 | 528 | 528 | [5 empty] | PBT | IP65 |  | DI |  |  | 1350L/H |  | 24VDC |  |  |  |  | WST02-ECCP-1000 | SSNR XLV ROOM | WST02-RIO-0202 | SSN ANAMMOX Rx AREA | [8 empty] | Krohne | [5 empty] | Krohne | Krohne | https://sg.krohne.com/en/ | 6748 1073 | 6748 6073 | KSG.ISS@krohne.com | Germany
0010299233 | AT_INST_ | WST02-003-FSL-0441 | C4B | 131242-WST02-DR-P-6008.dgn | WST02-003-G2D-00421-20-SS16 | WST02 | 003 | G2D | FSL | 0441 |  | ANAMMOX REACTOR 4 FERRIC CHLORIDE DILUTION G2D WATER FLOW SWITCH LOW | AMX REACTOR 4 FC DILUTION G2D WATER FSL | NON-HAZARDOUS |  |  | 1000 | 500 | 500 | 500 | SWITCH ON ROTAMETER | SB3,5-E2 |  | IP65 | 0.2 - 2 m3/hr | SS316L |  | ANAMMOX Rx 4 FeCl3 DIL.G2D | 450 - 600 l/h | 28 | 528 | 528 | 528 | [5 empty] | PBT | IP65 |  | DI |  |  | 450L/H |  | 24VDC |  |  |  |  | WST02-ECCP-1000 | SSNR XLV ROOM | WST02-RIO-0202 | SSN ANAMMOX Rx AREA | [8 empty] | Krohne | [5 empty] | Krohne | Krohne | https://sg.krohne.com/en/ | 6748 1073 | 6748 6073 | KSG.ISS@krohne.com | Germany
0010325557 | AT_INST_ | WST02-003-PI-0111 | C4B | 131242-WST02-DR-P-6200.dgn | WST02-003-G2D-00005-15-SS16 | WST02 | 003 | G2D | PI | 0111 |  | G2D RING PRESSURE INDICATOR | G2D RING PRESSURE INDICATOR | NON-HAZARDOUS |  | 15 | 1000 | 0 | 0 | 0 | BOURDON TUBE | ALH-02-4TM-B22/_PY_ZL_RX_SX_PW_PS2 | SS316L | IP65 | 0 - 1000 kPa(g) | SS316 |  | G2D RING | 0 - 530 kPa(g) | 28 | 528 | 528 | 528 | 800 |  |  |  |  | SS316 | IP65 |  |  |  | 2% of Span |  | 0 - 1000 kPa(g) | [17 empty] | Baumer | [5 empty] | Baumer | Baumer (Singapore) Pte Ltd | www.baumer.com | 62912677 | 62912077 | sales.sg@baumer.com | India
0010332480 | AT_INST_ | WST02-003-PIA-0110 | C4B | 131242-WST02-DR-P-6200.dgn |  | WST02 | 003 | G2D | PIA | 0110 |  | G2D RING PRESSURE ALARM | G2D RING PRESSURE ALARM | NON-HAZARDOUS | [22 empty] | L |  |  |  |  | SOFT I/O
0010325566 | AT_INST_ | WST02-003-PIT-0110 | C4B | 131242-WST02-DR-P-6200.dgn | WST02-003-G2D-00004-15-SS16 | WST02 | 003 | G2D | PIT | 0110 |  | G2D RING PRESSURE TRANSMITTER | G2D RING PRESSURE TRANSMITTER | NON-HAZARDOUS | P | 15 | 1000 | 0 | 0 | 0 | PIEZORESISTIVE | PMP71B-AABAEJA6AA3PBJ1ZJJA1+NAQ1Z1 | SS316L | IP65 | -100 - 1000 kPa(g) | SS316L |  | G2D RING | 0 - 530 kPa(g) | 28 | 528 | 528 | 528 | 800 |  |  |  |  | ALUMINUM W/ POLYSTER | IP65 | YES | 4-20mA, HART |  | 0.25% of Span |  | -100-1000kPa(g) | LOOP-POWERED |  |  |  |  | WST02-ECCP-1000 | SSNR XLV ROOM | WST02-RIO-0202 | SSN ANAMMOX Rx AREA | [8 empty] | Endress+Hauser | [5 empty] | Endress+Hauser | Endress+Hauser | www.sg.endress.com | +65 67685716 | +65 6566 6848 | info.sg@endress.com | India
0010267761 | AT_INST_ | WST02-005-FAH-0001 | C4B | 131242-WST02-DR-P-6500.dgn |  | WST02 | 005 | PW | FAH | 0001 |  | SAFETY SHOWER & EYEWASH STATION 1 FLOW SWITCH HIGH ALARM | SAFETY SHOWER & EYEWASH STATION 1 FSH ALARM | NON-HAZARDOUS | [27 empty] | SOFT I/O
0010267757 | AT_INST_ | WST02-005-FAH-0002 | C4B | 131242-WST02-DR-P-6500.dgn |  | WST02 | 005 | PW | FAH | 0002 |  | SAFETY SHOWER & EYEWASH STATION 2 FLOW SWITCH HIGH ALARM | SAFETY SHOWER & EYEWASH STATION 2 FSH ALARM | NON-HAZARDOUS | [27 empty] | SOFT I/O
0010267754 | AT_INST_ | WST02-005-FAH-0003 | C4B | 131242-WST02-DR-P-6500.dgn |  | WST02 | 005 | PW | FAH | 0003 |  | SAFETY SHOWER & EYEWASH STATION 3 FLOW SWITCH HIGH ALARM | SAFETY SHOWER & EYEWASH STATION 3 FSH ALARM | NON-HAZARDOUS | [27 empty] | SOFT I/O
0010267748 | AT_INST_ | WST02-005-FSH-0001 | C4B | 131242-WST02-DR-P-6500.dgn | WST02-005-PW-00110-32-SS04 | WST02 | 005 | PW | FSH | 0001 |  | SAFETY SHOWER & EYEWASH STATION 1 FLOW SWITCH HIGH | SAFETY SHOWER & EYEWASH STATION 1 FLOW SWITCH HIGH | NON-HAZARDOUS |  | 25 | 1000 | 4540 | 0 | 4540 | THERMAL | DTT31-A2A111YYX1AB+A | SS316L | IP65 | 0.03 - 3m/s | SS316L |  | SS&EW STATION 1 INLET PIPE | 4540L/H | 25 | 200 | 200 | 300 | 500 |  |  |  |  | SS316L | IP65 |  | PNP, 3-Wire | DI, PNP | ≤ 10% | 2.3m/s | 0.03 - 3m/s | 24VDC |  |  |  |  | WST02-ECCP-1000 | SSNR XLV ROOM | WST02-RIO-0201 | SSN EQ TANK AREA | [8 empty] | Endress+Hauser | [5 empty] | Endress+Hauser | Endress+Hauser | www.sg.endress.com | +65 67685716 | +65 6566 6848 | info.sg@endress.com | Germany
0010267758 | AT_INST_ | WST02-005-FSH-0002 | C4B | 131242-WST02-DR-P-6500.dgn | WST02-005-PW-00210-32-SS04 | WST02 | 005 | PW | FSH | 0002 |  | SAFETY SHOWER & EYEWASH STATION 2 FLOW SWITCH HIGH | SAFETY SHOWER & EYEWASH STATION 2 FLOW SWITCH HIGH | NON-HAZARDOUS |  | 25 | 1000 | 4540 | 0 | 4540 | THERMAL | DTT31-A2A111YYX1AB+A | SS316L | IP65 | 0.03 - 3m/s | SS316L |  | SS&EW STATION 2 INLET PIPE | 4540L/H | 25 | 200 | 200 | 300 | 500 |  |  |  |  | SS316L | IP65 |  | PNP, 3-Wire | DI, PNP | ≤ 10% | 2.3m/s | 0.03 - 3m/s | 24VDC |  |  |  |  | WST02-ECCP-1000 | SSNR XLV ROOM | WST02-RIO-0203 | SSN NORTH PUMP AREA | [8 empty] | Endress+Hauser | [5 empty] | Endress+Hauser | Endress+Hauser | www.sg.endress.com | +65 67685716 | +65 6566 6848 | info.sg@endress.com | Germany
0010267753 | AT_INST_ | WST02-005-FSH-0003 | C4B | 131242-WST02-DR-P-6500.dgn | WST02-005-PW-00310-32-SS04 | WST02 | 005 | PW | FSH | 0003 |  | SAFETY SHOWER & EYEWASH STATION 3 FLOW SWITCH HIGH | SAFETY SHOWER & EYEWASH STATION 3 FLOW SWITCH HIGH | NON-HAZARDOUS |  | 25 | 1000 | 4540 | 0 | 4540 | THERMAL | DTT31-A2A111YYX1AB+A | SS316L | IP65 | 0.03 - 3m/s | SS316L |  | SS&EW STATION 3 INLET PIPE | 4540L/H | 25 | 200 | 200 | 300 | 500 |  |  |  |  | SS316L | IP65 |  | PNP, 3-Wire | DI, PNP | ≤ 10% | 2.3m/s | 0.03 - 3m/s | 24VDC |  |  |  |  | WST02-ECCP-1000 | SSNR XLV ROOM | WST02-RIO-0203 | SSN NORTH PUMP AREA | [8 empty] | Endress+Hauser | [5 empty] | Endress+Hauser | Endress+Hauser | www.sg.endress.com | +65 67685716 | +65 6566 6848 | info.sg@endress.com | Germany
0010267730 | AT_INST_ | WST02-005-PAL-0001 | C4B | 131242-WST02-DR-P-6500.dgn |  | WST02 | 005 | PW | PAL | 0001 |  | SAFETY SHOWER AND EYEWASH STATION 1 PRESSURE SWITCH LOW ALARM | SAFETY SHOWER AND EYEWASH STATION 1 PSL ALARM | NON-HAZARDOUS | [15 empty] | 28 | 150 | 0 | 300 | 900
0010267721 | AT_INST_ | WST02-005-PAL-0002 | C4B | 131242-WST02-DR-P-6500.dgn |  | WST02 | 005 | PW | PAL | 0002 |  | SAFETY SHOWER AND EYEWASH STATION 2 PRESSURE SWITCH LOW ALARM | SAFETY SHOWER AND EYEWASH STATION 2 PSL ALARM | NON-HAZARDOUS | [15 empty] | 28 | 150 | 0 | 300 | 900
0010267755 | AT_INST_ | WST02-005-PAL-0003 | C4B | 131242-WST02-DR-P-6500.dgn |  | WST02 | 005 | PW | PAL | 0003 |  | SAFETY SHOWER AND EYEWASH STATION 3 PRESSURE SWITCH LOW ALARM | SAFETY SHOWER AND EYEWASH STATION 3 PSL ALARM | NON-HAZARDOUS | [15 empty] | 28 | 150 | 0 | 300 | 900
0010267729 | AT_INST_ | WST02-005-PSL-0001 | C4B | 131242-WST02-DR-P-6500.dgn | WST02-005-PW-00111-15-SS04 | WST02 | 005 | PW | PSL | 0001 |  | SAFETY SHOWER & EYEWASH STATION 1 PRESSURE SWITCH LOW | SAFETY SHOWER & EYEWASH STATION 1 PSL | NON-HAZARDOUS | P | 15 | 1000 | 0 | 0 | 0 | PIEZORESISTIVE | PN2015; EVF005 | SS316L | IP65 | 0-40 kPa(g) | SS316L |  | SS&EW STATION 1 INLET PIPE | 0 - 300 kPa(g) | 25 | 200 | 200 | 300 | 500 |  |  |  |  | SS316L | IP65 |  | 3-Wire PNP, NO |  | ±0.4% FS | 200 Kpa(g) | 6bar/600 kPa(g) | 24VDC |  |  |  |  | WST02-ECCP-1000 | SSNR XLV ROOM | WST02-RIO-0201 | SSN EQ TANK AREA | [8 empty] | IFM |  |  |  | PN2 |  | IFM | IFM | https://www.ifm.com/sg/en | 6562 8661 | 6562 8660 | sales.sg@ifm.com | Germany/Poland/Singapore
0010267720 | AT_INST_ | WST02-005-PSL-0002 | C4B | 131242-WST02-DR-P-6500.dgn | WST02-005-PW-00211-15-SS04 | WST02 | 005 | PW | PSL | 0002 |  | SAFETY SHOWER & EYEWASH STATION 2 PRESSURE SWITCH LOW | SAFETY SHOWER & EYEWASH STATION 2 PSL | NON-HAZARDOUS | P | 15 | 1000 | 0 | 0 | 0 | PIEZORESISTIVE | PN2015; EVF005 | SS316L | IP65 | 0-40 kPa(g) | SS316L |  | SS&EW STATION 2 INLET PIPE | 0 - 300 kPa(g) | 25 | 200 | 200 | 300 | 500 |  |  |  |  | SS316L | IP65 |  | 3-Wire PNP, NO |  | ±0.4% FS | 200 Kpa(g) | 6bar/600 kPa(g) | 24VDC |  |  |  |  | WST02-ECCP-1000 | SSNR XLV ROOM | WST02-RIO-0203 | SSN NORTH PUMP AREA | [8 empty] | IFM |  |  |  | PN2 |  | IFM | IFM | https://www.ifm.com/sg/en | 6562 8661 | 6562 8660 | sales.sg@ifm.com | Germany/Poland/Singapore
0010267750 | AT_INST_ | WST02-005-PSL-0003 | C4B | 131242-WST02-DR-P-6500.dgn | WST02-005-PW-00311-15-SS04 | WST02 | 005 | PW | PSL | 0003 |  | SAFETY SHOWER & EYEWASH STATION 3 PRESSURE SWITCH LOW | SAFETY SHOWER & EYEWASH STATION 3 PSL | NON-HAZARDOUS | P | 15 | 1000 | 0 | 0 | 0 | PIEZORESISTIVE | PN2015; EVF005 | SS316L | IP65 | 0-40 kPa(g) | SS316L |  | SS&EW STATION 3 INLET PIPE | 0 - 300 kPa(g) | 25 | 200 | 200 | 300 | 500 |  |  |  |  | SS316L | IP65 |  | 3-Wire PNP, NO |  | ±0.4% FS | 200 Kpa(g) | 6bar/600 kPa(g) | 24VDC |  |  |  |  | WST02-ECCP-1000 | SSNR XLV ROOM | WST02-RIO-0203 | SSN NORTH PUMP AREA | [8 empty] | IFM |  |  |  | PN2 |  | IFM | IFM | https://www.ifm.com/sg/en | 6562 8661 | 6562 8660 | sales.sg@ifm.com | Germany/Poland/Singapore
0010324488 | AT_INST_ | WST02-006-PAH-0001 | C4B | 131242-WST02-DR-P-6600.dgn |  | WST02 | 006 | IA | PAH | 0001 |  | INSTRUMENT AIR RING PRESSURE SWITCH ALARM HIGH | INSTRUMENT AIR RING PRESSURE SWITCH ALARM HIGH | NON-HAZARDOUS | [27 empty] | SOFT I/O
0010313819 | AT_INST_ | WST02-006-PI-0101 | C4B | 131242-WST02-DR-P-6600.dgn | WST02-006-IA-00003-15-SS16 | WST02 | 006 | IA | PI | 0101 |  | INSTRUMENT AIR RING PRESSURE INDICATOR | INSTRUMENT AIR RING PRESSURE INDICATOR | NON-HAZARDOUS |  | 15 | 1600 | 4 | 0 | 4 | BOURDON TUBE | ALH-02-4TM-D22/_PY_ZL_RX_SX_PW_PS2 | SS316L | IP65 | 0 - 1000 kPa(g) | SS316 |  | INSTRUMENT AIR RING | 0 - 1000 kPa(g) | 30 | 500 | 300 | 1000 | 1500 |  |  |  |  | SS316 | IP65 |  |  |  | 2% of Span |  | 0 - 1000 kPa(g) | [17 empty] | Baumer | [5 empty] | Baumer | Baumer (Singapore) Pte Ltd | www.baumer.com | 62912677 | 62912077 | sales.sg@baumer.com | India
0010329953 | AT_INST_ | WST02-006-PIA-0101 | C4B | 131242-WST02-DR-P-6600.dgn |  | WST02 | 006 | IA | PIA | 0101 |  | INSTRUMENT AIR RING PRESSURE ALARM | INSTRUMENT AIR RING PRESSURE ALARM | NON-HAZARDOUS | [21 empty] | H | L |  |  |  |  | SOFT I/O
0010300641 | AT_INST_ | WST02-006-PIA-0113 | C4B | 131242-WST02-DR-P-6600.dgn |  | WST02 | 006 | IA | PIA | 0113 |  | INSTRUMENT AIR INLET PRESSURE ALARM | INSTRUMENT AIR INLET PRESSURE ALARM | NON-HAZARDOUS | [21 empty] | H | [5 empty] | SOFT I/O
0010313815 | AT_INST_ | WST02-006-PIT-0101 | C4B | 131242-WST02-DR-P-6600.dgn | WST02-006-IA-00004-15-SS16 | WST02 | 006 | IA | PIT | 0101 |  | INSTRUMENT AIR RING PRESSURE TRANSMITTER | INSTRUMENT AIR RING PRESSURE TRANSMITTER | NON-HAZARDOUS | P | 15 | 1600 | 4 | 0 | 4 | PIEZORESISTIVE | PMP71B-AABAEJA6AA3PCJ1ZJJA1+NAQ1Z1 | SS316L | IP65 | -100 - 1000 kPa(g) | SS316L |  | INSTRUMENT AIR RING | 0 - 1000 kPa(g) | 30 | 500 | 300 | 1000 | 1500 |  |  |  |  | ALUMINUM W/ POLYSTER | IP65 | YES | 4-20mA, HART |  | 0.25% of Span |  | -100-1000kPa(g) | LOOP-POWERED |  |  |  |  | WST02-ECCP-1000 | SSNR XLV ROOM | WST02-RIO-0201 | SSN EQ TANK AREA | [8 empty] | Endress+Hauser | [5 empty] | Endress+Hauser | Endress+Hauser | www.sg.endress.com | +65 67685716 | +65 6566 6848 | info.sg@endress.com | India
0010300622 | AT_INST_ | WST02-006-PIT-0113 | C4B | 131242-WST02-DR-P-6600.dgn | WST02-006-IA-00002-15-SS16 | WST02 | 006 | IA | PIT | 0113 |  | INSTRUMENT AIR INLET PRESSURE TRANSMITTER | INSTRUMENT AIR INLET PRESSURE TRANSMITTER | NON-HAZARDOUS | P | 15 | 1600 | 4 | 0 | 4 | PIEZORESISTIVE | PMP71B-AABAEJA6AA3PCJ1ZJJA1+NAQ1Z1 | SS316L | IP65 | -100 - 1000 kPa(g) | SS316L |  | INSTRUMENT AIR RING | 0 - 1000 kPa(g) | 30 | 850 | 750 | 1000 | 1500 |  |  |  |  | ALUMINUM W/ POLYSTER | IP65 | YES | 4-20mA, HART |  | 0.25% of Span |  | -100-1000kPa(g) | LOOP-POWERED |  |  |  |  | WST02-ECCP-1000 | SSNR XLV ROOM | WST02-RIO-0201 | SSN EQ TANK AREA | [8 empty] | Endress+Hauser | [5 empty] | Endress+Hauser | Endress+Hauser | www.sg.endress.com | +65 67685716 | +65 6566 6848 | info.sg@endress.com | India
0010324487 | AT_INST_ | WST02-006-PSH-0001 | C4B | 131242-WST02-DR-P-6600.dgn | WST02-006-IA-00005-15-SS16 | WST02 | 006 | IA | PSH | 0001 |  | INSTRUMENT AIR RING PRESSURE SWITCH HIGH | INSTRUMENT AIR RING PRESSURE SWITCH HIGH | NON-HAZARDOUS | P | 15 | 1600 | 4 | 0 | 4 | PIEZORESISTIVE | PN2094; EVF005 | SS316L | IP65 | -100 - 1000 kPa(g) | SS316L |  | INSTRUMENT AIR RING | 0 - 450 kPa(g) | 30 | 850 | 750 | 1000 | 1500 |  |  |  |  | SS316L | IP65 |  | 3-Wire PNP, NO |  | ±0.4% FS | 500kPg(g) | 1000 kPa(g) | 24VDC |  |  |  |  | WST02-ECCP-1000 | SSNR XLV ROOM | WST02-RIO-0201 | SSN EQ TANK AREA | [8 empty] | IFM |  |  |  | PN2 |  | IFM | IFM | https://www.ifm.com/sg/en | 6562 8661 | 6562 8660 | sales.sg@ifm.com | Germany/Poland/Singapore
0010331486 | AT_INST_ | WST02-008-ZSA-0001 | C4B | 131242-WST02-DR-P-6015.dgn |  | WST02 | 008 | PD | ZSA | 0001 |  | UNLOADING BAY DRAIN VALVE POSITION SWITCH ALARM | UNLOADING BAY DRAIN VALVE POSITION SWITCH ALARM | NON-HAZARDOUS | [27 empty] | SOFT I/O
0010331485 | AT_INST_ | WST02-008-ZSC-0001 | C4B | 131242-WST02-DR-P-6015.dgn |  | WST02 | 008 | PD | ZSC | 0001 |  | UNLOADING BAY DRAIN VALVE POSITION SWITCH CLOSED | UNLOADING BAY DRAIN VALVE POSITION SWITCH CLOSED | NON-HAZARDOUS | [6 empty] | POSITION LIMIT SWITCH | [6 empty] | UNLOADING BAY DRAIN VALVE | [10 empty] | PBTGF20 | IP67 |  | DI PNP | VTA |  |  |  | VTA |  |  |  |  | WST02-ECCP-1000 | SSNR XLV ROOM | WST02-RIO-0401 | SSN CHEMICAL AREA | [8 empty] | GF | [5 empty] | GF | GF | www.gfps.com/sg | +65 6747 0611 |  | sd.gfsg.ps@georgfischer.com | Switzerland
0010331484 | AT_INST_ | WST02-008-ZSO-0001 | C4B | 131242-WST02-DR-P-6015.dgn |  | WST02 | 008 | PD | ZSO | 0001 |  | UNLOADING BAY DRAIN VALVE POSITION SWITCH OPEN | UNLOADING BAY DRAIN VALVE POSITION SWITCH OPEN | NON-HAZARDOUS | [6 empty] | POSITION LIMIT SWITCH | [6 empty] | UNLOADING BAY DRAIN VALVE | [10 empty] | PBTGF20 | IP67 |  | DI PNP | VTA |  |  |  | VTA |  |  |  |  | WST02-ECCP-1000 | SSNR XLV ROOM | WST02-RIO-0401 | SSN CHEMICAL AREA | [8 empty] | GF | [5 empty] | GF | GF | www.gfps.com/sg | +65 6747 0611 |  | sd.gfsg.ps@georgfischer.com | Switzerland
0010301030 | AT_INST_ | WST02-201-AE-0101 | C4B | 131242-WST02-DR-P-6000.dgn | WST02-201-DC-00158-25-SS16 | WST02 | 201 | DC | AE | 0101 |  | EQUALIZATION TANK 1 NH4-N SENSOR | EQUALIZATION TANK 1 NH4-N SENSOR | NON-HAZARDOUS | O | 25 | 1000 | 600 | 600 | 600 | ISE | ammo::lyser pro III |  | IP65 | 10 - 1000 mg N/L |  |  | EQUALIZATION TANK 1 OUTLET | 0 - 1000 mg N/L | 36 | 100 | 100 | 150 | 400 | [5 empty] | IP65 |  |  |  | 4.5% / ±3% of range | [19 empty] | ANSAC TECHNOLOGY |  |  |  | E-532-PRO-PH-075 |  | S::CAN | S::CAN | https://www.badgermeter.com/products/ | +43 (1)219 7393 13 |  |  | AUSTRIA
0010301031 | AT_INST_ | WST02-201-AE-0102 | C4B | 131242-WST02-DR-P-6000.dgn | WST02-201-DC-00159-25-SS16 | WST02 | 201 | DC | AE | 0102 |  | EQUALIZATION TANK 1 TSS SENSOR | EQUALIZATION TANK 1 TSS SENSOR | NON-HAZARDOUS | O | 25 | 1000 | 800 | 800 | 800 | OPTICAL | CUS51D |  | IP65 | TBA | SS/Sapphire/EPDM/PVC |  | EQUALIZATION TANK 1 OUTLET | 0 - 2000mg/L | 36 | 100 | 100 | 150 | 400 | [5 empty] | IP65 |  |  |  | <5% | [19 empty] | Endress+Hauser |  |  |  | CUS51D-11W5/0 |  | Endress+Hauser | Endress+Hauser | www.sg.endress.com | +65 67685716 | +65 6566 6848 | info.sg@endress.com | GERMANY
0010301032 | AT_INST_ | WST02-201-AE-0103 | C4B | 131242-WST02-DR-P-6000.dgn | WST02-201-DC-00160-25-SS16 | WST02 | 201 | DC | AE | 0103 |  | EQUALIZATION TANK 1 pH SENSOR | EQUALIZATION TANK 1 pH SENSOR | NON-HAZARDOUS | E | 25 | 1000 | 800 | 800 | 800 | POTENTIOMETRIC | CPS11E |  | IP65 | 0 - 14 | Glass |  | EQUALIZATION TANK 1 OUTLET | 0 - 14 | 36 | 100 | 100 | 150 | 400 | [5 empty] | IP65 |  |  |  | ≤±0.05 pH | [19 empty] | Endress+Hauser |  |  |  | CPS11E-12X0/0 |  | Endress+Hauser | Endress+Hauser | www.sg.endress.com | +65 67685716 | +65 6566 6848 | info.sg@endress.com | GERMANY
0010301062 | AT_INST_ | WST02-201-AE-0201 | C4B | 131242-WST02-DR-P-6000.dgn | WST02-201-DC-00258-25-SS16 | WST02 | 201 | DC | AE | 0201 |  | EQUALIZATION TANK 2 NH4-N SENSOR | EQUALIZATION TANK 2 NH4-N SENSOR | NON-HAZARDOUS | O | 25 | 1000 | 800 | 800 | 800 | ISE | ammo::lyser pro III |  | IP65 | 10 - 1000 mg N/L |  |  | EQUALIZATION TANK 2 OUTLET | 0 - 1000 mg N/L | 36 | 100 | 100 | 150 | 400 | [5 empty] | IP65 |  |  |  | 4.5% / ±3% of range | [19 empty] | ANSAC TECHNOLOGY |  |  |  | E-532-PRO-PH-075 |  | S::CAN | S::CAN | https://www.badgermeter.com/products/ | +43 (1)219 7393 13 |  |  | AUSTRIA
0010301063 | AT_INST_ | WST02-201-AE-0202 | C4B | 131242-WST02-DR-P-6000.dgn | WST02-201-DC-00259-25-SS16 | WST02 | 201 | DC | AE | 0202 |  | EQUALIZATION TANK 2 TSS SENSOR | EQUALIZATION TANK 2 TSS SENSOR | NON-HAZARDOUS | O | 25 | 1000 | 800 | 800 | 800 | OPTICAL | CUS51D |  | IP65 | TBA | SS/Sapphire/EPDM/PVC |  | EQUALIZATION TANK 2 OUTLET | 0 - 2000mg/L | 36 | 100 | 100 | 150 | 400 | [5 empty] | IP65 |  |  |  | <5% | [19 empty] | Endress+Hauser |  |  |  | CUS51D-11W5/0 |  | Endress+Hauser | Endress+Hauser | www.sg.endress.com | +65 67685716 | +65 6566 6848 | info.sg@endress.com | GERMANY
0010301064 | AT_INST_ | WST02-201-AE-0203 | C4B | 131242-WST02-DR-P-6000.dgn | WST02-201-DC-00260-25-SS16 | WST02 | 201 | DC | AE | 0203 |  | EQUALIZATION TANK 2 pH SENSOR | EQUALIZATION TANK 2 pH SENSOR | NON-HAZARDOUS | E | 25 | 1000 | 800 | 800 | 800 | POTENTIOMETRIC | CPS11E |  | IP65 | 0 - 14 | Glass |  | EQUALIZATION TANK 2 OUTLET | 0 - 14 | 36 | 100 | 100 | 150 | 400 | [5 empty] | IP65 |  |  |  | ≤±0.05 pH | [19 empty] | Endress+Hauser |  |  |  | CPS11E-12X0/0 |  | Endress+Hauser | Endress+Hauser | www.sg.endress.com | +65 67685716 | +65 6566 6848 | info.sg@endress.com | GERMANY
0010310719 | AT_INST_ | WST02-201-AIA-0101 | C4B | 131242-WST02-DR-P-6000.dgn |  | WST02 | 201 | DC | AIA | 0101 |  | EQUALIZATION TANK 1 NH4-N ALARM | EQUALIZATION TANK 1 NH4-N ALARM | NON-HAZARDOUS | [20 empty] | HH | H | [5 empty] | SOFT I/O
0010310718 | AT_INST_ | WST02-201-AIA-0102 | C4B | 131242-WST02-DR-P-6000.dgn |  | WST02 | 201 | DC | AIA | 0102 |  | EQUALIZATION TANK 1 TSS ALARM | EQUALIZATION TANK 1 TSS ALARM | NON-HAZARDOUS | [20 empty] | HH | H | [5 empty] | SOFT I/O
0010310720 | AT_INST_ | WST02-201-AIA-0103 | C4B | 131242-WST02-DR-P-6000.dgn |  | WST02 | 201 | DC | AIA | 0103 |  | EQUALIZATION TANK 1 pH ALARM | EQUALIZATION TANK 1 pH ALARM | NON-HAZARDOUS | [20 empty] | HH | H | L | LL |  |  |  | SOFT I/O
0010310899 | AT_INST_ | WST02-201-AIA-0201 | C4B | 131242-WST02-DR-P-6000.dgn |  | WST02 | 201 | DC | AIA | 0201 |  | EQUALIZATION TANK 2 NH4-N ALARM | EQUALIZATION TANK 2 NH4-N ALARM | NON-HAZARDOUS | [20 empty] | HH | H | [5 empty] | SOFT I/O
0010310900 | AT_INST_ | WST02-201-AIA-0202 | C4B | 131242-WST02-DR-P-6000.dgn |  | WST02 | 201 | DC | AIA | 0202 |  | EQUALIZATION TANK 2 TSS ALARM | EQUALIZATION TANK 2 TSS ALARM | NON-HAZARDOUS | [20 empty] | HH | H | [5 empty] | SOFT I/O
0010310898 | AT_INST_ | WST02-201-AIA-0203 | C4B | 131242-WST02-DR-P-6000.dgn |  | WST02 | 201 | DC | AIA | 0203 |  | EQUALIZATION TANK 2 pH ALARM | EQUALIZATION TANK 2 pH ALARM | NON-HAZARDOUS | [20 empty] | HH | H | L | LL |  |  |  | SOFT I/O
0010301054 | AT_INST_ | WST02-201-AIT-0101 | C4B | 131242-WST02-DR-P-6000.dgn |  | WST02 | 201 | DC | AIT | 0101 |  | EQUALIZATION TANK 1 NH4-N TRANSMITTER | EQUALIZATION TANK 1 NH4-N TRANSMITTER | NON-HAZARDOUS | [6 empty] | ISE | CON::CUBE |  | IP65 | 10 - 1000 mg N/L |  |  |  | 0 - 1000 mg N/L | [10 empty] | IP65 | YES | 4-20 mA + HART | Relay Output | 4.5% / ±3% of range |  |  | 230VAC |  |  |  |  | WST02-ECCP-1000 | SSNR XLV ROOM | WST02-RIO-0201 | SSN EQ TANK AREA | [8 empty] | ANSAC TECHNOLOGY |  |  |  | D-330-230 |  | S::CAN | S::CAN | https://www.badgermeter.com/products/ | +43 (1)219 7393 13 |  |  | AUSTRIA
0010301047 | AT_INST_ | WST02-201-AIT-0102 | C4B | 131242-WST02-DR-P-6000.dgn |  | WST02 | 201 | DC | AIT | 0102 |  | EQUALIZATION TANK 1 TSS TRANSMITTER | EQUALIZATION TANK 1 TSS TRANSMITTER | NON-HAZARDOUS | [6 empty] | Optical | CUS51D-AAC1A4+Z1; CM442-AAM1A2F210A+AAZ1 |  | IP65 |  |  |  |  | 0 - 2000mg/L | [10 empty] | IP65 | YES | 4-20 mA + HART | Relay Output | <5% |  |  | 230VAC |  |  |  |  | WST02-ECCP-1000 | SSNR XLV ROOM | WST02-RIO-0201 | SSN EQ TANK AREA | [8 empty] | Endress+Hauser |  |  |  | CM442-3C07/0 |  | Endress+Hauser | Endress+Hauser | www.sg.endress.com | +65 67685716 | +65 6566 6848 | info.sg@endress.com | GERMANY
0010301056 | AT_INST_ | WST02-201-AIT-0103 | C4B | 131242-WST02-DR-P-6000.dgn |  | WST02 | 201 | DC | AIT | 0103 |  | EQUALIZATION TANK 1 pH TRANSMITTER | EQUALIZATION TANK 1 pH TRANSMITTER | NON-HAZARDOUS | [6 empty] | POTENTIOMETRIC | CPS11E-AA7BAA2+Z1; CM442-AAM1A2F260A+AAZ1 |  | IP65 | 0 - 14 |  |  |  | 0 - 14 | [10 empty] | IP65 | YES | 4-20 mA + HART | Relay Output | ≤±0.05 pH |  |  | 24VDC |  |  |  |  | WST02-ECCP-1000 | SSNR XLV ROOM | WST02-RIO-0201 | SSN EQ TANK AREA | [8 empty] | Endress+Hauser |  |  |  | CM442-3C07/0 |  | Endress+Hauser | Endress+Hauser | www.sg.endress.com | +65 67685716 | +65 6566 6848 | info.sg@endress.com | GERMANY
0010301078 | AT_INST_ | WST02-201-AIT-0201 | C4B | 131242-WST02-DR-P-6000.dgn |  | WST02 | 201 | DC | AIT | 0201 |  | EQUALIZATION TANK 2 NH4-N TRANSMITTER | EQUALIZATION TANK 2 NH4-N TRANSMITTER | NON-HAZARDOUS | [6 empty] | ISE | ammo::lyser pro III |  | IP65 | 10 - 1000 mg N/L |  |  |  | 0 - 1000 mg N/L | [10 empty] | IP65 | YES | 4-20 mA + HART | Relay Output | 4.5% / ±3% of range |  |  | 230VAC |  |  |  |  | WST02-ECCP-1000 | SSNR XLV ROOM | WST02-RIO-0201 | SSN EQ TANK AREA | [8 empty] | ANSAC TECHNOLOGY |  |  |  | D-330-230 |  | S::CAN | S::CAN | https://www.badgermeter.com/products/ | +43 (1)219 7393 13 |  |  | AUSTRIA
0010301080 | AT_INST_ | WST02-201-AIT-0202 | C4B | 131242-WST02-DR-P-6000.dgn |  | WST02 | 201 | DC | AIT | 0202 |  | EQUALIZATION TANK 2 TSS TRANSMITTER | EQUALIZATION TANK 2 TSS TRANSMITTER | NON-HAZARDOUS | [6 empty] | Optical | CUS51D-AAC1A4+Z1; CM442-AAM1A2F210A+AAZ1 |  | IP65 |  |  |  |  | 0 - 2000mg/L | [10 empty] | IP65 | YES | 4-20 mA + HART | Relay Output | <5% |  |  | 230VAC |  |  |  |  | WST02-ECCP-1000 | SSNR XLV ROOM | WST02-RIO-0201 | SSN EQ TANK AREA | [8 empty] | Endress+Hauser |  |  |  | CM442-3C07/0 |  | Endress+Hauser | Endress+Hauser | www.sg.endress.com | +65 67685716 | +65 6566 6848 | info.sg@endress.com | GERMANY
0010301081 | AT_INST_ | WST02-201-AIT-0203 | C4B | 131242-WST02-DR-P-6000.dgn |  | WST02 | 201 | DC | AIT | 0203 |  | EQUALIZATION TANK 2 pH TRANSMITTER | EQUALIZATION TANK 2 pH TRANSMITTER | NON-HAZARDOUS | [6 empty] | POTENTIOMETRIC | CPS11E-AA7BAA2+Z1; CM442-AAM1A2F260A+AAZ1 |  | IP65 | 0 - 14 |  |  |  | 0 - 14 | [10 empty] | IP65 | YES | 4-20 mA + HART | Relay Output | ≤±0.05 pH |  |  | 24VDC |  |  |  |  | WST02-ECCP-1000 | SSNR XLV ROOM | WST02-RIO-0201 | SSN EQ TANK AREA | [8 empty] | Endress+Hauser |  |  |  | CM442-3C07/0 |  | Endress+Hauser | Endress+Hauser | www.sg.endress.com | +65 67685716 | +65 6566 6848 | info.sg@endress.com | GERMANY
0010332309 | AT_INST_ | WST02-201-FAL-0101 | C4B | 131242-WST02-DR-P-6000.dgn |  | WST02 | 201 | DC | FAL | 0101 |  | EQUALIZATION TANK 2 NH4-N FLOW ALARM LOW | EQUALIZATION TANK 2 NH4-N FLOW ALARM LOW | NON-HAZARDOUS
0010332310 | AT_INST_ | WST02-201-FAL-0102 | C4B | 131242-WST02-DR-P-6000.dgn |  | WST02 | 201 | DC | FAL | 0102 |  | EQUALIZATION TANK 2 TSS FLOW ALARM LOW | EQUALIZATION TANK 2 TSS FLOW ALARM LOW | NON-HAZARDOUS
0010332313 | AT_INST_ | WST02-201-FAL-0103 | C4B | 131242-WST02-DR-P-6000.dgn |  | WST02 | 201 | DC | FAL | 0103 |  | EQUALIZATION TANK 2 pH FLOW ALARM LOW | EQUALIZATION TANK 2 pH FLOW ALARM LOW | NON-HAZARDOUS
0010292895 | AT_INST_ | WST02-201-FAL-0111 | C4B | 131242-WST02-DR-P-6001.dgn |  | WST02 | 201 | DC | FAL | 0111 |  | EQUALIZATION TANK TRANSFER PUMP A FLOW ALARM LOW | EQUALIZATION TANK TRANSFER PUMP A FLOW ALARM LOW | NON-HAZARDOUS
0010293415 | AT_INST_ | WST02-201-FAL-0130 | C4B | 131242-WST02-DR-P-6004.dgn |  | WST02 | 201 | DC | FAL | 0130 |  | WASTE SLUDGE PUMP A FLOW ALARM LOW | WASTE SLUDGE PUMP A FLOW ALARM LOW | NON-HAZARDOUS
0010332315 | AT_INST_ | WST02-201-FAL-0201 | C4B | 131242-WST02-DR-P-6000.dgn |  | WST02 | 201 | DC | FAL | 0201 |  | EQUALIZATION TANK 1 NH4-N FLOW ALARM LOW | EQUALIZATION TANK 1 NH4-N FLOW ALARM LOW | NON-HAZARDOUS
0010332316 | AT_INST_ | WST02-201-FAL-0202 | C4B | 131242-WST02-DR-P-6000.dgn |  | WST02 | 201 | DC | FAL | 0202 |  | EQUALIZATION TANK 1 TSS FLOW ALARM LOW | EQUALIZATION TANK 1 TSS FLOW ALARM LOW | NON-HAZARDOUS
0010332318 | AT_INST_ | WST02-201-FAL-0203 | C4B | 131242-WST02-DR-P-6000.dgn |  | WST02 | 201 | DC | FAL | 0203 |  | EQUALIZATION TANK 1 pH FLOW ALARM LOW | EQUALIZATION TANK 1 pH FLOW ALARM LOW | NON-HAZARDOUS
0010292878 | AT_INST_ | WST02-201-FAL-0211 | C4B | 131242-WST02-DR-P-6001.dgn |  | WST02 | 201 | DC | FAL | 0211 |  | EQUALIZATION TANK TRANSFER PUMP B FLOW ALARM LOW | EQUALIZATION TANK TRANSFER PUMP B FLOW ALARM LOW | NON-HAZARDOUS
0010293368 | AT_INST_ | WST02-201-FAL-0230 | C4B | 131242-WST02-DR-P-6004.dgn |  | WST02 | 201 | DC | FAL | 0230 |  | WASTE SLUDGE PUMP B FLOW ALARM LOW | WASTE SLUDGE PUMP B FLOW ALARM LOW | NON-HAZARDOUS
0010292879 | AT_INST_ | WST02-201-FAL-0311 | C4B | 131242-WST02-DR-P-6001.dgn |  | WST02 | 201 | DC | FAL | 0311 |  | EQUALIZATION TANK TRANSFER PUMP C FLOW ALARM LOW | EQUALIZATION TANK TRANSFER PUMP C FLOW ALARM LOW | NON-HAZARDOUS
0010293373 | AT_INST_ | WST02-201-FAL-0330 | C4B | 131242-WST02-DR-P-6004.dgn |  | WST02 | 201 | DC | FAL | 0330 |  | WASTE SLUDGE PUMP C FLOW ALARM LOW | WASTE SLUDGE PUMP C FLOW ALARM LOW | NON-HAZARDOUS
0010292841 | AT_INST_ | WST02-201-FAL-0411 | C4B | 131242-WST02-DR-P-6001.dgn |  | WST02 | 201 | DC | FAL | 0411 |  | EQUALIZATION TANK TRANSFER PUMP D FLOW ALARM LOW | EQUALIZATION TANK TRANSFER PUMP D FLOW ALARM LOW | NON-HAZARDOUS
0010293363 | AT_INST_ | WST02-201-FAL-0430 | C4B | 131242-WST02-DR-P-6004.dgn |  | WST02 | 201 | DC | FAL | 0430 |  | WASTE SLUDGE PUMP D FLOW ALARM LOW | WASTE SLUDGE PUMP D FLOW ALARM LOW | NON-HAZARDOUS
0010292986 | AT_INST_ | WST02-201-FAL-0511 | C4B | 131242-WST02-DR-P-6001.dgn |  | WST02 | 201 | DC | FAL | 0511 |  | EQUALIZATION TANK TRANSFER PUMP E FLOW ALARM LOW | EQUALIZATION TANK TRANSFER PUMP E FLOW ALARM LOW | NON-HAZARDOUS
0010292679 | AT_INST_FLO | WST02-201-FE-0101 | C4B | 131242-WST02-DR-P-6000.dgn | WST02-201-TCI-00001-250-CSEL | WST02 | 201 | TCI | FE | 0101 |  | TCI FLOW ELEMENT | TCI FLOW ELEMENT | NON-HAZARDOUS |  | 200 | 1000 | 263000 | 65000 | 288000 | ELECTROMAGNETIC | Promag W 400 |  | IP65 | 35 -1100m3/hr | SS316L; PU |  | TCI INLET | 0 - 288000 L/H | 32 | 98 | 98 | 98 | 200 |  |  |  |  | ALUMINUM | IP65 |  |  |  | ±0.2% |  |  |  | Polyurethane | Aluminum | 200 | [13 empty] | Endress+Hauser | [5 empty] | Endress+Hauser | Endress+Hauser | www.sg.endress.com | +65 67685716 | +65 6566 6848 | info.sg@endress.com | India/Switzerland
0010298671 | AT_INST_FLO | WST02-201-FE-0130 | C4B | 131242-WST02-DR-P-6002.dgn | WST02-201-DC-00107-150-CSEL | WST02 | 201 | DC | FE | 0130 |  | LAMELLA CLARIFIER 1 INLET FLOW ELEMENT | LAMELLA CLARIFIER 1 INLET FLOW ELEMENT | NON-HAZARDOUS |  | 150 | 1000 | 131700 | 65000 | 131700 | ELECTROMAGNETIC | Promag W 400 |  | IP65 | 20 - 600m3/hr | SS316L; PU |  | LAMELLA CLARIFIER 1 INLET | 65000 - 142000lph | 36 | 122 | 95 | 156 | 500 |  |  |  |  | ALUMINUM | IP65 |  |  |  | ±0.2% |  |  |  | Polyurethane | Aluminum | 150 | [13 empty] | Endress+Hauser | [5 empty] | Endress+Hauser | Endress+Hauser | www.sg.endress.com | +65 67685716 | +65 6566 6848 | info.sg@endress.com | India/Switzerland
0010293316 | AT_INST_FLO | WST02-201-FE-0140 | C4B | 131242-WST02-DR-P-6004.dgn | WST02-201-DC-00117-150-CSEL | WST02 | 201 | DC | FE | 0140 |  | WASTE SLUDGE P DISCHARGE FLOW ELEMENT | WASTE SLUDGE P DISCHARGE FLOW ELEMENT | NON-HAZARDOUS |  | 100 | 1000 | 80000 | 20000 | 100000 | ELECTROMAGNETIC | Promag W 400 |  | IP65 | 8.7 -282m3/hr | SS316L; PU |  | WASTE SLUDGE PUMP DISCHARGE | 0 - 100000 L/H | 36 | 247 | 242 | 261 | 600 |  |  |  |  | ALUMINUM | IP65 |  |  |  | ±0.2% |  |  |  | Polyurethane | Aluminum | 100 | [13 empty] | Endress+Hauser | [5 empty] | Endress+Hauser | Endress+Hauser | www.sg.endress.com | +65 67685716 | +65 6566 6848 | info.sg@endress.com | India/Switzerland
0010292677 | AT_INST_FLO | WST02-201-FE-0201 | C4B | 131242-WST02-DR-P-6000.dgn | WST02-201-DC-00001-250-CSEL | WST02 | 201 | DC | FE | 0201 |  | DC INLET FLOW ELEMENT | DC INLET FLOW ELEMENT | NON-HAZARDOUS |  | 250 | 600 | 263300 | 263300 | 288000 | ELECTROMAGNETIC | Promag W 400 |  | IP65 | 35 -1100m3/hr | SS316L; PU |  | DC INLET | 0 - 288000 L/H | 36 | 230 | 110 | 230 | 900 |  |  |  |  | ALUMINUM | IP65 |  |  |  | ±0.2% |  |  |  | Polyurethane | Aluminum | 200 | [13 empty] | Endress+Hauser | [5 empty] | Endress+Hauser | Endress+Hauser | www.sg.endress.com | +65 67685716 | +65 6566 6848 | info.sg@endress.com | India/Switzerland
0010298643 | AT_INST_FLO | WST02-201-FE-0230 | C4B | 131242-WST02-DR-P-6002.dgn | WST02-201-DC-00207-150-CSEL | WST02 | 201 | DC | FE | 0230 |  | LAMELLA CLARIFIER 2 INLET FLOW ELEMENT | LAMELLA CLARIFIER 2 INLET FLOW ELEMENT | NON-HAZARDOUS |  | 150 | 1000 | 131700 | 65000 | 131700 | ELECTROMAGNETIC | Promag W 400 |  | IP65 | 20 - 600m3/hr | SS316L; PU |  | LAMELLA CLARIFIER 2 INLET | 65000 - 142000lph | 36 | 122 | 95 | 156 | 500 |  |  |  |  | ALUMINUM | IP65 |  |  |  | ±0.2% |  |  |  | Polyurethane | Aluminum | 150 | [13 empty] | Endress+Hauser | [5 empty] | Endress+Hauser | Endress+Hauser | www.sg.endress.com | +65 67685716 | +65 6566 6848 | info.sg@endress.com | India/Switzerland
0010298907 | AT_INST_FLO | WST02-201-FE-0330 | C4B | 131242-WST02-DR-P-6003.dgn | WST02-201-DC-00307-150-CSEL | WST02 | 201 | DC | FE | 0330 |  | LAMELLA CLARIFIER 3 INLET FLOW ELEMENT | LAMELLA CLARIFIER 3 INLET FLOW ELEMENT | NON-HAZARDOUS |  | 150 | 1000 | 131700 | 65000 | 131700 | ELECTROMAGNETIC | Promag W 400 |  | IP65 | 20 - 600m3/hr | SS316L; PU |  | LAMELLA CLARIFIER 3 INLET | 65000 - 142000lph | 36 | 122 | 95 | 156 | 500 |  |  |  |  | ALUMINUM | IP65 |  |  |  | ±0.2% |  |  |  | Polyurethane | Aluminum | 150 | [13 empty] | Endress+Hauser | [5 empty] | Endress+Hauser | Endress+Hauser | www.sg.endress.com | +65 67685716 | +65 6566 6848 | info.sg@endress.com | India/Switzerland
0010298835 | AT_INST_FLO | WST02-201-FE-0430 | C4B | 131242-WST02-DR-P-6003.dgn | WST02-201-DC-00407-150-CSEL | WST02 | 201 | DC | FE | 0430 |  | LAMELLA CLARIFIER 4 INLET FLOW ELEMENT | LAMELLA CLARIFIER 4 INLET FLOW ELEMENT | NON-HAZARDOUS |  | 150 | 1000 | 131700 | 65000 | 131700 | ELECTROMAGNETIC | Promag W 400 |  | IP65 | 20 - 600m3/hr | SS316L; PU |  | LAMELLA CLARIFIER 4 INLET | 65000 - 142000lph | 36 | 122 | 95 | 156 | 500 |  |  |  |  | ALUMINUM | IP65 |  |  |  | ±0.2% |  |  |  | Polyurethane | Aluminum | 150 | [13 empty] | Endress+Hauser | [5 empty] | Endress+Hauser | Endress+Hauser | www.sg.endress.com | +65 67685716 | +65 6566 6848 | info.sg@endress.com | India/Switzerland
0010298775 | AT_INST_FLO | WST02-201-FE-0530 | C4B | 131242-WST02-DR-P-6002.dgn | WST02-201-DC-00507-150-CSEL | WST02 | 201 | DC | FE | 0530 |  | LAMELLA CLARIFIER 5 INLET FLOW ELEMENT | LAMELLA CLARIFIER 5 INLET FLOW ELEMENT | NON-HAZARDOUS |  | 150 | 1000 | 131700 | 65000 | 131700 | ELECTROMAGNETIC | Promag W 400 |  | IP65 | 20 - 600m3/hr | SS316L; PU |  | LAMELLA CLARIFIER 5 INLET | 65000 - 142000lph | 36 | 122 | 95 | 156 | 500 |  |  |  |  | ALUMINUM | IP65 |  |  |  | ±0.2% |  |  |  | Polyurethane | Aluminum | 150 | [13 empty] | Endress+Hauser | [5 empty] | Endress+Hauser | Endress+Hauser | www.sg.endress.com | +65 67685716 | +65 6566 6848 | info.sg@endress.com | India/Switzerland
0010332192 | AT_INST_FLO | WST02-201-FI-0101 | C4B | 131242-WST02-DR-P-6000.dgn | WST02-201-DC-00158-25-SS16 | WST02 | 201 | DC | FI | 0101 |  | EQUALIZATION TANK 1 NH4-N FLOW ASSEMBLY FLOWMETER | EQUALIZATION TANK 1 NH4-N FLOW ASSEMBLY FLOWMETER | NON-HAZARDOUS | F | 25 | 1000 | 600 | 600 | 600 | ROTAMETER | VA40V/R/K1 N19.26 AIII 19; MS14 | SS316L | IP65 | 1 to 10 l/min | SS316L; PU |  | EQ TANK 1 NH4-N INLET | 0 - 600 L/H | 36 | 100 | 100 | 150 | 400 |  |  |  |  | SS316L | IP65 |  |  |  | 2% of full scale | 4 | 1 to 10 l/min | [17 empty] | Krohne | [5 empty] | Krohne | Krohne | https://sg.krohne.com/en/ | 6748 1073 | 6748 6073 | KSG.ISS@krohne.com | Germany
0010332194 | AT_INST_FLO | WST02-201-FI-0102 | C4B | 131242-WST02-DR-P-6000.dgn | WST02-201-DC-00159-25-SS16 | WST02 | 201 | DC | FI | 0102 |  | EQUALIZATION TANK 1 TSS FLOW ASSEMBLY FLOWMETER | EQUALIZATION TANK 1 TSS FLOW ASSEMBLY FLOWMETER | NON-HAZARDOUS | F | 25 | 1000 | 100 | 100 | 100 | ROTAMETER | VA40V/R/K1 N19.13 AIII 19; MS14 | SS316L | IP65 | 10 to 100 l/hr | SS316L; PU |  | EQ TANK 1 TSS INLET | 0 - 100 L/H | 36 | 100 | 100 | 150 | 400 |  |  |  |  | SS316L | IP65 |  |  |  | 2% of full scale | 50 | 10 to 100 l/hr | [17 empty] | Krohne | [5 empty] | Krohne | Krohne | https://sg.krohne.com/en/ | 6748 1073 | 6748 6073 | KSG.ISS@krohne.com | Germany
0010332195 | AT_INST_FLO | WST02-201-FI-0103 | C4B | 131242-WST02-DR-P-6000.dgn | WST02-201-DC-00160-25-SS16 | WST02 | 201 | DC | FI | 0103 |  | EQUALIZATION TANK 1 pH FLOW ASSEMBLY FLOWMETER | EQUALIZATION TANK 1 pH FLOW ASSEMBLY FLOWMETER | NON-HAZARDOUS | F | 25 | 1000 | 40 | 40 | 40 | ROTAMETER | VA40V/R/K1 N19.13 AIII 19; MS14 | SS316L | IP65 | 10 to 100 l/hr | SS316L; PU |  | EQ TANK 1 pH INLET | 0 - 100 L/H | 36 | 100 | 100 | 150 | 400 |  |  |  |  | SS316L | IP65 |  |  |  | 2% of full scale | 30 | 10 to 100 l/hr | [17 empty] | Krohne | [5 empty] | Krohne | Krohne | https://sg.krohne.com/en/ | 6748 1073 | 6748 6073 | KSG.ISS@krohne.com | Germany
0010332196 | AT_INST_FLO | WST02-201-FI-0201 | C4B | 131242-WST02-DR-P-6000.dgn | WST02-201-DC-00258-25-SS16 | WST02 | 201 | DC | FI | 0201 |  | EQUALIZATION TANK 2 NH4-N ASSEMBLY FLOWMETER | EQUALIZATION TANK 2 NH4-N ASSEMBLY FLOWMETER | NON-HAZARDOUS | F | 25 | 1000 | 600 | 600 | 600 | ROTAMETER | VA40V/R/K1 N19.26 AIII 19; MS14 | SS316L | IP65 | 1 to 10 l/min | SS316L; PU |  | EQ TANK 2 NH4-N INLET | 0 - 600 L/H | 36 | 100 | 100 | 150 | 400 |  |  |  |  | SS316L | IP65 |  |  |  | 2% of full scale | 4 | 1 to 10 l/min | [17 empty] | Krohne | [5 empty] | Krohne | Krohne | https://sg.krohne.com/en/ | 6748 1073 | 6748 6073 | KSG.ISS@krohne.com | Germany
0010332197 | AT_INST_FLO | WST02-201-FI-0202 | C4B | 131242-WST02-DR-P-6000.dgn | WST02-201-DC-00259-25-SS16 | WST02 | 201 | DC | FI | 0202 |  | EQUALIZATION TANK 2 TSS FLOW ASSEMBLY FLOWMETER | EQUALIZATION TANK 2 TSS FLOW ASSEMBLY FLOWMETER | NON-HAZARDOUS | F | 25 | 1000 | 100 | 100 | 100 | ROTAMETER | VA40V/R/K1 N19.13 AIII 19; MS14 | SS316L | IP65 | 10 to 100 l/hr | SS316L; PU |  | EQ TANK 2 TSS INLET | 0 - 100 L/H | 36 | 100 | 100 | 150 | 400 |  |  |  |  | SS316L | IP65 |  |  |  | 2% of full scale | 50 | 10 to 100 l/hr | [17 empty] | Krohne | [5 empty] | Krohne | Krohne | https://sg.krohne.com/en/ | 6748 1073 | 6748 6073 | KSG.ISS@krohne.com | Germany
0010332198 | AT_INST_FLO | WST02-201-FI-0203 | C4B | 131242-WST02-DR-P-6000.dgn | WST02-201-DC-00260-25-SS16 | WST02 | 201 | DC | FI | 0203 |  | EQUALIZATION TANK 2 pH FLOW ASSEMBLY FLOWMETER | EQUALIZATION TANK 2 pH FLOW ASSEMBLY FLOWMETER | NON-HAZARDOUS | F | 25 | 1000 | 40 | 40 | 40 | ROTAMETER | VA40V/R/K1 N19.13 AIII 19; MS14 | SS316L | IP65 | 10 to 100 l/hr | SS316L; PU |  | EQ TANK 2 pH INLET | 0 - 100 L/H | 36 | 100 | 100 | 150 | 400 |  |  |  |  | SS316L | IP65 |  |  |  | 2% of full scale | 30 | 10 to 100 l/hr | [17 empty] | Krohne | [5 empty] | Krohne | Krohne | https://sg.krohne.com/en/ | 6748 1073 | 6748 6073 | KSG.ISS@krohne.com | Germany
0010292681 | AT_INST_ | WST02-201-FIA-0101 | C4B | 131242-WST02-DR-P-6000.dgn |  | WST02 | 201 | TCI | FIA | 0101 |  | TCI INLET FLOW ALARM | TCI INLET FLOW ALARM | NON-HAZARDOUS | [21 empty] | H | L | LL |  |  |  | SOFT I/O
0010298767 | AT_INST_ | WST02-201-FIA-0130 | C4B | 131242-WST02-DR-P-6002.dgn |  | WST02 | 201 | DC | FIA | 0130 |  | LAMELLA CLARIFIER 1 INLET FLOW ALARM | LAMELLA CLARIFIER 1 INLET FLOW ALARM | NON-HAZARDOUS | [21 empty] | H | L |  |  |  |  | SOFT I/O
0010293358 | AT_INST_ | WST02-201-FIA-0140 | C4B | 131242-WST02-DR-P-6004.dgn |  | WST02 | 201 | DC | FIA | 0140 |  | WASTE SLUDGE PUMP DISCHARGE FLOW ALARM | WASTE SLUDGE PUMP DISCHARGE FLOW ALARM | NON-HAZARDOUS | [22 empty] | L |  |  |  |  | SOFT I/O
0010292678 | AT_INST_ | WST02-201-FIA-0201 | C4B | 131242-WST02-DR-P-6000.dgn |  | WST02 | 201 | DC | FIA | 0201 |  | DC INLET FLOW ALARM | DC INLET FLOW ALARM | NON-HAZARDOUS | [21 empty] | H | L | LL |  |  |  | SOFT I/O
0010298766 | AT_INST_ | WST02-201-FIA-0230 | C4B | 131242-WST02-DR-P-6002.dgn |  | WST02 | 201 | DC | FIA | 0230 |  | LAMELLA CLARIFIER 2 INLET FLOW ALARM | LAMELLA CLARIFIER 2 INLET FLOW ALARM | NON-HAZARDOUS | [21 empty] | H | L |  |  |  |  | SOFT I/O
0010298908 | AT_INST_ | WST02-201-FIA-0330 | C4B | 131242-WST02-DR-P-6003.dgn |  | WST02 | 201 | DC | FIA | 0330 |  | LAMELLA CLARIFIER 3 INLET FLOW ALARM | LAMELLA CLARIFIER 3 INLET FLOW ALARM | NON-HAZARDOUS | [21 empty] | H | L |  |  |  |  | SOFT I/O
0010298876 | AT_INST_ | WST02-201-FIA-0430 | C4B | 131242-WST02-DR-P-6003.dgn |  | WST02 | 201 | DC | FIA | 0430 |  | LAMELLA CLARIFIER 4 INLET FLOW ALARM | LAMELLA CLARIFIER 4 INLET FLOW ALARM | NON-HAZARDOUS | [21 empty] | H | L |  |  |  |  | SOFT I/O
0010298771 | AT_INST_ | WST02-201-FIA-0530 | C4B | 131242-WST02-DR-P-6002.dgn |  | WST02 | 201 | DC | FIA | 0530 |  | LAMELLA CLARIFIER 5 INLET FLOW ALARM | LAMELLA CLARIFIER 5 INLET FLOW ALARM | NON-HAZARDOUS | [21 empty] | H | L |  |  |  |  | SOFT I/O
0010292680 | AT_INST_ | WST02-201-FIT-0101 | C4B | 131242-WST02-DR-P-6000.dgn |  | WST02 | 201 | TCI | FIT | 0101 |  | TCI INLET FLOW TRANSMITTER | TCI INLET FLOW TRANSMITTER | NON-HAZARDOUS | [6 empty] | ELECTROMAGNETIC | 5W4C2H-AAELHP2AUD2S09+AAPCZ1 |  | IP65 | 35 -1100m3/hr | SS316L; PU |  |  | 0 - 288000 L/H | [10 empty] | IP65 |  | 4-20 mA + HART | Pulse | ±0.2% |  |  | 24VDC |  |  | 200 |  | WST02-ECCP-1000 | SSNR XLV ROOM | WST02-RIO-0201 | SSN EQ TANK AREA | [8 empty] | Endress+Hauser |  |  |  | Promag W 400 |  | Endress+Hauser | Endress+Hauser | www.sg.endress.com | +65 67685716 | +65 6566 6848 | info.sg@endress.com | India/Switzerland
0010298768 | AT_INST_ | WST02-201-FIT-0130 | C4B | 131242-WST02-DR-P-6002.dgn |  | WST02 | 201 | DC | FIT | 0130 |  | LAMELLA CLARIFIER 1 INLET FLOW TRANSMITTER | LAMELLA CLARIFIER 1 INLET FLOW TRANSMITTER | NON-HAZARDOUS | [6 empty] | ELECTROMAGNETIC | 5W4C1H-AAELHP2AUD3S09+AAPCZ1 |  | IP65 | 20 - 600m3/hr | SS316L; PU |  |  | 65000 - 142000lph | [10 empty] | IP65 |  | 4-20 mA + HART | Pulse | ±0.2% |  |  | 24VDC |  |  | 100 |  | WST02-ECCP-1000 | SSNR XLV ROOM | WST02-RIO-0201 | SSN EQ TANK AREA | [8 empty] | Endress+Hauser |  |  |  | Promag W 400 |  | Endress+Hauser | Endress+Hauser | www.sg.endress.com | +65 67685716 | +65 6566 6848 | info.sg@endress.com | India/Switzerland
0010293317 | AT_INST_ | WST02-201-FIT-0140 | C4B | 131242-WST02-DR-P-6004.dgn |  | WST02 | 201 | DC | FIT | 0140 |  | WASTE SLUDGE PUMP DISCHARGE FLOW TRANSMITTER | WASTE SLUDGE PUMP DISCHARGE FLOW TRANSMITTER | NON-HAZARDOUS | [6 empty] | ELECTROMAGNETIC | 5W4C1H-AAELHP2AUD3S09+AAPCZ1 |  | IP65 | 8.7 -282m3/hr | SS316L; PU |  |  | 0 - 100000 L/H | [10 empty] | IP65 |  | 4-20 mA + HART | Pulse | ±0.2% |  |  | 24VDC |  |  | 150 |  | WST02-ECCP-1000 | SSNR XLV ROOM | WST02-RIO-0201 | SSN EQ TANK AREA | [8 empty] | Endress+Hauser |  |  |  | Promag W 400 |  | Endress+Hauser | Endress+Hauser | www.sg.endress.com | +65 67685716 | +65 6566 6848 | info.sg@endress.com | India/Switzerland
0010292676 | AT_INST_ | WST02-201-FIT-0201 | C4B | 131242-WST02-DR-P-6000.dgn |  | WST02 | 201 | DC | FIT | 0201 |  | DC INLET FLOW TRANSMITTER | DC INLET FLOW TRANSMITTER | NON-HAZARDOUS | [6 empty] | ELECTROMAGNETIC | 5W4C2H-AAELHP2AUD2S09+AAPCZ1 |  | IP65 | 35 -1100m3/hr | SS316L; PU |  |  | 0 - 288000 L/H | [10 empty] | IP65 |  | 4-20 mA + HART | Pulse | ±0.2% |  |  | 24VDC |  |  | 200 |  | WST02-ECCP-1000 | SSNR XLV ROOM | WST02-RIO-0201 | SSN EQ TANK AREA | [8 empty] | Endress+Hauser |  |  |  | Promag W 400 |  | Endress+Hauser | Endress+Hauser | www.sg.endress.com | +65 67685716 | +65 6566 6848 | info.sg@endress.com | India/Switzerland
0010298765 | AT_INST_ | WST02-201-FIT-0230 | C4B | 131242-WST02-DR-P-6002.dgn |  | WST02 | 201 | DC | FIT | 0230 |  | LAMELLA CLARIFIER 2 INLET FLOW TRANSMITTER | LAMELLA CLARIFIER 2 INLET FLOW TRANSMITTER | NON-HAZARDOUS | [6 empty] | ELECTROMAGNETIC | 5W4C1H-AAELHP2AUD3S09+AAPCZ1 |  | IP65 | 20 - 600m3/hr | SS316L; PU |  |  | 65000 - 142000lph | [10 empty] | IP65 |  | 4-20 mA + HART | Pulse | ±0.2% |  |  | 24VDC |  |  | 100 |  | WST02-ECCP-1000 | SSNR XLV ROOM | WST02-RIO-0201 | SSN EQ TANK AREA | [8 empty] | Endress+Hauser |  |  |  | Promag W 400 |  | Endress+Hauser | Endress+Hauser | www.sg.endress.com | +65 67685716 | +65 6566 6848 | info.sg@endress.com | India/Switzerland
0010298906 | AT_INST_ | WST02-201-FIT-0330 | C4B | 131242-WST02-DR-P-6003.dgn |  | WST02 | 201 | DC | FIT | 0330 |  | LAMELLA CLARIFIER 3 INLET FLOW TRANSMITTER | LAMELLA CLARIFIER 3 INLET FLOW TRANSMITTER | NON-HAZARDOUS | [6 empty] | ELECTROMAGNETIC | 5W4C1H-AAELHP2AUD3S09+AAPCZ1 |  | IP65 | 20 - 600m3/hr | SS316L; PU |  |  | 65000 - 142000lph | [10 empty] | IP65 |  | 4-20 mA + HART | Pulse | ±0.2% |  |  | 24VDC |  |  | 100 |  | WST02-ECCP-1000 | SSNR XLV ROOM | WST02-RIO-0201 | SSN EQ TANK AREA | [8 empty] | Endress+Hauser |  |  |  | Promag W 400 |  | Endress+Hauser | Endress+Hauser | www.sg.endress.com | +65 67685716 | +65 6566 6848 | info.sg@endress.com | India/Switzerland
0010298836 | AT_INST_ | WST02-201-FIT-0430 | C4B | 131242-WST02-DR-P-6003.dgn |  | WST02 | 201 | DC | FIT | 0430 |  | LAMELLA CLARIFIER 4 INLET FLOW TRANSMITTER | LAMELLA CLARIFIER 4 INLET FLOW TRANSMITTER | NON-HAZARDOUS | [6 empty] | ELECTROMAGNETIC | 5W4C1H-AAELHP2AUD3S09+AAPCZ1 |  | IP65 | 20 - 600m3/hr | SS316L; PU |  |  | 65000 - 142000lph | [10 empty] | IP65 |  | 4-20 mA + HART | Pulse | ±0.2% |  |  | 24VDC |  |  | 100 |  | WST02-ECCP-1000 | SSNR XLV ROOM | WST02-RIO-0201 | SSN EQ TANK AREA | [8 empty] | Endress+Hauser |  |  |  | Promag W 400 |  | Endress+Hauser | Endress+Hauser | www.sg.endress.com | +65 67685716 | +65 6566 6848 | info.sg@endress.com | India/Switzerland
0010298772 | AT_INST_ | WST02-201-FIT-0530 | C4B | 131242-WST02-DR-P-6002.dgn |  | WST02 | 201 | DC | FIT | 0530 |  | LAMELLA CLARIFIER 5 INLET FLOW TRANSMITTER | LAMELLA CLARIFIER 5 INLET FLOW TRANSMITTER | NON-HAZARDOUS | [6 empty] | ELECTROMAGNETIC | 5W4C1H-AAELHP2AUD3S09+AAPCZ1 |  | IP65 | 20 - 600m3/hr | SS316L; PU |  |  | 65000 - 142000lph | [10 empty] | IP65 |  | 4-20 mA + HART | Pulse | ±0.2% |  |  | 24VDC |  |  | 100 |  | WST02-ECCP-1000 | SSNR XLV ROOM | WST02-RIO-0201 | SSN EQ TANK AREA | [8 empty] | Endress+Hauser |  |  |  | Promag W 400 |  | Endress+Hauser | Endress+Hauser | www.sg.endress.com | +65 67685716 | +65 6566 6848 | info.sg@endress.com | India/Switzerland
0010332304 | AT_INST_ | WST02-201-FSL-0101 | C4B | 131242-WST02-DR-P-6000.dgn | WST02-201-DC-00158-25-SS16 | WST02 | 201 | DC | FSL | 0101 |  | EQUALIZATION TANK 1 NH4-N FLOW SWITCH LOW | EQUALIZATION TANK 1 NH4-N FLOW SWITCH LOW | NON-HAZARDOUS |  |  | 1000 | 600 | 600 | 600 | SWITCH ON ROTAMETER | MS14 |  | IP65 | 0.03 - 3m/s | SS316L |  | EQ TANK 1 NH4-N INLET | 600L/H | 36 | 100 | 100 | 150 | [5 empty] | PLASTIC | IP65 |  | REED |  |  | 500L/H |  | 24VDC |  |  |  |  | WST02-ECCP-1000 | SSNR XLV ROOM | WST02-RIO-0201 | SSN EQ TANK AREA | [8 empty] | Krohne | [5 empty] | Krohne | Krohne | https://sg.krohne.com/en/ | 6748 1073 | 6748 6073 | KSG.ISS@krohne.com | Germany
0010332305 | AT_INST_ | WST02-201-FSL-0102 | C4B | 131242-WST02-DR-P-6000.dgn | WST02-201-DC-00159-25-SS16 | WST02 | 201 | DC | FSL | 0102 |  | EQUALIZATION TANK 1 TSS FLOW SWITCH LOW | EQUALIZATION TANK 1 TSS FLOW SWITCH LOW | NON-HAZARDOUS |  |  | 1000 | 100 | 100 | 100 | SWITCH ON ROTAMETER | MS14 |  | IP65 | 0.03 - 3m/s | SS316L |  | EQ TANK 1 TSS INLET | 30 - 100L/H | 36 | 120 | 50 | 220 | [5 empty] | PLASTIC | IP65 |  | REED |  |  | 40L/H |  | 24VDC |  |  |  |  | WST02-ECCP-1000 | SSNR XLV ROOM | WST02-RIO-0201 | SSN EQ TANK AREA | [8 empty] | Krohne | [5 empty] | Krohne | Krohne | https://sg.krohne.com/en/ | 6748 1073 | 6748 6073 | KSG.ISS@krohne.com | Germany
0010332312 | AT_INST_ | WST02-201-FSL-0103 | C4B | 131242-WST02-DR-P-6000.dgn | WST02-201-DC-00160-25-SS16 | WST02 | 201 | DC | FSL | 0103 |  | EQUALIZATION TANK 1 pH FLOW SWITCH LOW | EQUALIZATION TANK 1 pH FLOW SWITCH LOW | NON-HAZARDOUS |  |  | 1000 | 40 | 40 | 40 | SWITCH ON ROTAMETER | MS14 |  | IP65 | 0.03 - 3m/s | SS316L |  | EQ TANK 1 pH INLET | 30 - 100L/H | 36 | 120 | 50 | 220 | [5 empty] | PLASTIC | IP65 |  | REED |  |  | 40L/H |  | 24VDC |  |  |  |  | WST02-ECCP-1000 | SSNR XLV ROOM | WST02-RIO-0201 | SSN EQ TANK AREA | [8 empty] | Krohne | [5 empty] | Krohne | Krohne | https://sg.krohne.com/en/ | 6748 1073 | 6748 6073 | KSG.ISS@krohne.com | Germany
0010292854 | AT_INST_ | WST02-201-FSL-0111 | C4B | 131242-WST02-DR-P-6001.dgn | WST02-201-DC-00107-150-CSEL | WST02 | 201 | DC | FSL | 0111 |  | EQUALIZATION TANK TRANSFER PUMP A FLOW SWITCH LOW | EQUALIZATION TANK TRANSFER PUMP A FLOW SWITCH LOW | NON-HAZARDOUS |  | 150 | 1000 | 131700 | 65000 | 131700 | THERMAL | DTT31-A2A111YYX1AB+A | SS316L | IP65 | 0.03 - 3m/s | SS316L |  | EQ Tank PUMP A DISCHARGE LINE | 2.1m/s | 36 | 122 | 95 | 156 | 500 |  |  |  |  | SS316L | IP65 |  | PNP, 3-Wire | DI, PNP | ≤ 10% | 0.03m/s | 0.03 - 3m/s | 24VDC |  |  |  |  | WST02-ECCP-1000 | SSNR XLV ROOM | WST02-RIO-0201 | SSN EQ TANK AREA | [8 empty] | Endress+Hauser | [5 empty] | Endress+Hauser | Endress+Hauser | www.sg.endress.com | +65 67685716 | +65 6566 6848 | info.sg@endress.com | Germany
0010330094 | AT_INST_ | WST02-201-FSL-0130 | C4B | 131242-WST02-DR-P-6004.dgn | WST02-201-DC-00116-150-CSEL | WST02 | 201 | DC | FSL | 0130 |  | WASTE SLUDGE PUMP A FLOW SWITCH LOW | WASTE SLUDGE PUMP A FLOW SWITCH LOW | NON-HAZARDOUS |  |  | 1000 | 60000 | 29000 | 60000 | THERMAL | DTT31-A2A111YYX1AB+A | SS316L | IP65 | 0.03 - 3m/s | SS316L |  | WASTE SLUDGE PUMP A DISCHARGE | 0.92m/s | 36 | 247 | 242 | 261 | 600 |  |  |  |  | SS316L | IP65 |  | PNP, 3-Wire | DI, PNP | ≤ 3% | 0.03m/s | 0.03 - 3m/s | 24VDC |  |  |  |  | WST02-ECCP-1000 | SSNR XLV ROOM | WST02-RIO-0201 | SSN EQ TANK AREA | [8 empty] | Endress+Hauser | [5 empty] | Endress+Hauser | Endress+Hauser | www.sg.endress.com | +65 67685716 | +65 6566 6848 | info.sg@endress.com | Germany
0010332306 | AT_INST_ | WST02-201-FSL-0201 | C4B | 131242-WST02-DR-P-6000.dgn | WST02-201-DC-00258-25-SS16 | WST02 | 201 | DC | FSL | 0201 |  | EQUALIZATION TANK 2 NH4-N FLOW SWITCH LOW | EQUALIZATION TANK 2 NH4-N FLOW SWITCH LOW | NON-HAZARDOUS |  |  | 1000 | 600 | 600 | 600 | SWITCH ON ROTAMETER | MS14 |  | IP65 | 0.03 - 3m/s | SS316L |  | EQ TANK 2 NH4-N INLET | 600L/H | 36 | 100 | 100 | 150 | [5 empty] | PLASTIC | IP65 |  | REED |  |  | 500L/H |  | 24VDC |  |  |  |  | WST02-ECCP-1000 | SSNR XLV ROOM | WST02-RIO-0201 | SSN EQ TANK AREA | [8 empty] | Krohne | [5 empty] | Krohne | Krohne | https://sg.krohne.com/en/ | 6748 1073 | 6748 6073 | KSG.ISS@krohne.com | Germany
0010332307 | AT_INST_ | WST02-201-FSL-0202 | C4B | 131242-WST02-DR-P-6000.dgn | WST02-201-DC-00259-25-SS16 | WST02 | 201 | DC | FSL | 0202 |  | EQUALIZATION TANK 2 TSS FLOW SWITCH LOW | EQUALIZATION TANK 2 TSS FLOW SWITCH LOW | NON-HAZARDOUS |  |  | 1000 | 100 | 100 | 100 | SWITCH ON ROTAMETER | MS14 |  | IP65 | 0.03 - 3m/s | SS316L |  | EQ TANK 2 TSS INLET | 30 - 100L/H | 36 | 100 | 100 | 150 | [5 empty] | PLASTIC | IP65 |  | REED |  |  | 40L/H |  | 24VDC |  |  |  |  | WST02-ECCP-1000 | SSNR XLV ROOM | WST02-RIO-0201 | SSN EQ TANK AREA | [8 empty] | Krohne | [5 empty] | Krohne | Krohne | https://sg.krohne.com/en/ | 6748 1073 | 6748 6073 | KSG.ISS@krohne.com | Germany
0010332308 | AT_INST_ | WST02-201-FSL-0203 | C4B | 131242-WST02-DR-P-6000.dgn | WST02-201-DC-00260-25-SS16 | WST02 | 201 | DC | FSL | 0203 |  | EQUALIZATION TANK 2 pH FLOW SWITCH LOW | EQUALIZATION TANK 2 pH FLOW SWITCH LOW | NON-HAZARDOUS |  |  | 1000 | 40 | 40 | 40 | SWITCH ON ROTAMETER | MS14 |  | IP65 | 0.03 - 3m/s | SS316L |  | EQ TANK 2 pH INLET | 30 - 100L/H | 36 | 100 | 100 | 150 | [5 empty] | PLASTIC | IP65 |  | REED |  |  | 40L/H |  | 24VDC |  |  |  |  | WST02-ECCP-1000 | SSNR XLV ROOM | WST02-RIO-0201 | SSN EQ TANK AREA | [8 empty] | Krohne | [5 empty] | Krohne | Krohne | https://sg.krohne.com/en/ | 6748 1073 | 6748 6073 | KSG.ISS@krohne.com | Germany
0010292838 | AT_INST_ | WST02-201-FSL-0211 | C4B | 131242-WST02-DR-P-6001.dgn | WST02-201-DC-00207-150-CSEL | WST02 | 201 | DC | FSL | 0211 |  | EQUALIZATION TANK TRANSFER PUMP B FLOW SWITCH LOW | EQUALIZATION TANK TRANSFER PUMP B FLOW SWITCH LOW | NON-HAZARDOUS |  | 150 | 1000 | 131700 | 65000 | 131700 | THERMAL | DTT31-A2A111YYX1AB+A | SS316L | IP65 | 0.03 - 3m/s | SS316L |  | EQ Tank PUMP B DISCHARGE LINE | 2.1m/s | 36 | 122 | 95 | 156 | 500 |  |  |  |  | SS316L | IP65 |  | PNP, 3-Wire | DI, PNP | ≤ 10% | 0.03m/s | 0.03 - 3m/s | 24VDC |  |  |  |  | WST02-ECCP-1000 | SSNR XLV ROOM | WST02-RIO-0201 | SSN EQ TANK AREA | [8 empty] | Endress+Hauser | [5 empty] | Endress+Hauser | Endress+Hauser | www.sg.endress.com | +65 67685716 | +65 6566 6848 | info.sg@endress.com | Germany
0010330092 | AT_INST_ | WST02-201-FSL-0230 | C4B | 131242-WST02-DR-P-6004.dgn | WST02-201-DC-00216-150-CSEL | WST02 | 201 | DC | FSL | 0230 |  | WASTE SLUDGE PUMP B FLOW SWITCH LOW | WASTE SLUDGE PUMP B FLOW SWITCH LOW | NON-HAZARDOUS |  |  | 1000 | 60000 | 29000 | 60000 | THERMAL | DTT31-A2A111YYX1AB+A | SS316L | IP65 | 0.03 - 3m/s | SS316L |  | WASTE SLUDGE PUMP B DISCHARGE | 0.92m/s | 36 | 247 | 242 | 261 | 600 |  |  |  |  | SS316L | IP65 |  | PNP, 3-Wire | DI, PNP | ≤ 3% | 0.03m/s | 0.03 - 3m/s | 24VDC |  |  |  |  | WST02-ECCP-1000 | SSNR XLV ROOM | WST02-RIO-0201 | SSN EQ TANK AREA | [8 empty] | Endress+Hauser | [5 empty] | Endress+Hauser | Endress+Hauser | www.sg.endress.com | +65 67685716 | +65 6566 6848 | info.sg@endress.com | Germany
0010292876 | AT_INST_ | WST02-201-FSL-0311 | C4B | 131242-WST02-DR-P-6001.dgn | WST02-201-DC-00307-150-CSEL | WST02 | 201 | DC | FSL | 0311 |  | EQUALIZATION TANK TRANSFER PUMP C FLOW SWITCH LOW | EQUALIZATION TANK TRANSFER PUMP C FLOW SWITCH LOW | NON-HAZARDOUS |  | 150 | 1000 | 131700 | 65000 | 131700 | THERMAL | DTT31-A2A111YYX1AB+A | SS316L | IP65 | 0.03 - 3m/s | SS316L |  | EQ Tank PUMP C DISCHARGE LINE | 2.1m/s | 36 | 122 | 95 | 156 | 500 |  |  |  |  | SS316L | IP65 |  | PNP, 3-Wire | DI, PNP | ≤ 10% | 0.03m/s | 0.03 - 3m/s | 24VDC |  |  |  |  | WST02-ECCP-1000 | SSNR XLV ROOM | WST02-RIO-0201 | SSN EQ TANK AREA | [8 empty] | Endress+Hauser | [5 empty] | Endress+Hauser | Endress+Hauser | www.sg.endress.com | +65 67685716 | +65 6566 6848 | info.sg@endress.com | Germany
0010330093 | AT_INST_ | WST02-201-FSL-0330 | C4B | 131242-WST02-DR-P-6004.dgn | WST02-201-DC-00316-150-CSEL | WST02 | 201 | DC | FSL | 0330 |  | WASTE SLUDGE PUMP C FLOW SWITCH LOW | WASTE SLUDGE PUMP C FLOW SWITCH LOW | NON-HAZARDOUS |  |  | 1000 | 40000 | 20000 | 40000 | THERMAL | DTT31-A2A111YYX1AB+A | SS316L | IP65 | 0.03 - 3m/s | SS316L |  | WASTE SLUDGE PUMP C DISCHARGE | 0.61m/s | 36 | 244 | 242 | 256 | 600 |  |  |  |  | SS316L | IP65 |  | PNP, 3-Wire | DI, PNP | ≤ 3% | 0.03m/s | 0.03 - 3m/s | 24VDC |  |  |  |  | WST02-ECCP-1000 | SSNR XLV ROOM | WST02-RIO-0201 | SSN EQ TANK AREA | [8 empty] | Endress+Hauser | [5 empty] | Endress+Hauser | Endress+Hauser | www.sg.endress.com | +65 67685716 | +65 6566 6848 | info.sg@endress.com | Germany
0010292842 | AT_INST_ | WST02-201-FSL-0411 | C4B | 131242-WST02-DR-P-6001.dgn | WST02-201-DC-00407-150-CSEL | WST02 | 201 | DC | FSL | 0411 |  | EQUALIZATION TANK TRANSFER PUMP D FLOW SWITCH LOW | EQUALIZATION TANK TRANSFER PUMP D FLOW SWITCH LOW | NON-HAZARDOUS |  | 150 | 1000 | 131700 | 65000 | 131700 | THERMAL | DTT31-A2A111YYX1AB+A | SS316L | IP65 | 0.03 - 3m/s | SS316L |  | EQ TANK PUMP D DISCHARGE LINE | 2.1m/s | 36 | 122 | 95 | 156 | 500 |  |  |  |  | SS316L | IP65 |  | PNP, 3-Wire | DI, PNP | ≤ 10% | 0.03m/s | 0.03 - 3m/s | 24VDC |  |  |  |  | WST02-ECCP-1000 | SSNR XLV ROOM | WST02-RIO-0201 | SSN EQ TANK AREA | [8 empty] | Endress+Hauser | [5 empty] | Endress+Hauser | Endress+Hauser | www.sg.endress.com | +65 67685716 | +65 6566 6848 | info.sg@endress.com | Germany
0010293362 | AT_INST_ | WST02-201-FSL-0430 | C4B | 131242-WST02-DR-P-6004.dgn | WST02-201-DC-00416-150-CSEL | WST02 | 201 | DC | FSL | 0430 |  | WASTE SLUDGE PUMP D FLOW SWITCH LOW | WASTE SLUDGE PUMP D FLOW SWITCH LOW | NON-HAZARDOUS |  | 150 | 1000 | 40000 | 20000 | 40000 | THERMAL | DTT31-A2A111YYX1AB+A | SS316L | IP65 | 0.03 - 3m/s | SS316L |  | WASTE SLUDGE PUMP D DISCHARGE | 0.61m/s | 36 | 244 | 242 | 256 | 600 |  |  |  |  | SS316L | IP65 |  | PNP, 3-Wire | DI, PNP | ≤ 3% | 0.03m/s | 0.03 - 3m/s | 24VDC |  |  |  |  | WST02-ECCP-1000 | SSNR XLV ROOM | WST02-RIO-0201 | SSN EQ TANK AREA | [8 empty] | Endress+Hauser | [5 empty] | Endress+Hauser | Endress+Hauser | www.sg.endress.com | +65 67685716 | +65 6566 6848 | info.sg@endress.com | Germany
0010292980 | AT_INST_ | WST02-201-FSL-0511 | C4B | 131242-WST02-DR-P-6001.dgn | WST02-201-DC-00507-150-CSEL | WST02 | 201 | DC | FSL | 0511 |  | EQUALIZATION TANK TRANSFER PUMP E FLOW SWITCH LOW | EQUALIZATION TANK TRANSFER PUMP E FLOW SWITCH LOW | NON-HAZARDOUS |  | 150 | 1000 | 131700 | 65000 | 131700 | THERMAL | DTT31-A2A111YYX1AB+A | SS316L | IP65 | 0.03 - 3m/s | SS316L |  | EQ Tank PUMP E DISCHARGE LINE | 2.1m/s | 36 | 122 | 95 | 156 | 500 |  |  |  |  | SS316L | IP65 |  | PNP, 3-Wire | DI, PNP | ≤ 10% | 0.03m/s | 0.03 - 3m/s | 24VDC |  |  |  |  | WST02-ECCP-1000 | SSNR XLV ROOM | WST02-RIO-0201 | SSN EQ TANK AREA | [8 empty] | Endress+Hauser | [5 empty] | Endress+Hauser | Endress+Hauser | www.sg.endress.com | +65 67685716 | +65 6566 6848 | info.sg@endress.com | Germany
0010329788 | AT_INST_ | WST02-201-LAHH-0101 | C4B | 131242-WST02-DR-P-6000.dgn |  | WST02 | 201 | DC | LAHH | 0101 |  | EQUALIZATION TANK 1 LEVEL ALARM HIGH HIGH | EQUALIZATION TANK 1 LEVEL ALARM HIGH HIGH | ZONE 2 | [27 empty] | SOFT I/O
0010329787 | AT_INST_ | WST02-201-LAHH-0201 | C4B | 131242-WST02-DR-P-6000.dgn |  | WST02 | 201 | DC | LAHH | 0201 |  | EQUALIZATION TANK 2 LEVEL ALARM HIGH HIGH | EQUALIZATION TANK 2 LEVEL ALARM HIGH HIGH | ZONE 2 | [27 empty] | SOFT I/O
0010329789 | AT_INST_ | WST02-201-LALL-0101 | C4B | 131242-WST02-DR-P-6000.dgn |  | WST02 | 201 | DC | LALL | 0101 |  | EQUALIZATION TANK 1 LEVEL ALARM LOW LOW | EQUALIZATION TANK 1 LEVEL ALARM LOW LOW | ZONE 2
0010329786 | AT_INST_ | WST02-201-LALL-0201 | C4B | 131242-WST02-DR-P-6000.dgn |  | WST02 | 201 | DC | LALL | 0201 |  | EQUALIZATION TANK 2 LEVEL ALARM LOW LOW | EQUALIZATION TANK 2 LEVEL ALARM LOW LOW | ZONE 2
0010292706 | AT_INST_ | WST02-201-LE-0101 | C4B | 131242-WST02-DR-P-6000.dgn |  | WST02 | 201 | DC | LE | 0101 |  | EQUALIZATION TANK 1 LEVEL SENSOR | EQUALIZATION TANK 1 LEVEL SENSOR | ZONE 2 | [6 empty] | RADAR; 80 GHz | FMR60B |  | IP65 | 0 - 50 m | Non-contact type |  | EQUALIZATION TANK 1 TOP | 0 - 9.5m | 34 | [9 empty] | IP65 | [23 empty] | Endress+Hauser | [5 empty] | Endress+Hauser | Endress+Hauser | www.sg.endress.com | +65 67685716 | +65 6566 6848 | info.sg@endress.com | India/Germany
0010298693 | AT_INST_ | WST02-201-LE-0130 | C4B | 131242-WST02-DR-P-6002.dgn |  | WST02 | 201 | DC | LE | 0130 |  | LAMELLA CLARIFIER 1 LEVEL SENSOR | LAMELLA CLARIFIER 1 LEVEL SENSOR | ZONE 1 | [6 empty] | RADAR; 80 GHz | FMR60B |  | IP65 | 0 - 50 m | Non-contact type |  | LAMELLA CLARIFIER 1 OUTLET | 0 - 0.28m | 34 | [9 empty] | IP65 | [23 empty] | Endress+Hauser | [5 empty] | Endress+Hauser | Endress+Hauser | www.sg.endress.com | +65 67685716 | +65 6566 6848 | info.sg@endress.com | India/Germany
0010292693 | AT_INST_ | WST02-201-LE-0201 | C4B | 131242-WST02-DR-P-6000.dgn |  | WST02 | 201 | DC | LE | 0201 |  | EQUALIZATION TANK 2 LEVEL SENSOR | EQUALIZATION TANK 2 LEVEL SENSOR | ZONE 2 | [6 empty] | RADAR; 80 GHz | FMR60B |  | IP65 | 0 - 50 m | Non-contact type |  | EQUALIZATION TANK 2 TOP | 0 - 9.5m | 34 | [9 empty] | IP65 | [23 empty] | Endress+Hauser | [5 empty] | Endress+Hauser | Endress+Hauser | www.sg.endress.com | +65 67685716 | +65 6566 6848 | info.sg@endress.com | India/Germany
0010298731 | AT_INST_ | WST02-201-LE-0230 | C4B | 131242-WST02-DR-P-6002.dgn |  | WST02 | 201 | DC | LE | 0230 |  | LAMELLA CLARIFIER 2 LEVEL SENSOR | LAMELLA CLARIFIER 2 LEVEL SENSOR | ZONE 1 | [6 empty] | RADAR; 80 GHz | FMR60B |  | IP65 | 0 - 50 m | Non-contact type |  | LAMELLA CLARIFIER 2 OUTLET | 0 - 0.28m | 34 | [9 empty] | IP65 | [23 empty] | Endress+Hauser | [5 empty] | Endress+Hauser | Endress+Hauser | www.sg.endress.com | +65 67685716 | +65 6566 6848 | info.sg@endress.com | India/Germany
0010298883 | AT_INST_ | WST02-201-LE-0330 | C4B | 131242-WST02-DR-P-6003.dgn |  | WST02 | 201 | DC | LE | 0330 |  | LAMELLA CLARIFIER 3 LEVEL SENSOR | LAMELLA CLARIFIER 3 LEVEL SENSOR | ZONE 1 | [6 empty] | RADAR; 80 GHz | FMR60B |  | IP65 | 0 - 50 m | Non-contact type |  | LAMELLA CLARIFIER 3 OUTLET | 0 - 0.28m | 34 | [9 empty] | IP65 | [23 empty] | Endress+Hauser | [5 empty] | Endress+Hauser | Endress+Hauser | www.sg.endress.com | +65 67685716 | +65 6566 6848 | info.sg@endress.com | India/Germany
0010298882 | AT_INST_ | WST02-201-LE-0430 | C4B | 131242-WST02-DR-P-6003.dgn |  | WST02 | 201 | DC | LE | 0430 |  | LAMELLA CLARIFIER 4 LEVEL SENSOR | LAMELLA CLARIFIER 4 LEVEL SENSOR | ZONE 1 | [6 empty] | RADAR; 80 GHz | FMR60B |  | IP65 | 0 - 50 m | Non-contact type |  | LAMELLA CLARIFIER 4 OUTLET | 0 - 0.28m | 34 | [9 empty] | IP65 | [23 empty] | Endress+Hauser | [5 empty] | Endress+Hauser | Endress+Hauser | www.sg.endress.com | +65 67685716 | +65 6566 6848 | info.sg@endress.com | India/Germany
0010298732 | AT_INST_ | WST02-201-LE-0530 | C4B | 131242-WST02-DR-P-6002.dgn |  | WST02 | 201 | DC | LE | 0530 |  | LAMELLA CLARIFIER 5 LEVEL SENSOR | LAMELLA CLARIFIER 5 LEVEL SENSOR | ZONE 1 | [6 empty] | RADAR; 80 GHz | FMR60B |  | IP65 | 0 - 50 m | Non-contact type |  | LAMELLA CLARIFIER 5 OUTLET | 0 - 0.28m | 34 | [9 empty] | IP65 | [23 empty] | Endress+Hauser | [5 empty] | Endress+Hauser | Endress+Hauser | www.sg.endress.com | +65 67685716 | +65 6566 6848 | info.sg@endress.com | India/Germany
0010292708 | AT_INST_ | WST02-201-LIA-0101 | C4B | 131242-WST02-DR-P-6000.dgn |  | WST02 | 201 | DC | LIA | 0101 |  | EQUALIZATION TANK 1 LEVEL ALARM | EQUALIZATION TANK 1 LEVEL ALARM | ZONE 2 | [20 empty] | HH | H | L | LL |  |  |  | SOFT I/O
0010329922 | AT_INST_ | WST02-201-LIA-0130 | C4B | 131242-WST02-DR-P-6002.dgn |  | WST02 | 201 | DC | LIA | 0130 |  | LAMELLA CLARIFIER 1 LEVEL ALARM | LAMELLA CLARIFIER 1 LEVEL ALARM | ZONE 1 | [21 empty] | H | [5 empty] | SOFT I/O
0010292686 | AT_INST_ | WST02-201-LIA-0201 | C4B | 131242-WST02-DR-P-6000.dgn |  | WST02 | 201 | DC | LIA | 0201 |  | EQUALIZATION TANK 2 LEVEL ALARM | EQUALIZATION TANK 2 LEVEL ALARM | ZONE 2 | [20 empty] | HH | H | L | LL |  |  |  | SOFT I/O
0010329923 | AT_INST_ | WST02-201-LIA-0230 | C4B | 131242-WST02-DR-P-6002.dgn |  | WST02 | 201 | DC | LIA | 0230 |  | LAMELLA CLARIFIER 2 LEVEL ALARM | LAMELLA CLARIFIER 2 LEVEL ALARM | ZONE 1 | [21 empty] | H | [5 empty] | SOFT I/O
0010329926 | AT_INST_ | WST02-201-LIA-0330 | C4B | 131242-WST02-DR-P-6003.dgn |  | WST02 | 201 | DC | LIA | 0330 |  | LAMELLA CLARIFIER 3 LEVEL ALARM | LAMELLA CLARIFIER 3 LEVEL ALARM | ZONE 1 | [21 empty] | H | [5 empty] | SOFT I/O
0010329927 | AT_INST_ | WST02-201-LIA-0430 | C4B | 131242-WST02-DR-P-6003.dgn |  | WST02 | 201 | DC | LIA | 0430 |  | LAMELLA CLARIFIER 4 LEVEL ALARM | LAMELLA CLARIFIER 4 LEVEL ALARM | ZONE 1 | [21 empty] | H | [5 empty] | SOFT I/O
0010329924 | AT_INST_ | WST02-201-LIA-0530 | C4B | 131242-WST02-DR-P-6002.dgn |  | WST02 | 201 | DC | LIA | 0530 |  | LAMELLA CLARIFIER 5 LEVEL ALARM | LAMELLA CLARIFIER 5 LEVEL ALARM | ZONE 1 | [21 empty] | H | [5 empty] | SOFT I/O
0010292707 | AT_INST_ | WST02-201-LIT-0101 | C4B | 131242-WST02-DR-P-6000.dgn |  | WST02 | 201 | DC | LIT | 0101 |  | EQUALIZATION TANK 1 LEVEL TRANSMITTER | EQUALIZATION TANK 1 LEVEL TRANSMITTER | ZONE 2 | [6 empty] | RADAR; 80 GHz | FMR62B-BABAEBAJGAEBEUJD+AAZ1; HAW569-CB2C |  | IP65 | 0 - 50 m | Non-contact type |  |  | 0 - 9.5m | [10 empty] | IP65 |  | 4-20 mA + HART |  | ±1mm |  |  | LOOP-POWERED |  |  |  |  | WST02-ECCP-1000 | SSNR XLV ROOM | WST02-RIO-0201 | SSN EQ TANK AREA | [8 empty] | Endress+Hauser | [5 empty] | Endress+Hauser | Endress+Hauser | www.sg.endress.com | +65 67685716 | +65 6566 6848 | info.sg@endress.com | India/Germany
0010298694 | AT_INST_ | WST02-201-LIT-0130 | C4B | 131242-WST02-DR-P-6002.dgn |  | WST02 | 201 | DC | LIT | 0130 |  | LAMELLA CLARIFIER 1 LEVEL TRANSMITTER | LAMELLA CLARIFIER 1 LEVEL TRANSMITTER | ZONE 1 | [6 empty] | RADAR; 80 GHz | FMR62B-BABAEBAJGAEBEQJD+AAZ1; HAW569-CB2C |  | IP65 | 0 - 50 m | Non-contact type |  |  | 0 - 0.28m | [10 empty] | IP65 |  | 4-20 mA + HART |  | ±1mm |  |  | LOOP-POWERED |  |  |  |  | WST02-ECCP-1000 | SSNR XLV ROOM | WST02-RIO-0201 | SSN EQ TANK AREA | [8 empty] | Endress+Hauser | [5 empty] | Endress+Hauser | Endress+Hauser | www.sg.endress.com | +65 67685716 | +65 6566 6848 | info.sg@endress.com | India/Germany
0010292685 | AT_INST_ | WST02-201-LIT-0201 | C4B | 131242-WST02-DR-P-6000.dgn |  | WST02 | 201 | DC | LIT | 0201 |  | EQUALIZATION TANK 2 LEVEL TRANSMITTER | EQUALIZATION TANK 2 LEVEL TRANSMITTER | ZONE 2 | [6 empty] | RADAR; 80 GHz | FMR62B-BABAEBAJGAEBEUJD+AAZ1; HAW569-CB2C |  | IP65 | 0 - 50 m | Non-contact type |  |  | 0 - 9.5m | [10 empty] | IP65 |  | 4-20 mA + HART |  | ±1mm |  |  | LOOP-POWERED |  |  |  |  | WST02-ECCP-1000 | SSNR XLV ROOM | WST02-RIO-0201 | SSN EQ TANK AREA | [8 empty] | Endress+Hauser | [5 empty] | Endress+Hauser | Endress+Hauser | www.sg.endress.com | +65 67685716 | +65 6566 6848 | info.sg@endress.com | India/Germany
0010298733 | AT_INST_ | WST02-201-LIT-0230 | C4B | 131242-WST02-DR-P-6002.dgn |  | WST02 | 201 | DC | LIT | 0230 |  | LAMELLA CLARIFIER 2 LEVEL TRANSMITTER | LAMELLA CLARIFIER 2 LEVEL TRANSMITTER | ZONE 1 | [6 empty] | RADAR; 80 GHz | FMR62B-BABAEBAJGAEBEQJD+AAZ1; HAW569-CB2C |  | IP65 | 0 - 50 m | Non-contact type |  |  | 0 - 0.28m | [10 empty] | IP65 |  | 4-20 mA + HART |  | ±1mm |  |  | LOOP-POWERED |  |  |  |  | WST02-ECCP-1000 | SSNR XLV ROOM | WST02-RIO-0201 | SSN EQ TANK AREA | [8 empty] | Endress+Hauser | [5 empty] | Endress+Hauser | Endress+Hauser | www.sg.endress.com | +65 67685716 | +65 6566 6848 | info.sg@endress.com | India/Germany
0010298887 | AT_INST_ | WST02-201-LIT-0330 | C4B | 131242-WST02-DR-P-6003.dgn |  | WST02 | 201 | DC | LIT | 0330 |  | LAMELLA CLARIFIER 3 LEVEL TRANSMITTER | LAMELLA CLARIFIER 3 LEVEL TRANSMITTER | ZONE 1 | [6 empty] | RADAR; 80 GHz | FMR62B-BABAEBAJGAEBEQJD+AAZ1; HAW569-CB2C |  | IP65 | 0 - 50 m | Non-contact type |  |  | 0 - 0.28m | [10 empty] | IP65 |  | 4-20 mA + HART |  | ±1mm |  |  | LOOP-POWERED |  |  |  |  | WST02-ECCP-1000 | SSNR XLV ROOM | WST02-RIO-0201 | SSN EQ TANK AREA | [8 empty] | Endress+Hauser | [5 empty] | Endress+Hauser | Endress+Hauser | www.sg.endress.com | +65 67685716 | +65 6566 6848 | info.sg@endress.com | India/Germany
0010298885 | AT_INST_ | WST02-201-LIT-0430 | C4B | 131242-WST02-DR-P-6003.dgn |  | WST02 | 201 | DC | LIT | 0430 |  | LAMELLA CLARIFIER 4 LEVEL TRANSMITTER | LAMELLA CLARIFIER 4 LEVEL TRANSMITTER | ZONE 1 | [6 empty] | RADAR; 80 GHz | FMR62B-BABAEBAJGAEBEQJD+AAZ1; HAW569-CB2C |  | IP65 | 0 - 50 m | Non-contact type |  |  | 0 - 0.28m | [10 empty] | IP65 |  | 4-20 mA + HART |  | ±1mm |  |  | LOOP-POWERED |  |  |  |  | WST02-ECCP-1000 | SSNR XLV ROOM | WST02-RIO-0201 | SSN EQ TANK AREA | [8 empty] | Endress+Hauser | [5 empty] | Endress+Hauser | Endress+Hauser | www.sg.endress.com | +65 67685716 | +65 6566 6848 | info.sg@endress.com | India/Germany
0010298736 | AT_INST_ | WST02-201-LIT-0530 | C4B | 131242-WST02-DR-P-6002.dgn |  | WST02 | 201 | DC | LIT | 0530 |  | LAMELLA CLARIFIER 5 LEVEL TRANSMITTER | LAMELLA CLARIFIER 5 LEVEL TRANSMITTER | ZONE 1 | [6 empty] | RADAR; 80 GHz | FMR62B-BABAEBAJGAEBEQJD+AAZ1; HAW569-CB2C |  | IP65 | 0 - 50 m | Non-contact type |  |  | 0 - 0.28m | [10 empty] | IP65 |  | 4-20 mA + HART |  | ±1mm |  |  | LOOP-POWERED |  |  |  |  | WST02-ECCP-1000 | SSNR XLV ROOM | WST02-RIO-0201 | SSN EQ TANK AREA | [8 empty] | Endress+Hauser | [5 empty] | Endress+Hauser | Endress+Hauser | www.sg.endress.com | +65 67685716 | +65 6566 6848 | info.sg@endress.com | India/Germany
0010292682 | AT_INST_ | WST02-201-LSHH-0101 | C4B | 131242-WST02-DR-P-6000.dgn |  | WST02 | 201 | DC | LSHH | 0101 |  | EQUALIZATION TANK 1 LEVEL SWITCH HIGH HIGH | EQUALIZATION TANK 1 LEVEL SWITCH HIGH HIGH | Zone 2 | E |  | 100 |  |  |  | CONDUCTIVE | FTW31-D1A2AA0A + FTW325-C2B1A | SS316L | IP65 | 1550mm | SS316L |  | EQUALIZATION TANK 1 | 9.5m | 36 | 10 | 0 | 100 | [5 empty] | PPS & PBT | IP65 | YES | DRY CONTACT |  | ±10%At100Ω-100kΩ | 9.5m |  | 24VDC |  |  |  |  | WST02-ECCP-1000 | SSNR XLV ROOM | WST02-RIO-0201 | SSN EQ TANK AREA |  |  |  | 1550 |  |  |  |  | Endress+Hauser | [5 empty] | Endress+Hauser | Endress+Hauser | www.sg.endress.com | +65 67685716 | +65 6566 6848 | info.sg@endress.com | Germany
0010292747 | AT_INST_ | WST02-201-LSHH-0201 | C4B | 131242-WST02-DR-P-6000.dgn |  | WST02 | 201 | DC | LSHH | 0201 |  | EQUALIZATION TANK 2 LEVEL SWITCH HIGH HIGH | EQUALIZATION TANK 2 LEVEL SWITCH HIGH HIGH | Zone 2 | E |  | 100 |  |  |  | CONDUCTIVE | FTW31-D1A2AA0A + FTW325-C2B1A | SS316L | IP65 | 1550mm | SS316L |  | EQUALIZATION TANK 1 | 9.5m | 36 | 10 | 0 | 100 | [5 empty] | PPS & PBT | IP65 | YES | DRY CONTACT |  | ±10%At100Ω-100kΩ | 9.5m |  | 24VDC |  |  |  |  | WST02-ECCP-1000 | SSNR XLV ROOM | WST02-RIO-0201 | SSN EQ TANK AREA |  |  |  | 1550 |  |  |  |  | Endress+Hauser | [5 empty] | Endress+Hauser | Endress+Hauser | www.sg.endress.com | +65 67685716 | +65 6566 6848 | info.sg@endress.com | Germany
0010292694 | AT_INST_ | WST02-201-LSLL-0101 | C4B | 131242-WST02-DR-P-6000.dgn |  | WST02 | 201 | DC | LSLL | 0101 |  | EQUALIZATION TANK 1 LEVEL SWITCH LOW LOW | EQUALIZATION TANK 1 LEVEL SWITCH LOW LOW | Zone 2 | E |  | 100 |  |  |  | CONDUCTIVE | FTW32-D1D2AA0A + FTW325-C2B1A | SS316Ti | IP65 | 9070mm | SS316Ti |  | EQUALIZATION TANK 1 | 2.1m | 36 | 90 | 0 | 100 | [5 empty] | PPS & PBT | IP65 | YES | DRY CONTACT |  | ±10%At100Ω-100kΩ | 2.1m |  | 24VDC |  |  |  |  | WST02-ECCP-1000 | SSNR XLV ROOM | WST02-RIO-0201 | SSN EQ TANK AREA | 9070 | [7 empty] | Endress+Hauser | [5 empty] | Endress+Hauser | Endress+Hauser | www.sg.endress.com | +65 67685716 | +65 6566 6848 | info.sg@endress.com | Germany
0010292728 | AT_INST_ | WST02-201-LSLL-0201 | C4B | 131242-WST02-DR-P-6000.dgn |  | WST02 | 201 | DC | LSLL | 0201 |  | EQUALIZATION TANK 2 LEVEL SWITCH LOW LOW | EQUALIZATION TANK 2 LEVEL SWITCH LOW LOW | Zone 2 | E |  | 100 |  |  |  | CONDUCTIVE | FTW32-D1D2AA0A + FTW325-C2B1A | SS316Ti | IP65 | 9070mm | SS316Ti |  | EQUALIZATION TANK 2 | 2.1m | 36 | 90 | 0 | 100 | [5 empty] | PPS & PBT | IP65 | YES | DRY CONTACT |  | ±10%At100Ω-100kΩ | 2.1m |  | 24VDC |  |  |  |  | WST02-ECCP-1000 | SSNR XLV ROOM | WST02-RIO-0201 | SSN EQ TANK AREA | 9070 | [7 empty] | Endress+Hauser | [5 empty] | Endress+Hauser | Endress+Hauser | www.sg.endress.com | +65 67685716 | +65 6566 6848 | info.sg@endress.com | Germany
0010301042 | AT_INST_CS | WST02-201-PE-0101 | C4B | 131242-WST02-DR-P-6000.dgn | WST02-201-DC-00153-25-SS16 | WST02 | 201 | DC | PE | 0101 |  | SAMPLING PUMP A DISCHARGE PRESSURE INDICATOR SEAL | SAMPLING PUMP A DISCHARGE PRESSURE INDICATOR SEAL | NON-HAZARDOUS |  | 25 | 1000 | 0 | 0 | 0 |  | DBS06-VL-XY-UJ-VI-TM- (1/2BSPT-Male)-00-UX |  | IP65 |  | PTFE |  | SAMPLING PUMP A DISCHARGE |  | 36 | 100 | 100 | 150 | 400 | [5 empty] | IP65 | [23 empty] | Endress+Hauser | [5 empty] | Endress+Hauser | Endress+Hauser | www.sg.endress.com | +65 67685716 | +65 6566 6848 | info.sg@endress.com | India
0010301044 | AT_INST_CS | WST02-201-PE-0102 | C4B | 131242-WST02-DR-P-6000.dgn | WST02-201-DC-00154-25-SS16 | WST02 | 201 | DC | PE | 0102 |  | SAMPLING PUMP A DISCHARGE PRESSURE TRANSMITTER SEAL | SAMPLING P A DISCHARGE PIT SEAL | NON-HAZARDOUS |  | 25 | 1000 | 0 | 0 | 0 |  | DBS06-VL-XY-UJ-VI-TM- (1/2BSPT-Male)-00-UX |  | IP65 |  | PTFE |  | SAMPLING PUMP A DISCHARGE |  | 36 | 100 | 100 | 150 | 400 | [5 empty] | IP65 | [23 empty] | Endress+Hauser | [5 empty] | Endress+Hauser | Endress+Hauser | www.sg.endress.com | +65 67685716 | +65 6566 6848 | info.sg@endress.com | India
0010292921 | AT_INST_CS | WST02-201-PE-0111 | C4B | 131242-WST02-DR-P-6001.dgn | WST02-201-DC-00135-25-CSEL | WST02 | 201 | DC | PE | 0111 |  | EQUALIZATION TANK TRANSFER PUMP A PRESSURE INDICATOR SEAL | EQ TANK TRANSFER P A PI SEAL | NON-HAZARDOUS |  | 25 | 1000 | 0 | 0 | 0 |  |  |  | IP65 |  | PTFE |  | EQ Tank PUMP A DISCHARGE LINE |  | 36 | 122 | 95 | 156 | 500 | [5 empty] | IP65 | [23 empty] | Endress+Hauser | [5 empty] | Endress+Hauser | Endress+Hauser | www.sg.endress.com | +65 67685716 | +65 6566 6848 | info.sg@endress.com | India
0010329802 | AT_INST_CS | WST02-201-PE-0112 | C4B | 131242-WST02-DR-P-6001.dgn | WST02-201-DC-00138-25-CSEL | WST02 | 201 | DC | PE | 0112 |  | EQUALIZATION TANK TRANSFER PUMP A PRESSURE TRANSMITTER SEAL | EQ TANK TRANSFER P A PIT SEAL | NON-HAZARDOUS |  | 25 | 1000 | 0 | 0 | 0 |  |  |  | IP65 |  | PTFE |  | EQ Tank PUMP A DISCHARGE LINE |  | 36 | 122 | 95 | 156 | 500 | [5 empty] | IP65 | [23 empty] | Endress+Hauser | [5 empty] | Endress+Hauser | Endress+Hauser | www.sg.endress.com | +65 67685716 | +65 6566 6848 | info.sg@endress.com | India
0010293409 | AT_INST_CS | WST02-201-PE-0130 | C4B | 131242-WST02-DR-P-6004.dgn | WST02-201-DC-00119-25-CSEL | WST02 | 201 | DC | PE | 0130 |  | WASTE SLUDGE PUMP A DISCHARGE PRESSURE INDICATOR SEAL | WASTE SLUDGE P A DISCHARGE PI SEAL | NON-HAZARDOUS |  | 25 | 1000 | 0 | 0 | 0 |  |  |  | IP65 |  | PTFE |  | WASTE SLUDGE PUMP A DISCHARGE |  | 36 | 247 | 242 | 261 | 400 | [5 empty] | IP65 | [23 empty] | Endress+Hauser | [5 empty] | Endress+Hauser | Endress+Hauser | www.sg.endress.com | +65 67685716 | +65 6566 6848 | info.sg@endress.com | India
0010293380 | AT_INST_CS | WST02-201-PE-0131 | C4B | 131242-WST02-DR-P-6004.dgn | WST02-201-DC-00120-25-CSEL | WST02 | 201 | DC | PE | 0131 |  | WASTE SLUDGE PUMP A DISCHARGE PRESSURE TRANSMITTER SEAL | WASTE SLUDGE P A DISCHARGE PIT SEAL | NON-HAZARDOUS |  | 25 | 1000 | 0 | 0 | 0 |  |  |  | IP65 |  | PTFE |  | WASTE SLUDGE PUMP A DISCHARGE |  | 36 | 247 | 242 | 261 | 400 | [5 empty] | IP65 | [23 empty] | Endress+Hauser | [5 empty] | Endress+Hauser | Endress+Hauser | www.sg.endress.com | +65 67685716 | +65 6566 6848 | info.sg@endress.com | India
0010301074 | AT_INST_CS | WST02-201-PE-0201 | C4B | 131242-WST02-DR-P-6000.dgn | WST02-201-DC-00253-25-SS16 | WST02 | 201 | DC | PE | 0201 |  | SAMPLING PUMP B DISCHARGE PRESSURE INDICATOR SEAL | SAMPLING PUMP B DISCHARGE PRESSURE INDICATOR SEAL | NON-HAZARDOUS |  | 25 | 1000 | 0 | 0 | 0 |  |  |  | IP65 |  | PTFE |  | SAMPLING PUMP B DISCHARGE |  | 36 | 100 | 100 | 150 | 400 | [5 empty] | IP65 | [23 empty] | Endress+Hauser | [5 empty] | Endress+Hauser | Endress+Hauser | www.sg.endress.com | +65 67685716 | +65 6566 6848 | info.sg@endress.com | India
0010301075 | AT_INST_CS | WST02-201-PE-0202 | C4B | 131242-WST02-DR-P-6000.dgn | WST02-201-DC-00254-25-SS16 | WST02 | 201 | DC | PE | 0202 |  | SAMPLING PUMP B DISCHARGE PRESSURE TRANSMITTER SEAL | SAMPLING P B DISCHARGE PIT SEAL | NON-HAZARDOUS |  | 25 | 1000 | 0 | 0 | 0 |  |  |  | IP65 |  | PTFE |  | SAMPLING PUMP B DISCHARGE |  | 36 | 100 | 100 | 150 | 400 | [5 empty] | IP65 | [23 empty] | Endress+Hauser | [5 empty] | Endress+Hauser | Endress+Hauser | www.sg.endress.com | +65 67685716 | +65 6566 6848 | info.sg@endress.com | India
0010292943 | AT_INST_CS | WST02-201-PE-0211 | C4B | 131242-WST02-DR-P-6001.dgn | WST02-201-DC-00235-25-CSEL | WST02 | 201 | DC | PE | 0211 |  | EQUALIZATION TANK TRANSFER PUMP B PRESSURE INDICATOR SEAL | EQ TANK TRANSFER P B PI SEAL | NON-HAZARDOUS |  | 25 | 1000 | 0 | 0 | 0 |  |  |  | IP65 |  | PTFE |  | EQ Tank PUMP B DISCHARGE LINE |  | 36 | 122 | 95 | 156 | 500 | [5 empty] | IP65 | [23 empty] | Endress+Hauser | [5 empty] | Endress+Hauser | Endress+Hauser | www.sg.endress.com | +65 67685716 | +65 6566 6848 | info.sg@endress.com | India
0010329804 | AT_INST_CS | WST02-201-PE-0212 | C4B | 131242-WST02-DR-P-6001.dgn | WST02-201-DC-00238-25-CSEL | WST02 | 201 | DC | PE | 0212 |  | EQUALIZATION TANK TRANSFER PUMP B PRESSURE TRANSMITTER SEAL | EQ TANK TRANSFER P B PIT SEAL | NON-HAZARDOUS |  | 25 | 1000 | 0 | 0 | 0 |  |  |  | IP65 |  | PTFE |  | EQ Tank PUMP B DISCHARGE LINE |  | 36 | 122 | 95 | 156 | 500 | [5 empty] | IP65 | [23 empty] | Endress+Hauser | [5 empty] | Endress+Hauser | Endress+Hauser | www.sg.endress.com | +65 67685716 | +65 6566 6848 | info.sg@endress.com | India
0010293341 | AT_INST_CS | WST02-201-PE-0230 | C4B | 131242-WST02-DR-P-6004.dgn | WST02-201-DC-00219-25-CSEL | WST02 | 201 | DC | PE | 0230 |  | WASTE SLUDGE PUMP B DISCHARGE PRESSURE INDICATOR SEAL | WASTE SLUDGE P B DISCHARGE PI SEAL | NON-HAZARDOUS |  | 25 | 1000 | 0 | 0 | 0 |  |  |  | IP65 |  | PTFE |  | WASTE SLUDGE PUMP B DISCHARGE |  | 36 | 247 | 242 | 261 | 400 | [5 empty] | IP65 | [23 empty] | Endress+Hauser | [5 empty] | Endress+Hauser | Endress+Hauser | www.sg.endress.com | +65 67685716 | +65 6566 6848 | info.sg@endress.com | India
0010293334 | AT_INST_CS | WST02-201-PE-0231 | C4B | 131242-WST02-DR-P-6004.dgn | WST02-201-DC-00220-25-CSEL | WST02 | 201 | DC | PE | 0231 |  | WASTE SLUDGE PUMP B DISCHARGE PRESSURE TRANSMITTER SEAL | WASTE SLUDGE P B DISCHARGE PIT SEAL | NON-HAZARDOUS |  | 25 | 1000 | 0 | 0 | 0 |  |  |  | IP65 |  | PTFE |  | WASTE SLUDGE PUMP B DISCHARGE |  | 36 | 247 | 242 | 261 | 400 | [5 empty] | IP65 | [23 empty] | Endress+Hauser | [5 empty] | Endress+Hauser | Endress+Hauser | www.sg.endress.com | +65 67685716 | +65 6566 6848 | info.sg@endress.com | India
0010292833 | AT_INST_CS | WST02-201-PE-0311 | C4B | 131242-WST02-DR-P-6001.dgn | WST02-201-DC-00335-25-CSEL | WST02 | 201 | DC | PE | 0311 |  | EQUALIZATION TANK TRANSFER PUMP C PRESSURE INDICATOR SEAL | EQ TANK TRANSFER P C PI SEAL | NON-HAZARDOUS |  | 25 | 1000 | 0 | 0 | 0 |  |  |  | IP65 |  | PTFE |  | EQ Tank PUMP C DISCHARGE LINE |  | 36 | 122 | 95 | 156 | 500 | [5 empty] | IP65 | [23 empty] | Endress+Hauser | [5 empty] | Endress+Hauser | Endress+Hauser | www.sg.endress.com | +65 67685716 | +65 6566 6848 | info.sg@endress.com | India
0010329810 | AT_INST_CS | WST02-201-PE-0312 | C4B | 131242-WST02-DR-P-6001.dgn | WST02-201-DC-00338-25-CSEL | WST02 | 201 | DC | PE | 0312 |  | EQUALIZATION TANK TRANSFER PUMP C PRESSURE TRANSMITTER SEAL | EQ TANK TRANSFER P C PIT SEAL | NON-HAZARDOUS |  | 25 | 1000 | 0 | 0 | 0 |  |  |  | IP65 |  | PTFE |  | EQ Tank PUMP C DISCHARGE LINE |  | 36 | 122 | 95 | 156 | 500 | [5 empty] | IP65 | [23 empty] | Endress+Hauser | [5 empty] | Endress+Hauser | Endress+Hauser | www.sg.endress.com | +65 67685716 | +65 6566 6848 | info.sg@endress.com | India
0010293408 | AT_INST_CS | WST02-201-PE-0330 | C4B | 131242-WST02-DR-P-6004.dgn | WST02-201-DC-00319-25-CSEL | WST02 | 201 | DC | PE | 0330 |  | WASTE SLUDGE PUMP C DISCHARGE PRESSURE INDICATOR SEAL | WASTE SLUDGE P C DISCHARGE PI SEAL | NON-HAZARDOUS |  | 25 | 1000 | 0 | 0 | 0 |  |  |  | IP65 |  | PTFE |  | WASTE SLUDGE PUMP C DISCHARGE |  | 36 | 244 | 242 | 256 | 600 | [5 empty] | IP65 | [23 empty] | Endress+Hauser | [5 empty] | Endress+Hauser | Endress+Hauser | www.sg.endress.com | +65 67685716 | +65 6566 6848 | info.sg@endress.com | India
0010293428 | AT_INST_CS | WST02-201-PE-0331 | C4B | 131242-WST02-DR-P-6004.dgn | WST02-201-DC-00320-25-CSEL | WST02 | 201 | DC | PE | 0331 |  | WASTE SLUDGE PUMP C DISCHARGE PRESSURE TRANSMITTER SEAL | WASTE SLUDGE P C DISCHARGE PIT SEAL | NON-HAZARDOUS |  | 25 | 1000 | 0 | 0 | 0 |  |  |  | IP65 |  | PTFE |  | WASTE SLUDGE PUMP C DISCHARGE |  | 36 | 244 | 242 | 256 | 600 | [5 empty] | IP65 | [23 empty] | Endress+Hauser | [5 empty] | Endress+Hauser | Endress+Hauser | www.sg.endress.com | +65 67685716 | +65 6566 6848 | info.sg@endress.com | India
0010292847 | AT_INST_CS | WST02-201-PE-0411 | C4B | 131242-WST02-DR-P-6001.dgn | WST02-201-DC-00435-25-CSEL | WST02 | 201 | DC | PE | 0411 |  | EQUALIZATION TANK TRANSFER PUMP D PRESSURE INDICATOR SEAL | EQ TANK TRANSFER P D PI SEAL | NON-HAZARDOUS |  | 25 | 1000 | 0 | 0 | 0 |  |  |  | IP65 |  | PTFE |  | EQ Tank PUMP D DISCHARGE LINE |  | 36 | 122 | 95 | 156 | 500 | [5 empty] | IP65 | [23 empty] | Endress+Hauser | [5 empty] | Endress+Hauser | Endress+Hauser | www.sg.endress.com | +65 67685716 | +65 6566 6848 | info.sg@endress.com | India
0010329813 | AT_INST_CS | WST02-201-PE-0412 | C4B | 131242-WST02-DR-P-6001.dgn | WST02-201-DC-00438-25-CSEL | WST02 | 201 | DC | PE | 0412 |  | EQUALIZATION TANK TRANSFER PUMP D PRESSURE TRANSMITTER SEAL | EQ TANK TRANSFER P D PIT SEAL | NON-HAZARDOUS |  | 25 | 1000 | 0 | 0 | 0 |  |  |  | IP65 |  | PTFE |  | EQ Tank PUMP D DISCHARGE LINE |  | 36 | 122 | 95 | 156 | 500 | [5 empty] | IP65 | [23 empty] | Endress+Hauser | [5 empty] | Endress+Hauser | Endress+Hauser | www.sg.endress.com | +65 67685716 | +65 6566 6848 | info.sg@endress.com | India
0010293402 | AT_INST_CS | WST02-201-PE-0430 | C4B | 131242-WST02-DR-P-6004.dgn | WST02-201-DC-00419-25-CSEL | WST02 | 201 | DC | PE | 0430 |  | WASTE SLUDGE PUMP D DISCHARGE PRESSURE INDICATOR SEAL | WASTE SLUDGE P D DISCHARGE PI SEAL | NON-HAZARDOUS |  | 25 | 1000 | 0 | 0 | 0 |  |  |  | IP65 |  | PTFE |  | WASTE SLUDGE PUMP D DISCHARGE |  | 36 | 244 | 242 | 256 | 600 | [5 empty] | IP65 | [23 empty] | Endress+Hauser | [5 empty] | Endress+Hauser | Endress+Hauser | www.sg.endress.com | +65 67685716 | +65 6566 6848 | info.sg@endress.com | India
0010293340 | AT_INST_CS | WST02-201-PE-0431 | C4B | 131242-WST02-DR-P-6004.dgn | WST02-201-DC-00420-25-CSEL | WST02 | 201 | DC | PE | 0431 |  | WASTE SLUDGE PUMP D DISCHARGE PRESSURE TRANSMITTER SEAL | WASTE SLUDGE P D DISCHARGE PIT SEAL | NON-HAZARDOUS |  | 25 | 1000 | 0 | 0 | 0 |  |  |  | IP65 |  | PTFE |  | WASTE SLUDGE PUMP D DISCHARGE |  | 36 | 244 | 242 | 256 | 600 | [5 empty] | IP65 | [23 empty] | Endress+Hauser | [5 empty] | Endress+Hauser | Endress+Hauser | www.sg.endress.com | +65 67685716 | +65 6566 6848 | info.sg@endress.com | India
0010329790 | AT_INST_CS | WST02-201-PE-0511 | C4B | 131242-WST02-DR-P-6001.dgn | WST02-201-DC-00535-25-CSEL | WST02 | 201 | DC | PE | 0511 |  | EQUALIZATION TANK TRANSFER PUMP E PRESSURE INDICATOR SEAL | EQ TANK TRANSFER P E PI SEAL | NON-HAZARDOUS |  | 25 | 1000 | 0 | 0 | 0 |  |  |  | IP65 |  | PTFE |  | EQ Tank PUMP E DISCHARGE LINE |  | 36 | 122 | 95 | 156 | 500 | [5 empty] | IP65 | [23 empty] | Endress+Hauser | [5 empty] | Endress+Hauser | Endress+Hauser | www.sg.endress.com | +65 67685716 | +65 6566 6848 | info.sg@endress.com | India
0010329807 | AT_INST_CS | WST02-201-PE-0512 | C4B | 131242-WST02-DR-P-6001.dgn | WST02-201-DC-00538-25-CSEL | WST02 | 201 | DC | PE | 0512 |  | EQUALIZATION TANK TRANSFER PUMP E PRESSURE TRANSMITTER SEAL | EQ TANK TRANSFER P E PIT SEAL | NON-HAZARDOUS |  | 25 | 1000 | 0 | 0 | 0 |  |  |  | IP65 |  | PTFE |  | EQ Tank PUMP E DISCHARGE LINE |  | 36 | 122 | 95 | 156 | 500 | [5 empty] | IP65 | [23 empty] | Endress+Hauser | [5 empty] | Endress+Hauser | Endress+Hauser | www.sg.endress.com | +65 67685716 | +65 6566 6848 | info.sg@endress.com | India
0010329954 | AT_INST_ | WST02-201-PI-0101 | C4B | 131242-WST02-DR-P-6000.dgn | WST02-201-DC-00153-25-SS16 | WST02 | 201 | DC | PI | 0101 |  | SAMPLING PUMP A DISCHARGE PRESSURE INDICATOR | SAMPLING PUMP A DISCHARGE PRESSURE INDICATOR | NON-HAZARDOUS |  |  | 1000 | 0 | 0 | 0 | BOURDON TUBE | ALH-02-4BM-B18/_PY_ZL_RX_SX_PW_PS2 | SS316L | IP65 | 0 - 250 kPa(g) | SS316 |  | SAMPLING PUMP A DISCHARGE | 0 - 220 kPa(g) | 36 | 100 | 100 | 150 | 400 |  |  |  |  | SS316 | IP65 |  |  |  | 2% of Span |  | 0 - 250 kPa(g) | [17 empty] | Baumer | [5 empty] | Baumer | Baumer (Singapore) Pte Ltd | www.baumer.com | 62912677 | 62912077 | sales.sg@baumer.com | India
0010329801 | AT_INST_ | WST02-201-PI-0111 | C4B | 131242-WST02-DR-P-6001.dgn | WST02-201-DC-00138-25-CSEL | WST02 | 201 | DC | PI | 0111 |  | EQUALIZATION TANK TRANSFER PUMP A DISCHARGE PRESSURE INDICATOR | EQ TANK TRANSFER P A DISCHARGE PI | NON-HAZARDOUS |  |  | 1000 | 0 | 0 | 0 | BOURDON TUBE | ALH-02-4BM-B19/_PY_ZL_RX_SX_PW_PS2 | SS316L | IP65 | 0 - 400 kPa(g) | SS316 |  | EQ Tank PUMP A DISCHARGE LINE | 0 - 250 kPa(g) | 36 | 122 | 95 | 156 | 500 |  |  |  |  | SS316 | IP65 |  |  |  | 2% of Span |  | 0 - 400 kPa(g) | [17 empty] | Baumer | [5 empty] | Baumer | Baumer (Singapore) Pte Ltd | www.baumer.com | 62912677 | 62912077 | sales.sg@baumer.com | India
0010329958 | AT_INST_ | WST02-201-PI-0130 | C4B | 131242-WST02-DR-P-6004.dgn | WST02-201-DC-00119-25-CSEL | WST02 | 201 | DC | PI | 0130 |  | WASTE SLUDGE PUMP A DISCHARGE PRESSURE INDICATOR | WASTE SLUDGE PUMP A DISCHARGE PRESSURE INDICATOR | NON-HAZARDOUS |  |  | 1000 | 0 | 0 | 0 | BOURDON TUBE | ALH-02-4BM-B19/_PY_ZL_RX_SX_PW_PS2 | SS316L | IP65 | 0 - 600 kPa(g) | SS316 |  | WASTE SLUDGE PUMP A DISCHARGE | 0 - 400 kPa(g) | 36 | 247 | 242 | 261 | 400 |  |  |  |  | SS316 | IP65 |  |  |  | 2% of Span |  | 0 - 600 kPa(g) | [17 empty] | Baumer | [5 empty] | Baumer | Baumer (Singapore) Pte Ltd | www.baumer.com | 62912677 | 62912077 | sales.sg@baumer.com | India
0010329956 | AT_INST_ | WST02-201-PI-0201 | C4B | 131242-WST02-DR-P-6000.dgn | WST02-201-DC-00253-25-SS16 | WST02 | 201 | DC | PI | 0201 |  | SAMPLING PUMP B DISCHARGE PRESSURE INDICATOR | SAMPLING PUMP B DISCHARGE PRESSURE INDICATOR | NON-HAZARDOUS |  |  | 1000 | 0 | 0 | 0 | BOURDON TUBE | ALH-02-4BM-B18/_PY_ZL_RX_SX_PW_PS2 | SS316L | IP65 | 0 - 250 kPa(g) | SS316 |  | SAMPLING PUMP A DISCHARGE | 0 - 220 kPa(g) | 36 | 100 | 100 | 150 | 400 |  |  |  |  | SS316 | IP65 |  |  |  | 2% of Span |  | 0 - 250 kPa(g) | [17 empty] | Baumer | [5 empty] | Baumer | Baumer (Singapore) Pte Ltd | www.baumer.com | 62912677 | 62912077 | sales.sg@baumer.com | India
0010329805 | AT_INST_ | WST02-201-PI-0211 | C4B | 131242-WST02-DR-P-6001.dgn | WST02-201-DC-00238-25-CSEL | WST02 | 201 | DC | PI | 0211 |  | EQUALIZATION TANK TRANSFER PUMP B DISCHARGE PRESSURE INDICATOR | EQ TANK TRANSFER P B DISCHARGE PI | NON-HAZARDOUS |  |  | 1000 | 0 | 0 | 0 | BOURDON TUBE | ALH-02-4BM-B19/_PY_ZL_RX_SX_PW_PS2 | SS316L | IP65 | 0 - 400 kPa(g) | SS316 |  | EQ Tank PUMP B DISCHARGE LINE | 0 - 250 kPa(g) | 36 | 122 | 95 | 156 | 500 |  |  |  |  | SS316 | IP65 |  |  |  | 2% of Span |  | 0 - 400 kPa(g) | [17 empty] | Baumer | [5 empty] | Baumer | Baumer (Singapore) Pte Ltd | www.baumer.com | 62912677 | 62912077 | sales.sg@baumer.com | India
0010329960 | AT_INST_ | WST02-201-PI-0230 | C4B | 131242-WST02-DR-P-6004.dgn | WST02-201-DC-00219-25-CSEL | WST02 | 201 | DC | PI | 0230 |  | WASTE SLUDGE PUMP B DISCHARGE PRESSURE INDICATOR | WASTE SLUDGE PUMP B DISCHARGE PRESSURE INDICATOR | NON-HAZARDOUS |  |  | 1000 | 0 | 0 | 0 | BOURDON TUBE | ALH-02-4BM-B19/_PY_ZL_RX_SX_PW_PS2 | SS316L | IP65 | 0 - 600 kPa(g) | SS316 |  | WASTE SLUDGE PUMP A DISCHARGE | 0 - 400 kPa(g) | 36 | 247 | 242 | 261 | 400 |  |  |  |  | SS316 | IP65 |  |  |  | 2% of Span |  | 0 - 600 kPa(g) | [17 empty] | Baumer | [5 empty] | Baumer | Baumer (Singapore) Pte Ltd | www.baumer.com | 62912677 | 62912077 | sales.sg@baumer.com | India
0010329811 | AT_INST_ | WST02-201-PI-0311 | C4B | 131242-WST02-DR-P-6001.dgn | WST02-201-DC-00338-25-CSEL | WST02 | 201 | DC | PI | 0311 |  | EQUALIZATION TANK TRANSFER PUMP C DISCHARGE PRESSURE INDICATOR | EQ TANK TRANSFER P C DISCHARGE PI | NON-HAZARDOUS |  |  | 1000 | 0 | 0 | 0 | BOURDON TUBE | ALH-02-4BM-B19/_PY_ZL_RX_SX_PW_PS2 | SS316L | IP65 | 0 - 400 kPa(g) | SS316 |  | EQ Tank PUMP C DISCHARGE LINE | 0 - 250 kPa(g) | 36 | 122 | 95 | 156 | 500 |  |  |  |  | SS316 | IP65 |  |  |  | 2% of Span |  | 0 - 400 kPa(g) | [17 empty] | Baumer | [5 empty] | Baumer | Baumer (Singapore) Pte Ltd | www.baumer.com | 62912677 | 62912077 | sales.sg@baumer.com | India
0010329961 | AT_INST_ | WST02-201-PI-0330 | C4B | 131242-WST02-DR-P-6004.dgn | WST02-201-DC-00319-25-CSEL | WST02 | 201 | DC | PI | 0330 |  | WASTE SLUDGE PUMP C DISCHARGE PRESSURE INDICATOR | WASTE SLUDGE PUMP C DISCHARGE PRESSURE INDICATOR | NON-HAZARDOUS |  |  | 1000 | 0 | 0 | 0 | BOURDON TUBE | ALH-02-4BM-B19/_PY_ZL_RX_SX_PW_PS2 | SS316L | IP65 | 0 - 600 kPa(g) | SS316 |  | WASTE SLUDGE PUMP A DISCHARGE | 0 - 400 kPa(g) | 36 | 244 | 242 | 256 | 600 |  |  |  |  | SS316 | IP65 |  |  |  | 2% of Span |  | 0 - 600 kPa(g) | [17 empty] | Baumer | [5 empty] | Baumer | Baumer (Singapore) Pte Ltd | www.baumer.com | 62912677 | 62912077 | sales.sg@baumer.com | India
0010329814 | AT_INST_ | WST02-201-PI-0411 | C4B | 131242-WST02-DR-P-6001.dgn | WST02-201-DC-00438-25-CSEL | WST02 | 201 | DC | PI | 0411 |  | EQUALIZATION TANK TRANSFER PUMP D DISCHARGE PRESSURE INDICATOR | EQ TANK TRANSFER P D DISCHARGE PI | NON-HAZARDOUS |  |  | 1000 | 0 | 0 | 0 | BOURDON TUBE | ALH-02-4BM-B19/_PY_ZL_RX_SX_PW_PS2 | SS316L | IP65 | 0 - 400 kPa(g) | SS316 |  | EQ Tank PUMP D DISCHARGE LINE | 0 - 250 kPa(g) | 36 | 122 | 95 | 156 | 500 |  |  |  |  | SS316 | IP65 |  |  |  | 2% of Span |  | 0 - 400 kPa(g) | [17 empty] | Baumer | [5 empty] | Baumer | Baumer (Singapore) Pte Ltd | www.baumer.com | 62912677 | 62912077 | sales.sg@baumer.com | India
0010329962 | AT_INST_ | WST02-201-PI-0430 | C4B | 131242-WST02-DR-P-6004.dgn | WST02-201-DC-00419-25-CSEL | WST02 | 201 | DC | PI | 0430 |  | WASTE SLUDGE PUMP A DISCHARGE PRESSURE INDICATOR | WASTE SLUDGE PUMP A DISCHARGE PRESSURE INDICATOR | NON-HAZARDOUS |  |  | 1000 | 0 | 0 | 0 | BOURDON TUBE | ALH-02-4BM-B19/_PY_ZL_RX_SX_PW_PS2 | SS316L | IP65 | 0 - 600 kPa(g) | SS316 |  | WASTE SLUDGE PUMP D DISCHARGE | 0 - 400 kPa(g) | 36 | 244 | 242 | 256 | 600 |  |  |  |  | SS316 | IP65 |  |  |  | 2% of Span |  | 0 - 600 kPa(g) | [17 empty] | Baumer | [5 empty] | Baumer | Baumer (Singapore) Pte Ltd | www.baumer.com | 62912677 | 62912077 | sales.sg@baumer.com | India
0010329808 | AT_INST_ | WST02-201-PI-0511 | C4B | 131242-WST02-DR-P-6001.dgn | WST02-201-DC-00538-25-CSEL | WST02 | 201 | DC | PI | 0511 |  | EQUALIZATION TANK TRANSFER PUMP E DISCHARGE PRESSURE INDICATOR | EQ TANK TRANSFER P E DISCHARGE PI | NON-HAZARDOUS |  |  | 1000 | 0 | 0 | 0 | BOURDON TUBE | ALH-02-4BM-B19/_PY_ZL_RX_SX_PW_PS2 | SS316L | IP65 | 0 - 400 kPa(g) | SS316 |  | EQ Tank PUMP E DISCHARGE LINE | 0 - 250 kPa(g) | 36 | 122 | 95 | 156 | 500 |  |  |  |  | SS316 | IP65 |  |  |  | 2% of Span |  | 0 - 400 kPa(g) | [17 empty] | Baumer | [5 empty] | Baumer | Baumer (Singapore) Pte Ltd | www.baumer.com | 62912677 | 62912077 | sales.sg@baumer.com | India
0010301053 | AT_INST_ | WST02-201-PIA-0102 | C4B | 131242-WST02-DR-P-6000.dgn |  | WST02 | 201 | DC | PIA | 0102 |  | SAMPLING PUMP A DISCHARGE PRESSURE ALARM | SAMPLING PUMP A DISCHARGE PRESSURE ALARM | NON-HAZARDOUS | [21 empty] | H | [5 empty] | SOFT I/O
0010292831 | AT_INST_ | WST02-201-PIA-0111 | C4B | 131242-WST02-DR-P-6001.dgn |  | WST02 | 201 | DC | PIA | 0111 |  | EQUALIZATION TANK TRANSFER PUMP A DISCHARGE PRESSURE ALARM | EQ TANK TRANSFER P A DISCHARGE PRESSURE ALARM | NON-HAZARDOUS | [21 empty] | H | [5 empty] | SOFT I/O
0010293427 | AT_INST_ | WST02-201-PIA-0131 | C4B | 131242-WST02-DR-P-6004.dgn |  | WST02 | 201 | DC | PIA | 0131 |  | WASTE SLUDGE PUMP A DISCHARGE PRESSURE ALARM | WASTE SLUDGE PUMP A DISCHARGE PRESSURE ALARM | NON-HAZARDOUS | [21 empty] | H | [5 empty] | SOFT I/O
0010301077 | AT_INST_ | WST02-201-PIA-0202 | C4B | 131242-WST02-DR-P-6000.dgn |  | WST02 | 201 | DC | PIA | 0202 |  | SAMPLING PUMP B DISCHARGE PRESSURE ALARM | SAMPLING PUMP B DISCHARGE PRESSURE ALARM | NON-HAZARDOUS | [21 empty] | H | [5 empty] | SOFT I/O
0010292904 | AT_INST_ | WST02-201-PIA-0211 | C4B | 131242-WST02-DR-P-6001.dgn |  | WST02 | 201 | DC | PIA | 0211 |  | EQUALIZATION TANK TRANSFER PUMP B DISCHARGE PRESSURE ALARM | EQ TANK TRANSFER P B DISCHARGE PRESSURE ALARM | NON-HAZARDOUS | [21 empty] | H | [5 empty] | SOFT I/O
0010293332 | AT_INST_ | WST02-201-PIA-0231 | C4B | 131242-WST02-DR-P-6004.dgn |  | WST02 | 201 | DC | PIA | 0231 |  | WASTE SLUDGE PUMP B DISCHARGE PRESSURE ALARM | WASTE SLUDGE PUMP B DISCHARGE PRESSURE ALARM | NON-HAZARDOUS | [21 empty] | H | [5 empty] | SOFT I/O
0010292951 | AT_INST_ | WST02-201-PIA-0311 | C4B | 131242-WST02-DR-P-6001.dgn |  | WST02 | 201 | DC | PIA | 0311 |  | EQUALIZATION TANK TRANSFER PUMP C DISCHARGE PRESSURE ALARM | EQ TANK TRANSFER P C DISCHARGE PRESSURE ALARM | NON-HAZARDOUS | [21 empty] | H | [5 empty] | SOFT I/O
0010293421 | AT_INST_ | WST02-201-PIA-0331 | C4B | 131242-WST02-DR-P-6004.dgn |  | WST02 | 201 | DC | PIA | 0331 |  | WASTE SLUDGE PUMP C DISCHARGE PRESSURE ALARM | WASTE SLUDGE PUMP C DISCHARGE PRESSURE ALARM | NON-HAZARDOUS | [21 empty] | H | [5 empty] | SOFT I/O
0010292925 | AT_INST_ | WST02-201-PIA-0411 | C4B | 131242-WST02-DR-P-6001.dgn |  | WST02 | 201 | DC | PIA | 0411 |  | EQUALIZATION TANK TRANSFER PUMP D DISCHARGE PRESSURE ALARM | EQ TANK TRANSFER P D DISCHARGE PRESSURE ALARM | NON-HAZARDOUS | [21 empty] | H | [5 empty] | SOFT I/O
0010293423 | AT_INST_ | WST02-201-PIA-0431 | C4B | 131242-WST02-DR-P-6004.dgn |  | WST02 | 201 | DC | PIA | 0431 |  | WASTE SLUDGE PUMP D DISCHARGE PRESSURE ALARM | WASTE SLUDGE PUMP D DISCHARGE PRESSURE ALARM | NON-HAZARDOUS | [21 empty] | H | [5 empty] | SOFT I/O
0010292985 | AT_INST_ | WST02-201-PIA-0511 | C4B | 131242-WST02-DR-P-6001.dgn |  | WST02 | 201 | DC | PIA | 0511 |  | EQUALIZATION TANK TRANSFER PUMP E DISCHARGE PRESSURE ALARM | EQ TANK TRANSFER P E DISCHARGE PRESSURE ALARM | NON-HAZARDOUS | [21 empty] | H | [5 empty] | SOFT I/O
0010329955 | AT_INST_ | WST02-201-PIT-0102 | C4B | 131242-WST02-DR-P-6000.dgn | WST02-201-DC-00154-25-SS16 | WST02 | 201 | DC | PIT | 0102 |  | SAMPLING PUMP A DISCHARGE PRESSURE TRANSMITTER | SAMPLING PUMP A DISCHARGE PRESSURE TRANSMITTER | NON-HAZARDOUS | P |  | 1000 | 0 | 0 | 0 | PIEZORESISTIVE | PMP71B-AABAEJA6BD3MB999YYG2+NAQ1Z1 | SS316L | IP65 | -100 - 200 kPa(g) | SS316L |  | SAMPLING PUMP A DISCHARGE | 0 - 240 kPa(g) | 36 | 100 | 100 | 150 | 400 |  |  |  |  | ALUMINUM W/ POLYSTER | IP65 | YES | 4-20mA, HART |  | 0.25% of Span |  | -100-200kPa(g) | LOOP-POWERED |  |  |  |  | WST02-ECCP-1000 | SSNR XLV ROOM | WST02-RIO-0201 | SSN EQ TANK AREA | [8 empty] | Endress+Hauser | [5 empty] | Endress+Hauser | Endress+Hauser | www.sg.endress.com | +65 67685716 | +65 6566 6848 | info.sg@endress.com | India
0010292855 | AT_INST_ | WST02-201-PIT-0111 | C4B | 131242-WST02-DR-P-6001.dgn | WST02-201-DC-00135-25-CSEL | WST02 | 201 | DC | PIT | 0111 |  | EQUALIZATION TANK TRANSFER PUMP A DISCHARGE PRESSURE TRANSMITTER | EQ TANK TRANSFER P A DISCHARGE PIT | NON-HAZARDOUS | P | 25 | 1000 | 0 | 0 | 0 | PIEZORESISTIVE | PMP71B-AABAEJA6BD3MBEBH0JG2+NAZ1 | SS316L | IP65 | -100 - 400 kPa(g) | SS316L |  | EQ Tank PUMP A DISCHARGE LINE | 0 - 250 kPa(g) | 36 | 122 | 95 | 156 | 500 |  |  |  |  | ALUMINUM W/ POLYSTER | IP65 | YES | 4-20mA, HART |  | 0.25% of Span |  | -100-400kPa(g) | LOOP-POWERED |  |  |  |  | WST02-ECCP-1000 | SSNR XLV ROOM | WST02-RIO-0201 | SSN EQ TANK AREA | [8 empty] | Endress+Hauser | [5 empty] | Endress+Hauser | Endress+Hauser | www.sg.endress.com | +65 67685716 | +65 6566 6848 | info.sg@endress.com | India
0010329959 | AT_INST_ | WST02-201-PIT-0131 | C4B | 131242-WST02-DR-P-6004.dgn | WST02-201-DC-00120-25-CSEL | WST02 | 201 | DC | PIT | 0131 |  | WASTE SLUDGE PUMP A DISCHARGE PRESSURE TRANSMITTER | WASTE SLUDGE PUMP A DISCHARGE PRESSURE TRANSMITTER | NON-HAZARDOUS | P |  | 1000 | 0 | 0 | 0 | PIEZORESISTIVE | PMP71B-AABAEJA6BD3PBEBH0JG2+NAZ1 | SS316L | IP65 | -100-400kPa(g) | SS316L |  | WASTE SLUDGE PUMP A DISCHARGE | 0 - 400 kPa(g) | 36 | 247 | 242 | 261 | 400 |  |  |  |  | ALUMINUM W/ POLYSTER | IP65 | YES | 4-20mA, HART |  | 0.25% of Span |  | -100-400kPa(g) | LOOP-POWERED |  |  |  |  | WST02-ECCP-1000 | SSNR XLV ROOM | WST02-RIO-0201 | SSN EQ TANK AREA | [8 empty] | Endress+Hauser | [5 empty] | Endress+Hauser | Endress+Hauser | www.sg.endress.com | +65 67685716 | +65 6566 6848 | info.sg@endress.com | India
0010329957 | AT_INST_ | WST02-201-PIT-0202 | C4B | 131242-WST02-DR-P-6000.dgn | WST02-201-DC-00254-25-SS16 | WST02 | 201 | DC | PIT | 0202 |  | SAMPLING PUMP B DISCHARGE PRESSURE TRANSMITTER | SAMPLING PUMP B DISCHARGE PRESSURE TRANSMITTER | NON-HAZARDOUS | P |  | 1000 | 0 | 0 | 0 | PIEZORESISTIVE | PMP71B-AABAEJA6BD3MB999YYG2+NAQ1Z1 | SS316L | IP65 | -100 - 200 kPa(g) | SS316L |  | SAMPLING PUMP B DISCHARGE | 0 - 240 kPa(g) | 36 | 100 | 100 | 150 | 400 |  |  |  |  | ALUMINUM W/ POLYSTER | IP65 | YES | 4-20mA, HART |  | 0.25% of Span |  | -100-200kPa(g) | LOOP-POWERED |  |  |  |  | WST02-ECCP-1000 | SSNR XLV ROOM | WST02-RIO-0201 | SSN EQ TANK AREA | [8 empty] | Endress+Hauser | [5 empty] | Endress+Hauser | Endress+Hauser | www.sg.endress.com | +65 67685716 | +65 6566 6848 | info.sg@endress.com | India
0010292839 | AT_INST_ | WST02-201-PIT-0211 | C4B | 131242-WST02-DR-P-6001.dgn | WST02-201-DC-00235-25-CSEL | WST02 | 201 | DC | PIT | 0211 |  | EQUALIZATION TANK TRANSFER PUMP B DISCHARGE PRESSURE TRANSMITTER | EQ TANK TRANSFER P B DISCHARGE PIT | NON-HAZARDOUS | P | 25 | 1000 | 0 | 0 | 0 | PIEZORESISTIVE | PMP71B-AABAEJA6BD3MBEBH0JG2+NAZ1 | SS316L | IP65 | -100 - 400 kPa(g) | SS316L |  | EQ Tank PUMP B DISCHARGE LINE | 0 - 250 kPa(g) | 36 | 122 | 95 | 156 | 500 |  |  |  |  | ALUMINUM W/ POLYSTER | IP65 | YES | 4-20mA, HART |  | 0.25% of Span |  | -100-400kPa(g) | LOOP-POWERED |  |  |  |  | WST02-ECCP-1000 | SSNR XLV ROOM | WST02-RIO-0201 | SSN EQ TANK AREA | [8 empty] | Endress+Hauser | [5 empty] | Endress+Hauser | Endress+Hauser | www.sg.endress.com | +65 67685716 | +65 6566 6848 | info.sg@endress.com | India
0010329963 | AT_INST_ | WST02-201-PIT-0231 | C4B | 131242-WST02-DR-P-6004.dgn | WST02-201-DC-00220-25-CSEL | WST02 | 201 | DC | PIT | 0231 |  | WASTE SLUDGE PUMP B DISCHARGE PRESSURE TRANSMITTER | WASTE SLUDGE PUMP B DISCHARGE PRESSURE TRANSMITTER | NON-HAZARDOUS | P |  | 1000 | 0 | 0 | 0 | PIEZORESISTIVE | PMP71B-AABAEJA6BD3PBEBH0JG2+NAZ1 | SS316L | IP65 | -100-400kPa(g) | SS316L |  | WASTE SLUDGE PUMP A DISCHARGE | 0 - 400 kPa(g) | 36 | 247 | 242 | 261 | 400 |  |  |  |  | ALUMINUM W/ POLYSTER | IP65 | YES | 4-20mA, HART |  | 0.25% of Span |  | -100-400kPa(g) | LOOP-POWERED |  |  |  |  | WST02-ECCP-1000 | SSNR XLV ROOM | WST02-RIO-0201 | SSN EQ TANK AREA | [8 empty] | Endress+Hauser | [5 empty] | Endress+Hauser | Endress+Hauser | www.sg.endress.com | +65 67685716 | +65 6566 6848 | info.sg@endress.com | India
0010292834 | AT_INST_ | WST02-201-PIT-0311 | C4B | 131242-WST02-DR-P-6001.dgn | WST02-201-DC-00335-25-CSEL | WST02 | 201 | DC | PIT | 0311 |  | EQUALIZATION TANK TRANSFER PUMP C DISCHARGE PRESSURE TRANSMITTER | EQ TANK TRANSFER P C DISCHARGE PIT | NON-HAZARDOUS | P | 25 | 1000 | 0 | 0 | 0 | PIEZORESISTIVE | PMP71B-AABAEJA6BD3MBEBH0JG2+NAZ1 | SS316L | IP65 | -100 - 400 kPa(g) | SS316L |  | EQ Tank PUMP C DISCHARGE LINE | 0 - 250 kPa(g) | 36 | 122 | 95 | 156 | 500 |  |  |  |  | ALUMINUM W/ POLYSTER | IP65 | YES | 4-20mA, HART |  | 0.25% of Span |  | -100-400kPa(g) | LOOP-POWERED |  |  |  |  | WST02-ECCP-1000 | SSNR XLV ROOM | WST02-RIO-0201 | SSN EQ TANK AREA | [8 empty] | Endress+Hauser | [5 empty] | Endress+Hauser | Endress+Hauser | www.sg.endress.com | +65 67685716 | +65 6566 6848 | info.sg@endress.com | India
0010329964 | AT_INST_ | WST02-201-PIT-0331 | C4B | 131242-WST02-DR-P-6004.dgn | WST02-201-DC-00320-25-CSEL | WST02 | 201 | DC | PIT | 0331 |  | WASTE SLUDGE PUMP A DISCHARGE PRESSURE TRANSMITTER | WASTE SLUDGE PUMP A DISCHARGE PRESSURE TRANSMITTER | NON-HAZARDOUS | P |  | 1000 | 0 | 0 | 0 | PIEZORESISTIVE | PMP71B-AABAEJA6BD3PBEBH0JG2+NAZ1 | SS316L | IP65 | -100-400kPa(g) | SS316L |  | WASTE SLUDGE PUMP C DISCHARGE | 0 - 400 kPa(g) | 36 | 244 | 242 | 256 | 600 |  |  |  |  | ALUMINUM W/ POLYSTER | IP65 | YES | 4-20mA, HART |  | 0.25% of Span |  | -100-400kPa(g) | LOOP-POWERED |  |  |  |  | WST02-ECCP-1000 | SSNR XLV ROOM | WST02-RIO-0201 | SSN EQ TANK AREA | [8 empty] | Endress+Hauser | [5 empty] | Endress+Hauser | Endress+Hauser | www.sg.endress.com | +65 67685716 | +65 6566 6848 | info.sg@endress.com | India
0010292905 | AT_INST_ | WST02-201-PIT-0411 | C4B | 131242-WST02-DR-P-6001.dgn | WST02-201-DC-00435-25-CSEL | WST02 | 201 | DC | PIT | 0411 |  | EQUALIZATION TANK TRANSFER PUMP D DISCHARGE PRESSURE TRANSMITTER | EQ TANK TRANSFER P D DISCHARGE PIT | NON-HAZARDOUS | P | 25 | 1000 | 0 | 0 | 0 | PIEZORESISTIVE | PMP71B-AABAEJA6BD3MBEBH0JG2+NAZ1 | SS316L | IP65 | -100 - 400 kPa(g) | SS316L |  | EQ Tank PUMP D DISCHARGE LINE | 0 - 250 kPa(g) | 36 | 122 | 95 | 156 | 500 |  |  |  |  | ALUMINUM W/ POLYSTER | IP65 | YES | 4-20mA, HART |  | 0.25% of Span |  | -100-400kPa(g) | LOOP-POWERED |  |  |  |  | WST02-ECCP-1000 | SSNR XLV ROOM | WST02-RIO-0201 | SSN EQ TANK AREA | [8 empty] | Endress+Hauser | [5 empty] | Endress+Hauser | Endress+Hauser | www.sg.endress.com | +65 67685716 | +65 6566 6848 | info.sg@endress.com | India
0010329965 | AT_INST_ | WST02-201-PIT-0431 | C4B | 131242-WST02-DR-P-6004.dgn | WST02-201-DC-00420-25-CSEL | WST02 | 201 | DC | PIT | 0431 |  | WASTE SLUDGE PUMP A DISCHARGE PRESSURE TRANSMITTER | WASTE SLUDGE PUMP A DISCHARGE PRESSURE TRANSMITTER | NON-HAZARDOUS | P |  | 1000 | 0 | 0 | 0 | PIEZORESISTIVE | PMP71B-AABAEJA6BD3PBEBH0JG2+NAZ1 | SS316L | IP65 | -100-400kPa(g) | SS316L |  | WASTE SLUDGE PUMP D DISCHARGE | 0 - 400 kPa(g) | 36 | 244 | 242 | 256 | 600 |  |  |  |  | ALUMINUM W/ POLYSTER | IP65 | YES | 4-20mA, HART |  | 0.25% of Span |  | -100-400kPa(g) | LOOP-POWERED |  |  |  |  | WST02-ECCP-1000 | SSNR XLV ROOM | WST02-RIO-0201 | SSN EQ TANK AREA | [8 empty] | Endress+Hauser | [5 empty] | Endress+Hauser | Endress+Hauser | www.sg.endress.com | +65 67685716 | +65 6566 6848 | info.sg@endress.com | India
0010329816 | AT_INST_ | WST02-201-PIT-0511 | C4B | 131242-WST02-DR-P-6001.dgn | WST02-201-DC-00535-25-CSEL | WST02 | 201 | DC | PIT | 0511 |  | EQUALIZATION TANK TRANSFER PUMP E DISCHARGE PRESSURE TRANSMITTER | EQ TANK TRANSFER P E DISCHARGE PIT | NON-HAZARDOUS | P |  | 1000 | 0 | 0 | 0 | PIEZORESISTIVE | PMP71B-AABAEJA6BD3MBEBH0JG2+NAZ1 | SS316L | IP65 | -100 - 400 kPa(g) | SS316L |  | EQ Tank PUMP E DISCHARGE LINE | 0 - 250 kPa(g) | 36 | 122 | 95 | 156 | 500 |  |  |  |  | ALUMINUM W/ POLYSTER | IP65 | YES | 4-20mA, HART |  | 0.25% of Span |  | -100-400kPa(g) | LOOP-POWERED |  |  |  |  | WST02-ECCP-1000 | SSNR XLV ROOM | WST02-RIO-0201 | SSN EQ TANK AREA | [8 empty] | Endress+Hauser | [5 empty] | Endress+Hauser | Endress+Hauser | www.sg.endress.com | +65 67685716 | +65 6566 6848 | info.sg@endress.com | India
0010330046 | AT_INST_ | WST02-201-TAH-0102 | C4B | 131242-WST02-DR-P-6000.dgn |  | WST02 | 201 | DC | TAH | 0102 |  | SAMPLING PUMP A STATOR TEMPERATURE ALARM HIGH | SAMPLING PUMP A STATOR TEMPERATURE ALARM HIGH | NON-HAZARDOUS | [27 empty] | SOFT I/O
0010329855 | AT_INST_ | WST02-201-TAH-0104 | C4B | 131242-WST02-DR-P-6004.dgn |  | WST02 | 201 | DC | TAH | 0104 |  | WASTE SLUDGE PUMP A STATOR TEMPERATURE ALARM HIGH | WASTE SLUDGE PUMP A STATOR TEMPERATURE ALARM HIGH | NON-HAZARDOUS | [27 empty] | SOFT I/O
0010330049 | AT_INST_ | WST02-201-TAH-0202 | C4B | 131242-WST02-DR-P-6000.dgn |  | WST02 | 201 | DC | TAH | 0202 |  | SAMPLING PUMP B STATOR TEMPERATURE ALARM HIGH | SAMPLING PUMP B STATOR TEMPERATURE ALARM HIGH | NON-HAZARDOUS | [21 empty] | H | [5 empty] | SOFT I/O
0010329854 | AT_INST_ | WST02-201-TAH-0204 | C4B | 131242-WST02-DR-P-6004.dgn |  | WST02 | 201 | DC | TAH | 0204 |  | WASTE SLUDGE PUMP B STATOR TEMPERATURE ALARM HIGH | WASTE SLUDGE PUMP B STATOR TEMPERATURE ALARM HIGH | NON-HAZARDOUS | [27 empty] | SOFT I/O
0010329856 | AT_INST_ | WST02-201-TAH-0304 | C4B | 131242-WST02-DR-P-6004.dgn |  | WST02 | 201 | DC | TAH | 0304 |  | WASTE SLUDGE PUMP C STATOR TEMPERATURE ALARM HIGH | WASTE SLUDGE PUMP C STATOR TEMPERATURE ALARM HIGH | NON-HAZARDOUS | [27 empty] | SOFT I/O
0010329853 | AT_INST_ | WST02-201-TAH-0404 | C4B | 131242-WST02-DR-P-6004.dgn |  | WST02 | 201 | DC | TAH | 0404 |  | WASTE SLUDGE PUMP D STATOR TEMPERATURE ALARM HIGH | WASTE SLUDGE PUMP D STATOR TEMPERATURE ALARM HIGH | NON-HAZARDOUS | [27 empty] | SOFT I/O
0010329779 | AT_INST_ | WST02-201-TE-0101 | C4B | 131242-WST02-DR-P-6000.dgn | WST02-201-TCI-00001-250-CSEL | WST02 | 201 | TCI | TE | 0101 |  | TCI INCOMING TEMPERATURE SENSOR | TCI INCOMING TEMPERATURE SENSOR | NON-HAZARDOUS |  |  | 1000 | 263000 | 65000 | 288000 | RTD | TM131 |  | IP65 | 0 - 600 ℃ | SS316 | YES | TCI INLET | 28 - 32°C | 32 | 98 | 98 | 98 | 200 | [5 empty] | IP65 | [23 empty] | Endress+Hauser | [5 empty] | Endress+Hauser | Endress+Hauser | www.sg.endress.com | +65 67685716 | +65 6566 6848 | info.sg@endress.com | India
0010329780 | AT_INST_ | WST02-201-TE-0201 | C4B | 131242-WST02-DR-P-6000.dgn | WST02-201-DC-00001-250-CSEL | WST02 | 201 | DC | TE | 0201 |  | DC INCOMING TEMPERATURE SENSOR | DC INCOMING TEMPERATURE SENSOR | NON-HAZARDOUS |  |  | 1000 | 263300 | 223200 | 288000 | RTD | TM131 |  | IP65 | 0 - 600 ℃ | SS316 | YES |  | 0 - 40 °C | 40 | 230 | 110 | 230 | 400 | [5 empty] | IP65 | [23 empty] | Endress+Hauser | [5 empty] | Endress+Hauser | Endress+Hauser | www.sg.endress.com | +65 67685716 | +65 6566 6848 | info.sg@endress.com | India
0010310717 | AT_INST_ | WST02-201-TI-0102 | C4B | 131242-WST02-DR-P-6000.dgn |  | WST02 | 201 | DC | TI | 0102 |  | SAMPLING PUMP A STATOR TEMPERATURE INDICATOR | SAMPLING PUMP A STATOR TEMPERATURE INDICATOR | NON-HAZARDOUS | [9 empty] | IP65 | VTA | VTA |  | SAMPLING PUMP A STATOR | 34 - 36 °C | 30 | 0 | 0 | 0 | [6 empty] | IP65 |  |  |  | VTA | [19 empty] | Netsch | [6 empty] | Netsch | https://pumps-systems.netzsch.com/en-SG | +65 6863 4453 | +65 6863 4483 | info.nap@NETZSCH.com | Germany/China
0010293431 | AT_INST_ | WST02-201-TI-0104 | C4B | 131242-WST02-DR-P-6004.dgn |  | WST02 | 201 | DC | TI | 0104 |  | WASTE SLUDGE PUMP A STATOR TEMPERATURE INDICATOR | WASTE SLUDGE PUMP A STATOR TEMPERATURE INDICATOR | NON-HAZARDOUS | [9 empty] | IP65 | VTA | VTA |  | WASTE SLUDGE PUMP A STATOR | VTA | 30 | 0 | 0 | 0 | [6 empty] | IP65 |  |  |  | VTA | [19 empty] | Netsch | [6 empty] | Netsch | https://pumps-systems.netzsch.com/en-SG | +65 6863 4453 | +65 6863 4483 | info.nap@NETZSCH.com | Germany/China
0010310897 | AT_INST_ | WST02-201-TI-0202 | C4B | 131242-WST02-DR-P-6000.dgn |  | WST02 | 201 | DC | TI | 0202 |  | SAMPLING PUMP B STATOR TEMPERATURE INDICATOR | SAMPLING PUMP B STATOR TEMPERATURE INDICATOR | NON-HAZARDOUS | [9 empty] | IP65 | VTA | VTA |  | SAMPLING PUMP B STATOR | 34 - 36 °C | 30 | 0 | 0 | 0 | [6 empty] | IP65 |  |  |  | VTA | [19 empty] | Netsch | [6 empty] | Netsch | https://pumps-systems.netzsch.com/en-SG | +65 6863 4453 | +65 6863 4483 | info.nap@NETZSCH.com | Germany/China
0010293407 | AT_INST_ | WST02-201-TI-0204 | C4B | 131242-WST02-DR-P-6004.dgn |  | WST02 | 201 | DC | TI | 0204 |  | WASTE SLUDGE PUMP B STATOR TEMPERATURE INDICATOR | WASTE SLUDGE PUMP B STATOR TEMPERATURE INDICATOR | NON-HAZARDOUS | [9 empty] | IP65 | VTA | VTA |  | WASTE SLUDGE PUMP B STATOR | VTA | 30 | 0 | 0 | 0 | [6 empty] | IP65 |  |  |  | VTA | [19 empty] | Netsch | [6 empty] | Netsch | https://pumps-systems.netzsch.com/en-SG | +65 6863 4453 | +65 6863 4483 | info.nap@NETZSCH.com | Germany/China
0010293394 | AT_INST_ | WST02-201-TI-0304 | C4B | 131242-WST02-DR-P-6004.dgn |  | WST02 | 201 | DC | TI | 0304 |  | WASTE SLUDGE PUMP C STATOR TEMPERATURE INDICATOR | WASTE SLUDGE PUMP C STATOR TEMPERATURE INDICATOR | NON-HAZARDOUS | [9 empty] | IP65 | VTA | VTA |  | WASTE SLUDGE PUMP C STATOR | VTA | 30 | 0 | 0 | 0 | [6 empty] | IP65 |  |  |  | VTA | [19 empty] | Netsch | [6 empty] | Netsch | https://pumps-systems.netzsch.com/en-SG | +65 6863 4453 | +65 6863 4483 | info.nap@NETZSCH.com | Germany/China
0010293366 | AT_INST_ | WST02-201-TI-0404 | C4B | 131242-WST02-DR-P-6004.dgn |  | WST02 | 201 | DC | TI | 0404 |  | WASTE SLUDGE PUMP D STATOR TEMPERATURE INDICATOR | WASTE SLUDGE PUMP D STATOR TEMPERATURE INDICATOR | NON-HAZARDOUS | [9 empty] | IP65 | VTA | VTA |  | WASTE SLUDGE PUMP D STATOR | VTA | 30 | 0 | 0 | 0 | [6 empty] | IP65 |  |  |  | VTA | [19 empty] | Netsch | [6 empty] | Netsch | https://pumps-systems.netzsch.com/en-SG | +65 6863 4453 | +65 6863 4483 | info.nap@NETZSCH.com | Germany/China
0010298256 | AT_INST_ | WST02-201-TIA-0101 | C4B | 131242-WST02-DR-P-6000.dgn |  | WST02 | 201 | TCI | TIA | 0101 |  | TCI INCOMING TEMPERATURE TRANSMITTER ALARM | TCI INCOMING TEMPERATURE TRANSMITTER ALARM | NON-HAZARDOUS | [21 empty] | H | L |  |  |  |  | SOFT I/O
0010324762 | AT_INST_ | WST02-201-TIA-0103 | C4B | 131242-WST02-DR-P-6000.dgn |  | WST02 | 201 | DC | TIA | 0103 |  | EQUALIZATION TANK 1 TEMPERATURE TRANSMITTER ALARM | EQUALIZATION TANK 1 TEMPERATURE TRANSMITTER ALARM | NON-HAZARDOUS | [20 empty] | HH | H | L | LL |  |  |  | SOFT I/O
0010292618 | AT_INST_ | WST02-201-TIA-0201 | C4B | 131242-WST02-DR-P-6000.dgn |  | WST02 | 201 | DC | TIA | 0201 |  | DC INCOMING TEMPERATURE TRANSMITTER ALARM | DC INCOMING TEMPERATURE TRANSMITTER ALARM | NON-HAZARDOUS | [20 empty] | HH | H | L |  |  |  |  | SOFT I/O
0010324707 | AT_INST_ | WST02-201-TIA-0203 | C4B | 131242-WST02-DR-P-6000.dgn |  | WST02 | 201 | DC | TIA | 0203 |  | EQUALIZATION TANK 2 TEMPERATURE TRANSMITTER ALARM | EQUALIZATION TANK 2 TEMPERATURE TRANSMITTER ALARM | NON-HAZARDOUS | [20 empty] | HH | H | L | LL |  |  |  | SOFT I/O
0010298257 | AT_INST_ | WST02-201-TIT-0101 | C4B | 131242-WST02-DR-P-6000.dgn |  | WST02 | 201 | TCI | TIT | 0101 |  | TCI INCOMING TEMPERATURE INDICATOR TRANSMITTER | TCI INCOMING TEMPERATURE INDICATOR TRANSMITTER | NON-HAZARDOUS |  |  | 1000 | 263000 | 65000 | 288000 | RTD | TMT82-AAA1EB3A1A1A2+E1PAZ1 |  | IP65 | 0 - 600 ℃ | SS316 | YES | TCI INLET | 28 - 32°C | 32 | 98 | 98 | 98 | 200 | [5 empty] | IP65 |  | 4-20 mA + HART |  | ±0.15% of Span |  |  | LOOP-POWERED |  |  |  |  | WST02-ECCP-1000 | SSNR XLV ROOM | WST02-RIO-0201 | SSN EQ TANK AREA | [8 empty] | Endress+Hauser | [5 empty] | Endress+Hauser | Endress+Hauser | www.sg.endress.com | +65 67685716 | +65 6566 6848 | info.sg@endress.com | India
0010324704 | AT_INST_ | WST02-201-TIT-0103 | C4B | 131242-WST02-DR-P-6000.dgn |  | WST02 | 201 | DC | TIT | 0103 |  | EQUALIZATION TANK 1 TEMPERATURE INDICATOR TRANSMITTER | EQ TANK 1 TIT | NON-HAZARDOUS | [6 empty] | PT100 |  |  | IP65 |  | SS316 |  | EQ Tank 1 outlet | 34 - 36 °C | 34 | 10 | 0 | 10 | 900 | [5 empty] | IP65 |  | 4-20 mA |  | VTA |  |  | LOOP-POWERED |  |  |  |  | WST02-ECCP-1000 | SSNR XLV ROOM | WST02-RIO-0201 | SSN EQ TANK AREA | [8 empty] | Endress+Hauser | [5 empty] | Endress+Hauser | Endress+Hauser | www.sg.endress.com | +65 67685716 | +65 6566 6848 | info.sg@endress.com | Germany
0010292619 | AT_INST_ | WST02-201-TIT-0201 | C4B | 131242-WST02-DR-P-6000.dgn |  | WST02 | 201 | DC | TIT | 0201 |  | DC INCOMING TEMPERATURE INDICATOR TRANSMITTER | DC INCOMING TEMPERATURE INDICATOR TRANSMITTER | NON-HAZARDOUS |  |  | 1000 | 263300 | 223200 | 288000 | RTD | TMT82-AAA1EB3A1A1A2+E1PAZ1 |  | IP65 | VTA | SS316 | YES |  | 0 - 40 °C | 28 | 230 | 150 | 230 | 900 | [5 empty] | IP65 |  | 4-20 mA + HART |  | ±0.15% of Span |  |  | LOOP-POWERED |  |  |  |  | WST02-ECCP-1000 | SSNR XLV ROOM | WST02-RIO-0201 | SSN EQ TANK AREA | [8 empty] | Endress+Hauser | [5 empty] | Endress+Hauser | Endress+Hauser | www.sg.endress.com | +65 67685716 | +65 6566 6848 | info.sg@endress.com | India
0010324705 | AT_INST_ | WST02-201-TIT-0203 | C4B | 131242-WST02-DR-P-6000.dgn |  | WST02 | 201 | DC | TIT | 0203 |  | EQUALIZATION TANK 2 TEMPERATURE INDICATOR TRANSMITTER | EQ TANK 2 TIT | NON-HAZARDOUS | [6 empty] | PT100 |  |  | IP65 |  | SS316 |  | EQ Tank 2 outlet | 34 - 36 °C | 34 | 10 | 0 | 10 | 900 | [5 empty] | IP65 |  | 4-20 mA |  | VTA |  |  | LOOP-POWERED |  |  |  |  | WST02-ECCP-1000 | SSNR XLV ROOM | WST02-RIO-0201 | SSN EQ TANK AREA | [8 empty] | Endress+Hauser | [5 empty] | Endress+Hauser | Endress+Hauser | www.sg.endress.com | +65 67685716 | +65 6566 6848 | info.sg@endress.com | Germany
0010310721 | AT_INST_ | WST02-201-TSH-0102 | C4B | 131242-WST02-DR-P-6000.dgn |  | WST02 | 201 | DC | TSH | 0102 |  | SAMPLING PUMP A STATOR TEMPERATURE SWITCH HIGH | SAMPLING PUMP A STATOR TEMPERATURE SWITCH HIGH | NON-HAZARDOUS | [6 empty] | RTD | PT100 | SS316 | IP66 | -35 - 150 ℃ | SS316 | YES | SAMPLING PUMP A STATOR | 28 - 41 ℃ | 30 | 0 | 0 | 0 | [6 empty] | IP65 |  | VTA | VTA | VTA | 41℃ |  | VTA |  |  |  |  | WST02-ECCP-1000 | SSNR XLV ROOM | WST02-RIO-0201 | SSN EQ TANK AREA | [8 empty] | Netsch | [6 empty] | Netsch | https://pumps-systems.netzsch.com/en-SG | +65 6863 4453 | +65 6863 4483 | info.nap@NETZSCH.com | Germany/China
0010293414 | AT_INST_ | WST02-201-TSH-0104 | C4B | 131242-WST02-DR-P-6004.dgn |  | WST02 | 201 | DC | TSH | 0104 |  | WASTE SLUDGE PUMP A STATOR TEMPERATURE SWITCH HIGH | WASTE SLUDGE PUMP A STATOR TEMPERATURE SWITCH HIGH | NON-HAZARDOUS | [6 empty] | RTD | PT100 | SS316 | IP66 | -35 - 150 ℃ | SS316 | YES | WASTE SLUDGE PUMP A STATOR | 28 - 41 ℃ | 30 | 0 | 0 | 0 | [6 empty] | IP65 |  | VTA | VTA | VTA | 41℃ |  | VTA |  |  |  |  | WST02-ECCP-1000 | SSNR XLV ROOM | TBA | [9 empty] | Netsch | [6 empty] | Netsch | https://pumps-systems.netzsch.com/en-SG | +65 6863 4453 | +65 6863 4483 | info.nap@NETZSCH.com | Germany/China
0010330050 | AT_INST_ | WST02-201-TSH-0202 | C4B | 131242-WST02-DR-P-6000.dgn |  | WST02 | 201 | DC | TSH | 0202 |  | SAMPLING PUMP B STATOR TEMPERATURE SWITCH HIGH | SAMPLING PUMP B STATOR TEMPERATURE SWITCH HIGH | NON-HAZARDOUS | [6 empty] | RTD | PT100 | SS316 | IP66 | -35 - 150 ℃ | SS316 | YES | SAMPLING PUMP A STATOR | 28 - 41 ℃ | 30 | 0 | 0 | 0 | [6 empty] | IP65 |  | VTA | VTA | VTA | 41℃ |  | VTA |  |  |  |  | WST02-ECCP-1000 | SSNR XLV ROOM | WST02-RIO-0201 | SSN EQ TANK AREA | [8 empty] | Netsch | [6 empty] | Netsch | https://pumps-systems.netzsch.com/en-SG | +65 6863 4453 | +65 6863 4483 | info.nap@NETZSCH.com | Germany/China
0010293387 | AT_INST_ | WST02-201-TSH-0204 | C4B | 131242-WST02-DR-P-6004.dgn |  | WST02 | 201 | DC | TSH | 0204 |  | WASTE SLUDGE PUMP B STATOR TEMPERATURE SWITCH HIGH | WASTE SLUDGE PUMP B STATOR TEMPERATURE SWITCH HIGH | NON-HAZARDOUS | [6 empty] | RTD | PT100 | SS316 | IP66 | -35 - 150 ℃ | SS316 | YES | WASTE SLUDGE PUMP B STATOR | 28 - 41 ℃ | 30 | 0 | 0 | 0 | [6 empty] | IP65 |  | VTA | VTA | VTA | 41℃ |  | VTA |  |  |  |  | WST02-ECCP-1000 | SSNR XLV ROOM | TBA | [9 empty] | Netsch | [6 empty] | Netsch | https://pumps-systems.netzsch.com/en-SG | +65 6863 4453 | +65 6863 4483 | info.nap@NETZSCH.com | Germany/China
0010293371 | AT_INST_ | WST02-201-TSH-0304 | C4B | 131242-WST02-DR-P-6004.dgn |  | WST02 | 201 | DC | TSH | 0304 |  | WASTE SLUDGE PUMP C STATOR TEMPERATURE SWITCH HIGH | WASTE SLUDGE PUMP C STATOR TEMPERATURE SWITCH HIGH | NON-HAZARDOUS | [6 empty] | RTD | PT100 | SS316 | IP66 | -35 - 150 ℃ | SS316 | YES | WASTE SLUDGE PUMP C STATOR | 28 - 41 ℃ | 30 | 0 | 0 | 0 | [6 empty] | IP65 |  | VTA | VTA | VTA | 41℃ |  | VTA |  |  |  |  | WST02-ECCP-1000 | SSNR XLV ROOM | TBA | [9 empty] | Netsch | [6 empty] | Netsch | https://pumps-systems.netzsch.com/en-SG | +65 6863 4453 | +65 6863 4483 | info.nap@NETZSCH.com | Germany/China
0010293365 | AT_INST_ | WST02-201-TSH-0404 | C4B | 131242-WST02-DR-P-6004.dgn |  | WST02 | 201 | DC | TSH | 0404 |  | WASTE SLUDGE PUMP D STATOR TEMPERATURE SWITCH HIGH | WASTE SLUDGE PUMP D STATOR TEMPERATURE SWITCH HIGH | NON-HAZARDOUS | [6 empty] | RTD | PT100 | SS316 | IP66 | -35 - 150 ℃ | SS316 | YES | WASTE SLUDGE PUMP D STATOR | 28 - 41 ℃ | 30 | 0 | 0 | 0 | [6 empty] | IP65 |  | VTA | VTA | VTA | 41℃ |  | VTA |  |  |  |  | WST02-ECCP-1000 | SSNR XLV ROOM | TBA | [9 empty] | Netsch | [6 empty] | Netsch | https://pumps-systems.netzsch.com/en-SG | +65 6863 4453 | +65 6863 4483 | info.nap@NETZSCH.com | Germany/China
0010305165 | AT_INST_ | WST02-202-AE-0101 | C4B | 131242-WST02-DR-P-6005.dgn |  | WST02 | 202 | DC | AE | 0101 |  | ANAMMOX REACTOR 1 CONDUCTIVITY SENSOR | ANAMMOX REACTOR 1 CONDUCTIVITY SENSOR | NON-HAZARDOUS | E |  | 20 |  |  |  | FOUR-ELECTRODE | CLS82E |  | IP65 | 1 μS/cm - 500mS/cm | Ceramic/Pt/PVC/SS |  | ANAMMOX REACTOR 1 TOP | 0 - 20 mS/cm | 38 | 20 | 0 | 20 | [6 empty] | IP65 |  |  |  | ≤ 4% of reading | [19 empty] | Endress+Hauser |  |  |  | CLS82E-1332/0 |  | Endress+Hauser | Endress+Hauser | www.sg.endress.com | +65 67685716 | +65 6566 6848 | info.sg@endress.com | GERMANY
0010305171 | AT_INST_ | WST02-202-AE-0102 | C4B | 131242-WST02-DR-P-6005.dgn |  | WST02 | 202 | DC | AE | 0102 |  | ANAMMOX REACTOR 1 DO SENSOR | ANAMMOX REACTOR 1 DO SENSOR | NON-HAZARDOUS | E |  | 20 |  |  |  | Membrane-type Electrochemical | COS51E |  | IP65 | 0.005-100mg/L | Silver/FEP/PVC/SS |  | ANAMMOX REACTOR 1 TOP | 0 - 5 mg/L | 38 | 20 | 0 | 20 | [6 empty] | IP65 |  |  |  | ≤±1% | [19 empty] | Endress+Hauser |  |  |  | COS51E-1056/0 |  | Endress+Hauser | Endress+Hauser | www.sg.endress.com | +65 67685716 | +65 6566 6848 | info.sg@endress.com | GERMANY
0010311565 | AT_INST_ | WST02-202-AE-0103 | C4B | 131242-WST02-DR-P-6005.dgn |  | WST02 | 202 | DC | AE | 0103 |  | ANAMMOX REACTOR 1 pH SENSOR 1 | ANAMMOX REACTOR 1 pH SENSOR 1 | NON-HAZARDOUS | E |  | 20 |  |  |  | POTENTIOMETRIC | CPS11E |  | IP65 | 0 - 14 | Glass |  | ANAMMOX REACTOR 1 TOP | 0 - 14 | 38 | 20 | 0 | 20 | [6 empty] | IP65 |  |  |  | ≤±0.05 pH | [19 empty] | Endress+Hauser |  |  |  | CPS11E-12X0/0 |  | Endress+Hauser | Endress+Hauser | www.sg.endress.com | +65 67685716 | +65 6566 6848 | info.sg@endress.com | GERMANY
0010305177 | AT_INST_ | WST02-202-AE-0104 | C4B | 131242-WST02-DR-P-6005.dgn |  | WST02 | 202 | DC | AE | 0104 |  | ANAMMOX REACTOR 1 pH SENSOR 2 | ANAMMOX REACTOR 1 pH SENSOR 2 | NON-HAZARDOUS | E |  | 20 |  |  |  | POTENTIOMETRIC | CPS11E |  | IP65 | 0 - 14 | Glass |  | ANAMMOX REACTOR 1 TOP | 0 - 14 | 38 | 20 | 0 | 20 | [6 empty] | IP65 |  |  |  | ≤±0.05 pH | [19 empty] | Endress+Hauser |  |  |  | CPS11E-12X0/0 |  | Endress+Hauser | Endress+Hauser | www.sg.endress.com | +65 67685716 | +65 6566 6848 | info.sg@endress.com | GERMANY
0010305087 | AT_INST_ | WST02-202-AE-0105 | C4B | 131242-WST02-DR-P-6005.dgn |  | WST02 | 202 | DC | AE | 0105 |  | ANAMMOX REACTOR 1 NH4-N SENSOR | ANAMMOX REACTOR 1 NH4-N SENSOR | NON-HAZARDOUS | O |  | 20 |  |  |  | ISE | ammo::lyser pro III |  | IP65 | 10 - 1000 mg N/L |  |  | ANAMMOX REACTOR 1 TOP | 0 - 150 mg N/L | 38 | 20 | 0 | 20 | [6 empty] | IP65 |  |  |  | 4.5% / ±3% of range | [19 empty] | ANSAC TECHNOLOGY |  |  |  | SP3-2-01-NO-150 |  | S::CAN | S::CAN | https://www.badgermeter.com/products/ | +43 (1)219 7393 13 |  |  | AUSTRIA
0010304968 | AT_INST_ | WST02-202-AE-0106 | C4B | 131242-WST02-DR-P-6005.dgn |  | WST02 | 202 | DC | AE | 0106 |  | ANAMMOX REACTOR 1 NO2-N SENSOR | ANAMMOX REACTOR 1 NO2-N SENSOR | NON-HAZARDOUS | O |  | 20 |  |  |  | UV ABSORBANCE | spectro::lyser V3 (UV) |  | IP65 | 0-130 mg/L N | VTA |  | ANAMMOX REACTOR 1 TOP | 0 - 100 mg N/L | 38 | 20 | 0 | 20 | [6 empty] | IP65 |  |  |  | VTA | [19 empty] | ANSAC TECHNOLOGY |  |  |  | GC-UV-I-NO2-N |  | S::CAN | S::CAN | https://www.badgermeter.com/products/ | +43 (1)219 7393 13 |  |  | AUSTRIA
0010305260 | AT_INST_ | WST02-202-AE-0107 | C4B | 131242-WST02-DR-P-6005.dgn |  | WST02 | 202 | DC | AE | 0107 |  | ANAMMOX REACTOR 1 NO3-N SENSOR | ANAMMOX REACTOR 1 NO3-N SENSOR | NON-HAZARDOUS | O |  | 20 |  |  |  | UV ABSORBANCE | spectro::lyser V3 (UV) |  | IP65 | 0-300mg/L N | VTA |  | ANAMMOX REACTOR 1 TOP | 0 - 200 mgN/L | 38 | 20 | 0 | 20 | [6 empty] | IP65 |  |  |  | ±2%+1/OPL[mg/l] | [19 empty] | ANSAC TECHNOLOGY |  |  |  | GC-UV-I-NO3-N |  | S::CAN | S::CAN | https://www.badgermeter.com/products/ | +43 (1)219 7393 13 |  |  | AUSTRIA
0010294085 | AT_INST_ | WST02-202-AE-0201 | C4B | 131242-WST02-DR-P-6006.dgn |  | WST02 | 202 | DC | AE | 0201 |  | ANAMMOX REACTOR 2 CONDUCTIVITY SENSOR | ANAMMOX REACTOR 2 CONDUCTIVITY SENSOR | NON-HAZARDOUS | E |  | 20 |  |  |  | FOUR-ELECTRODE | CLS82E |  | IP65 | 1 μS/cm - 500mS/cm | Ceramic/Pt/PVC/SS |  | ANAMMOX REACTOR 2 TOP | 0 - 20 mS/cm | 38 | 20 | 0 | 20 | [6 empty] | IP65 |  |  |  | ≤ 4% of reading | [19 empty] | Endress+Hauser |  |  |  | CLS82E-1332/0 |  | Endress+Hauser | Endress+Hauser | www.sg.endress.com | +65 67685716 | +65 6566 6848 | info.sg@endress.com | GERMANY
0010294090 | AT_INST_ | WST02-202-AE-0202 | C4B | 131242-WST02-DR-P-6006.dgn |  | WST02 | 202 | DC | AE | 0202 |  | ANAMMOX REACTOR 2 DO SENSOR | ANAMMOX REACTOR 2 DO SENSOR | NON-HAZARDOUS | E |  | 20 |  |  |  | Membrane-type Electrochemical | COS51E |  | IP65 | 0.005-100mg/L | Silver/FEP/PVC/SS |  | ANAMMOX REACTOR 2 TOP | 0 - 5 mg/L | 38 | 20 | 0 | 20 | [6 empty] | IP65 |  |  |  | ≤±1% | [19 empty] | Endress+Hauser |  |  |  | COS51E-1056/0 |  | Endress+Hauser | Endress+Hauser | www.sg.endress.com | +65 67685716 | +65 6566 6848 | info.sg@endress.com | GERMANY
0010294093 | AT_INST_ | WST02-202-AE-0203 | C4B | 131242-WST02-DR-P-6006.dgn |  | WST02 | 202 | DC | AE | 0203 |  | ANAMMOX REACTOR 2 pH SENSOR 1 | ANAMMOX REACTOR 2 pH SENSOR 1 | NON-HAZARDOUS | E |  | 20 |  |  |  | POTENTIOMETRIC | CPS11E |  | IP65 | 0 - 14 | Glass |  | ANAMMOX REACTOR 2 TOP | 0 - 14 | 38 | 20 | 0 | 20 | [6 empty] | IP65 |  |  |  | ≤±0.05 pH | [19 empty] | Endress+Hauser |  |  |  | CPS11E-12X0/0 |  | Endress+Hauser | Endress+Hauser | www.sg.endress.com | +65 67685716 | +65 6566 6848 | info.sg@endress.com | GERMANY
0010294096 | AT_INST_ | WST02-202-AE-0204 | C4B | 131242-WST02-DR-P-6006.dgn |  | WST02 | 202 | DC | AE | 0204 |  | ANAMMOX REACTOR 2 pH SENSOR 2 | ANAMMOX REACTOR 2 pH SENSOR 2 | NON-HAZARDOUS | E |  | 20 |  |  |  | POTENTIOMETRIC | CPS11E |  | IP65 | 0 - 14 | Glass |  | ANAMMOX REACTOR 2 TOP | 0 - 14 | 38 | 20 | 0 | 20 | [6 empty] | IP65 |  |  |  | ≤±0.05 pH | [19 empty] | Endress+Hauser |  |  |  | CPS11E-12X0/0 |  | Endress+Hauser | Endress+Hauser | www.sg.endress.com | +65 67685716 | +65 6566 6848 | info.sg@endress.com | GERMANY
0010293965 | AT_INST_ | WST02-202-AE-0205 | C4B | 131242-WST02-DR-P-6006.dgn |  | WST02 | 202 | DC | AE | 0205 |  | ANAMMOX REACTOR 2 NH4-N SENSOR | ANAMMOX REACTOR 2 NH4-N SENSOR | NON-HAZARDOUS | O |  | 20 |  |  |  | ISE | ammo::lyser pro III |  | IP65 | 10 - 1000 mg N/L |  |  | ANAMMOX REACTOR 2 TOP | 0 - 150 mg N/L | 38 | 20 | 0 | 20 | [6 empty] | IP65 |  |  |  | 4.5% / ±3% of range | [19 empty] | ANSAC TECHNOLOGY |  |  |  | SP3-2-01-NO-150 |  | S::CAN | S::CAN | https://www.badgermeter.com/products/ | +43 (1)219 7393 13 |  |  | AUSTRIA
0010293848 | AT_INST_ | WST02-202-AE-0206 | C4B | 131242-WST02-DR-P-6006.dgn |  | WST02 | 202 | DC | AE | 0206 |  | ANAMMOX REACTOR 2 NO2-N SENSOR | ANAMMOX REACTOR 2 NO2-N SENSOR | NON-HAZARDOUS | O |  | 20 |  |  |  | UV ABSORBANCE | spectro::lyser V3 (UV) |  | IP65 | 0-130 mg/L N | VTA |  | ANAMMOX REACTOR 2 TOP | 0 - 100 mg N/L | 38 | 20 | 0 | 20 | [6 empty] | IP65 |  |  |  | VTA | [19 empty] | ANSAC TECHNOLOGY |  |  |  | GC-UV-I-NO2-N |  | S::CAN | S::CAN | https://www.badgermeter.com/products/ | +43 (1)219 7393 13 |  |  | AUSTRIA
0010294074 | AT_INST_ | WST02-202-AE-0207 | C4B | 131242-WST02-DR-P-6006.dgn |  | WST02 | 202 | DC | AE | 0207 |  | ANAMMOX REACTOR 2 NO3-N SENSOR | ANAMMOX REACTOR 2 NO3-N SENSOR | NON-HAZARDOUS | O |  | 20 |  |  |  | UV ABSORBANCE | spectro::lyser V3 (UV) |  | IP65 | 0-300mg/L N | VTA |  | ANAMMOX REACTOR 2 TOP | 0 - 200 mgN/L | 38 | 20 | 0 | 20 | [6 empty] | IP65 |  |  |  | ±2%+1/OPL[mg/l] | [19 empty] | ANSAC TECHNOLOGY |  |  |  | GC-UV-I-NO3-N |  | S::CAN | S::CAN | https://www.badgermeter.com/products/ | +43 (1)219 7393 13 |  |  | AUSTRIA
0010294392 | AT_INST_ | WST02-202-AE-0301 | C4B | 131242-WST02-DR-P-6007.dgn |  | WST02 | 202 | DC | AE | 0301 |  | ANAMMOX REACTOR 3 CONDUCTIVITY SENSOR | ANAMMOX REACTOR 3 CONDUCTIVITY SENSOR | NON-HAZARDOUS | E |  | 20 |  |  |  | FOUR-ELECTRODE | CLS82E |  | IP65 | 1 μS/cm - 500mS/cm | Ceramic/Pt/PVC/SS |  | ANAMMOX REACTOR 3 TOP | 0 - 20 mS/cm | 38 | 20 | 0 | 20 | [6 empty] | IP65 |  |  |  | ≤ 4% of reading | [19 empty] | Endress+Hauser |  |  |  | CLS82E-1332/0 |  | Endress+Hauser | Endress+Hauser | www.sg.endress.com | +65 67685716 | +65 6566 6848 | info.sg@endress.com | GERMANY
0010294398 | AT_INST_ | WST02-202-AE-0302 | C4B | 131242-WST02-DR-P-6007.dgn |  | WST02 | 202 | DC | AE | 0302 |  | ANAMMOX REACTOR 3 DO SENSOR | ANAMMOX REACTOR 3 DO SENSOR | NON-HAZARDOUS | E |  | 20 |  |  |  | Membrane-type Electrochemical | COS51E |  | IP65 | 0.005-100mg/L | Silver/FEP/PVC/SS |  | ANAMMOX REACTOR 3 TOP | 0 - 5 mg/L | 38 | 20 | 0 | 20 | [6 empty] | IP65 |  |  |  | ≤±1% | [19 empty] | Endress+Hauser |  |  |  | COS51E-1056/0 |  | Endress+Hauser | Endress+Hauser | www.sg.endress.com | +65 67685716 | +65 6566 6848 | info.sg@endress.com | GERMANY
0010294401 | AT_INST_ | WST02-202-AE-0303 | C4B | 131242-WST02-DR-P-6007.dgn |  | WST02 | 202 | DC | AE | 0303 |  | ANAMMOX REACTOR 3 pH SENSOR 1 | ANAMMOX REACTOR 3 pH SENSOR 1 | NON-HAZARDOUS | E |  | 20 |  |  |  | POTENTIOMETRIC | CPS11E |  | IP65 | 0 - 14 | Glass |  | ANAMMOX REACTOR 3 TOP | 0 - 14 | 38 | 20 | 0 | 20 | [6 empty] | IP65 |  |  |  | ≤±0.05 pH | [19 empty] | Endress+Hauser |  |  |  | CPS11E-12X0/0 |  | Endress+Hauser | Endress+Hauser | www.sg.endress.com | +65 67685716 | +65 6566 6848 | info.sg@endress.com | GERMANY
0010294404 | AT_INST_ | WST02-202-AE-0304 | C4B | 131242-WST02-DR-P-6007.dgn |  | WST02 | 202 | DC | AE | 0304 |  | ANAMMOX REACTOR 3 pH SENSOR 2 | ANAMMOX REACTOR 3 pH SENSOR 2 | NON-HAZARDOUS | E |  | 20 |  |  |  | POTENTIOMETRIC | CPS11E |  | IP65 | 0 - 14 | Glass |  | ANAMMOX REACTOR 3 TOP | 0 - 14 | 38 | 20 | 0 | 20 | [6 empty] | IP65 |  |  |  | ≤±0.05 pH | [19 empty] | Endress+Hauser |  |  |  | CPS11E-12X0/0 |  | Endress+Hauser | Endress+Hauser | www.sg.endress.com | +65 67685716 | +65 6566 6848 | info.sg@endress.com | GERMANY
0010294315 | AT_INST_ | WST02-202-AE-0305 | C4B | 131242-WST02-DR-P-6007.dgn |  | WST02 | 202 | DC | AE | 0305 |  | ANAMMOX REACTOR 3 NH4-N SENSOR | ANAMMOX REACTOR 3 NH4-N SENSOR | NON-HAZARDOUS | O |  | 20 |  |  |  | ISE | ammo::lyser pro III |  | IP65 | 10 - 1000 mg N/L |  |  | ANAMMOX REACTOR 3 TOP | 0 - 150 mg N/L | 38 | 20 | 0 | 20 | [6 empty] | IP65 |  |  |  | 4.5% / ±3% of range | [19 empty] | ANSAC TECHNOLOGY |  |  |  | SP3-2-01-NO-150 |  | S::CAN | S::CAN | https://www.badgermeter.com/products/ | +43 (1)219 7393 13 |  |  | AUSTRIA
0010294203 | AT_INST_ | WST02-202-AE-0306 | C4B | 131242-WST02-DR-P-6007.dgn |  | WST02 | 202 | DC | AE | 0306 |  | ANAMMOX REACTOR 3 NO2-N SENSOR | ANAMMOX REACTOR 3 NO2-N SENSOR | NON-HAZARDOUS | O |  | 20 |  |  |  | UV ABSORBANCE | spectro::lyser V3 (UV) |  | IP65 | 0-130 mg/L N | VTA |  | ANAMMOX REACTOR 3 TOP | 0 - 100 mg N/L | 38 | 20 | 0 | 20 | [6 empty] | IP65 |  |  |  | VTA | [19 empty] | ANSAC TECHNOLOGY |  |  |  | GC-UV-I-NO2-N |  | S::CAN | S::CAN | https://www.badgermeter.com/products/ | +43 (1)219 7393 13 |  |  | AUSTRIA
0010294480 | AT_INST_ | WST02-202-AE-0307 | C4B | 131242-WST02-DR-P-6007.dgn |  | WST02 | 202 | DC | AE | 0307 |  | ANAMMOX REACTOR 3 NO3-N SENSOR | ANAMMOX REACTOR 3 NO3-N SENSOR | NON-HAZARDOUS | O |  | 20 |  |  |  | UV ABSORBANCE | spectro::lyser V3 (UV) |  | IP65 | 0-300mg/L N | VTA |  | ANAMMOX REACTOR 3 TOP | 0 - 200 mgN/L | 38 | 20 | 0 | 20 | [6 empty] | IP65 |  |  |  | ±2%+1/OPL[mg/l] | [19 empty] | ANSAC TECHNOLOGY |  |  |  | GC-UV-I-NO3-N |  | S::CAN | S::CAN | https://www.badgermeter.com/products/ | +43 (1)219 7393 13 |  |  | AUSTRIA
0010299198 | AT_INST_ | WST02-202-AE-0401 | C4B | 131242-WST02-DR-P-6008.dgn |  | WST02 | 202 | DC | AE | 0401 |  | ANAMMOX REACTOR 4 CONDUCTIVITY SENSOR | ANAMMOX REACTOR 4 CONDUCTIVITY SENSOR | NON-HAZARDOUS | E |  | 20 |  |  |  | FOUR-ELECTRODE | CLS82E |  | IP65 | 1 μS/cm - 500mS/cm | Ceramic/Pt/PVC/SS |  | ANAMMOX REACTOR 4 TOP | 0 - 20 mS/cm | 38 | 20 | 0 | 20 | [6 empty] | IP65 |  |  |  | ≤ 4% of reading | [19 empty] | Endress+Hauser |  |  |  | CLS82E-1332/0 |  | Endress+Hauser | Endress+Hauser | www.sg.endress.com | +65 67685716 | +65 6566 6848 | info.sg@endress.com | GERMANY
0010299204 | AT_INST_ | WST02-202-AE-0402 | C4B | 131242-WST02-DR-P-6008.dgn |  | WST02 | 202 | DC | AE | 0402 |  | ANAMMOX REACTOR 4 DO SENSOR | ANAMMOX REACTOR 4 DO SENSOR | NON-HAZARDOUS | E |  | 20 |  |  |  | Membrane-type Electrochemical | COS51E |  | IP65 | 0.005-100mg/L | Silver/FEP/PVC/SS |  | ANAMMOX REACTOR 4 TOP | 0 - 5 mg/L | 38 | 20 | 0 | 20 | [6 empty] | IP65 |  |  |  | ≤±1% | [19 empty] | Endress+Hauser |  |  |  | COS51E-1056/0 |  | Endress+Hauser | Endress+Hauser | www.sg.endress.com | +65 67685716 | +65 6566 6848 | info.sg@endress.com | GERMANY
0010299207 | AT_INST_ | WST02-202-AE-0403 | C4B | 131242-WST02-DR-P-6008.dgn |  | WST02 | 202 | DC | AE | 0403 |  | ANAMMOX REACTOR 4 pH SENSOR 1 | ANAMMOX REACTOR 4 pH SENSOR 1 | NON-HAZARDOUS | E |  | 20 |  |  |  | POTENTIOMETRIC | CPS11E |  | IP65 | 0 - 14 | Glass |  | ANAMMOX REACTOR 4 TOP | 0 - 14 | 38 | 20 | 0 | 20 | [6 empty] | IP65 |  |  |  | ≤±0.05 pH | [19 empty] | Endress+Hauser |  |  |  | CPS11E-12X0/0 |  | Endress+Hauser | Endress+Hauser | www.sg.endress.com | +65 67685716 | +65 6566 6848 | info.sg@endress.com | GERMANY
0010299210 | AT_INST_ | WST02-202-AE-0404 | C4B | 131242-WST02-DR-P-6008.dgn |  | WST02 | 202 | DC | AE | 0404 |  | ANAMMOX REACTOR 4 pH SENSOR 2 | ANAMMOX REACTOR 4 pH SENSOR 2 | NON-HAZARDOUS | E |  | 20 |  |  |  | POTENTIOMETRIC | CPS11E |  | IP65 | 0 - 14 | Glass |  | ANAMMOX REACTOR 4 TOP | 0 - 14 | 38 | 20 | 0 | 20 | [6 empty] | IP65 |  |  |  | ≤±0.05 pH | [19 empty] | Endress+Hauser |  |  |  | CPS11E-12X0/0 |  | Endress+Hauser | Endress+Hauser | www.sg.endress.com | +65 67685716 | +65 6566 6848 | info.sg@endress.com | GERMANY
0010299142 | AT_INST_ | WST02-202-AE-0405 | C4B | 131242-WST02-DR-P-6008.dgn |  | WST02 | 202 | DC | AE | 0405 |  | ANAMMOX REACTOR 4 NH4-N SENSOR | ANAMMOX REACTOR 4 NH4-N SENSOR | NON-HAZARDOUS | O |  | 20 |  |  |  | ISE | ammo::lyser pro III |  | IP65 | 10 - 1000 mg N/L |  |  | ANAMMOX REACTOR 4 TOP | 0 - 150 mg N/L | 38 | 20 | 0 | 20 | [6 empty] | IP65 |  |  |  | 4.5% / ±3% of range | [19 empty] | ANSAC TECHNOLOGY |  |  |  | SP3-2-01-NO-150 |  | S::CAN | S::CAN | https://www.badgermeter.com/products/ | +43 (1)219 7393 13 |  |  | AUSTRIA
0010299036 | AT_INST_ | WST02-202-AE-0406 | C4B | 131242-WST02-DR-P-6008.dgn |  | WST02 | 202 | DC | AE | 0406 |  | ANAMMOX REACTOR 4 NO2-N SENSOR | ANAMMOX REACTOR 4 NO2-N SENSOR | NON-HAZARDOUS | O |  | 20 |  |  |  | UV ABSORBANCE | spectro::lyser V3 (UV) |  | IP65 | 0-130 mg/L N | VTA |  | ANAMMOX REACTOR 4 TOP | 0 - 100 mg N/L | 38 | 20 | 0 | 20 | [6 empty] | IP65 |  |  |  | VTA | [19 empty] | ANSAC TECHNOLOGY |  |  |  | GC-UV-I-NO2-N |  | S::CAN | S::CAN | https://www.badgermeter.com/products/ | +43 (1)219 7393 13 |  |  | AUSTRIA
0010299282 | AT_INST_ | WST02-202-AE-0407 | C4B | 131242-WST02-DR-P-6008.dgn |  | WST02 | 202 | DC | AE | 0407 |  | ANAMMOX REACTOR 4 NO3-N SENSOR | ANAMMOX REACTOR 4 NO3-N SENSOR | NON-HAZARDOUS | O |  | 20 |  |  |  | UV ABSORBANCE | spectro::lyser V3 (UV) |  | IP65 | 0-300mg/L N | VTA |  | ANAMMOX REACTOR 4 TOP | 0 - 200 mgN/L | 38 | 20 | 0 | 20 | [6 empty] | IP65 |  |  |  | ±2%+1/OPL[mg/l] | [19 empty] | ANSAC TECHNOLOGY |  |  |  | GC-UV-I-NO3-N |  | S::CAN | S::CAN | https://www.badgermeter.com/products/ | +43 (1)219 7393 13 |  |  | AUSTRIA
0010305167 | AT_INST_ | WST02-202-AIA-0101 | C4B | 131242-WST02-DR-P-6005.dgn |  | WST02 | 202 | DC | AIA | 0101 |  | ANAMMOX REACTOR 1 CONDUCTIVITY ALARM | ANAMMOX REACTOR 1 CONDUCTIVITY ALARM | NON-HAZARDOUS | [20 empty] | HH | H | [5 empty] | SOFT I/O
0010305173 | AT_INST_ | WST02-202-AIA-0102 | C4B | 131242-WST02-DR-P-6005.dgn |  | WST02 | 202 | DC | AIA | 0102 |  | ANAMMOX REACTOR 1 DO ALARM | ANAMMOX REACTOR 1 DO ALARM | NON-HAZARDOUS | [20 empty] | HH | H | L | LL |  |  |  | SOFT I/O
0010305176 | AT_INST_ | WST02-202-AIA-0103 | C4B | 131242-WST02-DR-P-6005.dgn |  | WST02 | 202 | DC | AIA | 0103 |  | ANAMMOX REACTOR 1 pH ALARM 1 | ANAMMOX REACTOR 1 pH ALARM 1 | NON-HAZARDOUS | [20 empty] | HH | H | L | LL |  |  |  | SOFT I/O
0010305099 | AT_INST_ | WST02-202-AIA-0104 | C4B | 131242-WST02-DR-P-6005.dgn |  | WST02 | 202 | DC | AIA | 0104 |  | ANAMMOX REACTOR 1 pH ALARM 2 | ANAMMOX REACTOR 1 pH ALARM 2 | NON-HAZARDOUS | [20 empty] | HH | H | L | LL |  |  |  | SOFT I/O
0010305047 | AT_INST_ | WST02-202-AIA-0105 | C4B | 131242-WST02-DR-P-6005.dgn |  | WST02 | 202 | DC | AIA | 0105 |  | ANAMMOX REACTOR 1 NH4-N ALARM | ANAMMOX REACTOR 1 NH4-N ALARM | NON-HAZARDOUS | [20 empty] | HH | H | L | LL |  |  |  | SOFT I/O
0010305039 | AT_INST_ | WST02-202-AIA-0106 | C4B | 131242-WST02-DR-P-6005.dgn |  | WST02 | 202 | DC | AIA | 0106 |  | ANAMMOX REACTOR 1 NO2-N ALARM | ANAMMOX REACTOR 1 NO2-N ALARM | NON-HAZARDOUS | [20 empty] | HH | H | L | LL |  |  |  | SOFT I/O
0010305262 | AT_INST_ | WST02-202-AIA-0107 | C4B | 131242-WST02-DR-P-6005.dgn |  | WST02 | 202 | DC | AIA | 0107 |  | ANAMMOX REACTOR 1 NO3-N ALARM | ANAMMOX REACTOR 1 NO3-N ALARM | NON-HAZARDOUS | [21 empty] | H | [5 empty] | SOFT I/O
0010294087 | AT_INST_ | WST02-202-AIA-0201 | C4B | 131242-WST02-DR-P-6006.dgn |  | WST02 | 202 | DC | AIA | 0201 |  | ANAMMOX REACTOR 2 CONDUCTIVITY ALARM | ANAMMOX REACTOR 2 CONDUCTIVITY ALARM | NON-HAZARDOUS | [20 empty] | HH | H | [5 empty] | SOFT I/O
0010294092 | AT_INST_ | WST02-202-AIA-0202 | C4B | 131242-WST02-DR-P-6006.dgn |  | WST02 | 202 | DC | AIA | 0202 |  | ANAMMOX REACTOR 2 DO ALARM | ANAMMOX REACTOR 2 DO ALARM | NON-HAZARDOUS | [20 empty] | HH | H | L | LL |  |  |  | SOFT I/O
0010294095 | AT_INST_ | WST02-202-AIA-0203 | C4B | 131242-WST02-DR-P-6006.dgn |  | WST02 | 202 | DC | AIA | 0203 |  | ANAMMOX REACTOR 2 pH ALARM 1 | ANAMMOX REACTOR 2 pH ALARM 1 | NON-HAZARDOUS | [20 empty] | HH | H | L | LL |  |  |  | SOFT I/O
0010293978 | AT_INST_ | WST02-202-AIA-0204 | C4B | 131242-WST02-DR-P-6006.dgn |  | WST02 | 202 | DC | AIA | 0204 |  | ANAMMOX REACTOR 2 pH ALARM 2 | ANAMMOX REACTOR 2 pH ALARM 2 | NON-HAZARDOUS | [20 empty] | HH | H | L | LL |  |  |  | SOFT I/O
0010293927 | AT_INST_ | WST02-202-AIA-0205 | C4B | 131242-WST02-DR-P-6006.dgn |  | WST02 | 202 | DC | AIA | 0205 |  | ANAMMOX REACTOR 2 NH4-N ALARM | ANAMMOX REACTOR 2 NH4-N ALARM | NON-HAZARDOUS | [20 empty] | HH | H | [5 empty] | SOFT I/O
0010293920 | AT_INST_ | WST02-202-AIA-0206 | C4B | 131242-WST02-DR-P-6006.dgn |  | WST02 | 202 | DC | AIA | 0206 |  | ANAMMOX REACTOR 2 NO2-N ALARM | ANAMMOX REACTOR 2 NO2-N ALARM | NON-HAZARDOUS | [20 empty] | HH | H | L |  |  |  |  | SOFT I/O
0010294133 | AT_INST_ | WST02-202-AIA-0207 | C4B | 131242-WST02-DR-P-6006.dgn |  | WST02 | 202 | DC | AIA | 0207 |  | ANAMMOX REACTOR 2 NO3-N ALARM | ANAMMOX REACTOR 2 NO3-N ALARM | NON-HAZARDOUS | [21 empty] | H | [5 empty] | SOFT I/O
0010294394 | AT_INST_ | WST02-202-AIA-0301 | C4B | 131242-WST02-DR-P-6007.dgn |  | WST02 | 202 | DC | AIA | 0301 |  | ANAMMOX REACTOR 3 CONDUCTIVITY ALARM | ANAMMOX REACTOR 3 CONDUCTIVITY ALARM | NON-HAZARDOUS | [20 empty] | HH | H | [5 empty] | SOFT I/O
0010294400 | AT_INST_ | WST02-202-AIA-0302 | C4B | 131242-WST02-DR-P-6007.dgn |  | WST02 | 202 | DC | AIA | 0302 |  | ANAMMOX REACTOR 3 DO ALARM | ANAMMOX REACTOR 3 DO ALARM | NON-HAZARDOUS | [20 empty] | HH | H | L | LL |  |  |  | SOFT I/O
0010294403 | AT_INST_ | WST02-202-AIA-0303 | C4B | 131242-WST02-DR-P-6007.dgn |  | WST02 | 202 | DC | AIA | 0303 |  | ANAMMOX REACTOR 3 pH ALARM 1 | ANAMMOX REACTOR 3 pH ALARM 1 | NON-HAZARDOUS | [20 empty] | HH | H | L | LL |  |  |  | SOFT I/O
0010294332 | AT_INST_ | WST02-202-AIA-0304 | C4B | 131242-WST02-DR-P-6007.dgn |  | WST02 | 202 | DC | AIA | 0304 |  | ANAMMOX REACTOR 3 pH ALARM 2 | ANAMMOX REACTOR 3 pH ALARM 2 | NON-HAZARDOUS | [20 empty] | HH | H | L | LL |  |  |  | SOFT I/O
0010294284 | AT_INST_ | WST02-202-AIA-0305 | C4B | 131242-WST02-DR-P-6007.dgn |  | WST02 | 202 | DC | AIA | 0305 |  | ANAMMOX REACTOR 3 NH4-N ALARM | ANAMMOX REACTOR 3 NH4-N ALARM | NON-HAZARDOUS | [20 empty] | HH | H | L | LL |  |  |  | SOFT I/O
0010294275 | AT_INST_ | WST02-202-AIA-0306 | C4B | 131242-WST02-DR-P-6007.dgn |  | WST02 | 202 | DC | AIA | 0306 |  | ANAMMOX REACTOR 3 NO2-N ALARM | ANAMMOX REACTOR 3 NO2-N ALARM | NON-HAZARDOUS | [20 empty] | HH | H | L | LL |  |  |  | SOFT I/O
0010294495 | AT_INST_ | WST02-202-AIA-0307 | C4B | 131242-WST02-DR-P-6007.dgn |  | WST02 | 202 | DC | AIA | 0307 |  | ANAMMOX REACTOR 3 NO3-N ALARM | ANAMMOX REACTOR 3 NO3-N ALARM | NON-HAZARDOUS | [21 empty] | H | [5 empty] | SOFT I/O
0010299200 | AT_INST_ | WST02-202-AIA-0401 | C4B | 131242-WST02-DR-P-6008.dgn |  | WST02 | 202 | DC | AIA | 0401 |  | ANAMMOX REACTOR 4 CONDUCTIVITY ALARM | ANAMMOX REACTOR 4 CONDUCTIVITY ALARM | NON-HAZARDOUS | [20 empty] | HH | H | [5 empty] | SOFT I/O
0010299206 | AT_INST_ | WST02-202-AIA-0402 | C4B | 131242-WST02-DR-P-6008.dgn |  | WST02 | 202 | DC | AIA | 0402 |  | ANAMMOX REACTOR 4 DO ALARM | ANAMMOX REACTOR 4 DO ALARM | NON-HAZARDOUS | [20 empty] | HH | H | L | LL |  |  |  | SOFT I/O
0010299209 | AT_INST_ | WST02-202-AIA-0403 | C4B | 131242-WST02-DR-P-6008.dgn |  | WST02 | 202 | DC | AIA | 0403 |  | ANAMMOX REACTOR 4 pH ALARM 1 | ANAMMOX REACTOR 4 pH ALARM 1 | NON-HAZARDOUS | [20 empty] | HH | H | L | LL |  |  |  | SOFT I/O
0010299155 | AT_INST_ | WST02-202-AIA-0404 | C4B | 131242-WST02-DR-P-6008.dgn |  | WST02 | 202 | DC | AIA | 0404 |  | ANAMMOX REACTOR 4 pH ALARM 2 | ANAMMOX REACTOR 4 pH ALARM 2 | NON-HAZARDOUS | [20 empty] | HH | H | L | LL |  |  |  | SOFT I/O
0010299104 | AT_INST_ | WST02-202-AIA-0405 | C4B | 131242-WST02-DR-P-6008.dgn |  | WST02 | 202 | DC | AIA | 0405 |  | ANAMMOX REACTOR 4 NH4-N ALARM | ANAMMOX REACTOR 4 NH4-N ALARM | NON-HAZARDOUS | [20 empty] | HH | H | L | LL |  |  |  | SOFT I/O
0010299096 | AT_INST_ | WST02-202-AIA-0406 | C4B | 131242-WST02-DR-P-6008.dgn |  | WST02 | 202 | DC | AIA | 0406 |  | ANAMMOX REACTOR 4 NO2-N ALARM | ANAMMOX REACTOR 4 NO2-N ALARM | NON-HAZARDOUS | [20 empty] | HH | H | L | LL |  |  |  | SOFT I/O
0010299304 | AT_INST_ | WST02-202-AIA-0407 | C4B | 131242-WST02-DR-P-6008.dgn |  | WST02 | 202 | DC | AIA | 0407 |  | ANAMMOX REACTOR 4 NO3-N ALARM | ANAMMOX REACTOR 4 NO3-N ALARM | NON-HAZARDOUS | [21 empty] | H | [5 empty] | SOFT I/O
0010305166 | AT_INST_ | WST02-202-AIT-0101 | C4B | 131242-WST02-DR-P-6005.dgn |  | WST02 | 202 | DC | AIT | 0101 |  | ANAMMOX REACTOR 1 CONDUCTIVITY TRANSMITTER | ANAMMOX REACTOR 1 CONDUCTIVITY TRANSMITTER | NON-HAZARDOUS | [6 empty] | FOUR-ELECTRODE | CLS82E-AAPG30+Z1; CM442-AAM1A2F260A+AAZ1 |  | IP65 | 1 μS/cm - 500mS/cm |  |  |  | 0 - 20 mS/cm | [10 empty] | IP65 | YES | 4-20 mA + HART | Relay Output | ≤ 4% of reading |  |  | 24VDC |  |  |  |  | WST02-ECCP-1000 | SSNR XLV ROOM | WST02-RIO-0202 | SSN ANAMMOX Rx AREA | [8 empty] | Endress+Hauser |  |  |  | CM442-3C07/0 |  | Endress+Hauser | Endress+Hauser | www.sg.endress.com | +65 67685716 | +65 6566 6848 | info.sg@endress.com | GERMANY
0010305172 | AT_INST_ | WST02-202-AIT-0102 | C4B | 131242-WST02-DR-P-6005.dgn |  | WST02 | 202 | DC | AIT | 0102 |  | ANAMMOX REACTOR 1 DO TRANSMITTER | ANAMMOX REACTOR 1 DO TRANSMITTER | NON-HAZARDOUS | [6 empty] | Membrane-type Electrochemical | COS51E-AA26TF+PAZ1; CM442-AAM1A2F260A+AAZ1 |  | IP65 | 0.005-100mg/L |  |  |  | 0 - 5 mg/L | [10 empty] | IP65 | YES | 4-20 mA + HART | Relay Output | ≤±1% |  |  | 24VDC |  |  |  |  | WST02-ECCP-1000 | SSNR XLV ROOM | WST02-RIO-0202 | SSN ANAMMOX Rx AREA | [8 empty] | Endress+Hauser |  |  |  | CM442-3C07/0 |  | Endress+Hauser | Endress+Hauser | www.sg.endress.com | +65 67685716 | +65 6566 6848 | info.sg@endress.com | GERMANY
0010305175 | AT_INST_ | WST02-202-AIT-0103 | C4B | 131242-WST02-DR-P-6005.dgn |  | WST02 | 202 | DC | AIT | 0103 |  | ANAMMOX REACTOR 1 pH TRANSMITTER 1 | ANAMMOX REACTOR 1 pH TRANSMITTER 1 | NON-HAZARDOUS | [6 empty] | POTENTIOMETRIC | CPS11E-AA7BAA2+Z1; CM442-AAM1A2F260A+AAZ1 |  | IP65 | 0 - 14 |  |  |  | 0 - 14 | [10 empty] | IP65 | YES | 4-20 mA + HART | Relay Output | ≤±0.05 pH |  |  | 24VDC |  |  |  |  | WST02-ECCP-1000 | SSNR XLV ROOM | WST02-RIO-0202 | SSN ANAMMOX Rx AREA | [8 empty] | Endress+Hauser |  |  |  | CM442-3C07/0 |  | Endress+Hauser | Endress+Hauser | www.sg.endress.com | +65 67685716 | +65 6566 6848 | info.sg@endress.com | GERMANY
0010305100 | AT_INST_ | WST02-202-AIT-0104 | C4B | 131242-WST02-DR-P-6005.dgn |  | WST02 | 202 | DC | AIT | 0104 |  | ANAMMOX REACTOR 1 pH TRANSMITTER 2 | ANAMMOX REACTOR 1 pH TRANSMITTER 2 | NON-HAZARDOUS | [6 empty] | POTENTIOMETRIC | CPS11E-AA7BAA2+Z1; CM442-AAM1A2F260A+AAZ1 |  | IP65 | 0 - 14 |  |  |  | 0 - 14 | [10 empty] | IP65 | YES | 4-20 mA + HART | Relay Output | ≤±0.05 pH |  |  | 24VDC |  |  |  |  | WST02-ECCP-1000 | SSNR XLV ROOM | WST02-RIO-0202 | SSN ANAMMOX Rx AREA | [8 empty] | Endress+Hauser |  |  |  | CM442-3C07/0 |  | Endress+Hauser | Endress+Hauser | www.sg.endress.com | +65 67685716 | +65 6566 6848 | info.sg@endress.com | GERMANY
0010305048 | AT_INST_ | WST02-202-AIT-0105 | C4B | 131242-WST02-DR-P-6005.dgn |  | WST02 | 202 | DC | AIT | 0105 |  | ANAMMOX REACTOR 1 NH4-N TRANSMITTER | ANAMMOX REACTOR 1 NH4-N TRANSMITTER | NON-HAZARDOUS | [6 empty] | ISE | CON::CUBE; ammo::lyser pro III |  | IP65 | 10 - 1000 mg N/L |  |  |  | 0 - 150 mg N/L | [10 empty] | IP65 | YES | 4-20 mA + HART | Relay Output | 4.5% / ±3% of range |  |  | 230VAC |  |  |  |  | WST02-ECCP-1000 | SSNR XLV ROOM | WST02-RIO-0202 | SSN ANAMMOX Rx AREA | [8 empty] | ANSAC TECHNOLOGY |  |  |  | D-330-230 |  | S::CAN | S::CAN | https://www.badgermeter.com/products/ | +43 (1)219 7393 13 |  |  | AUSTRIA
0010304969 | AT_INST_ | WST02-202-AIT-0106 | C4B | 131242-WST02-DR-P-6005.dgn |  | WST02 | 202 | DC | AIT | 0106 |  | ANAMMOX REACTOR 1 NO2-N TRANSMITTER | ANAMMOX REACTOR 1 NO2-N TRANSMITTER | NON-HAZARDOUS | [6 empty] | UV ABSORBANCE | CON::CUBE; SP3-2-01-NO-150 |  | IP65 | 0-130 mg/L N |  |  |  | 0 - 100 mg N/L | [10 empty] | IP65 | YES | 4-20 mA + HART | Relay Output | VTA |  |  | 230VAC |  |  |  |  | WST02-ECCP-1000 | SSNR XLV ROOM | WST02-RIO-0202 | SSN ANAMMOX Rx AREA | [8 empty] | ANSAC TECHNOLOGY |  |  |  | D-330-230 |  | S::CAN | S::CAN | https://www.badgermeter.com/products/ | +43 (1)219 7393 13 |  |  | AUSTRIA
0010305261 | AT_INST_ | WST02-202-AIT-0107 | C4B | 131242-WST02-DR-P-6005.dgn |  | WST02 | 202 | DC | AIT | 0107 |  | ANAMMOX REACTOR 1 NO3-N TRANSMITTER | ANAMMOX REACTOR 1 NO3-N TRANSMITTER | NON-HAZARDOUS | [6 empty] | UV ABSORBANCE | CON::CUBE; SP3-2-01-NO-150 |  | IP65 | 0-300mg/L N |  |  |  | 0 - 200 mgN/L | [10 empty] | IP65 | YES | 4-20 mA + HART | Relay Output | ±2%+1/OPL[mg/l] |  |  | 230VAC |  |  |  |  | WST02-ECCP-1000 | SSNR XLV ROOM | WST02-RIO-0202 | SSN ANAMMOX Rx AREA | [8 empty] | ANSAC TECHNOLOGY |  |  |  | D-330-230 |  | S::CAN | S::CAN | https://www.badgermeter.com/products/ | +43 (1)219 7393 13 |  |  | AUSTRIA
0010294086 | AT_INST_ | WST02-202-AIT-0201 | C4B | 131242-WST02-DR-P-6006.dgn |  | WST02 | 202 | DC | AIT | 0201 |  | ANAMMOX REACTOR 2 CONDUCTIVITY TRANSMITTER | ANAMMOX REACTOR 2 CONDUCTIVITY TRANSMITTER | NON-HAZARDOUS | [6 empty] | FOUR-ELECTRODE | CLS82E-AAPG30+Z1; CM442-AAM1A2F260A+AAZ1 |  | IP65 | 1 μS/cm - 500mS/cm |  |  |  | 0 - 20 mS/cm | [10 empty] | IP65 | YES | 4-20 mA + HART | Relay Output | ≤ 4% of reading |  |  | 24VDC |  |  |  |  | WST02-ECCP-1000 | SSNR XLV ROOM | WST02-RIO-0202 | SSN ANAMMOX Rx AREA | [8 empty] | Endress+Hauser |  |  |  | CM442-3C07/0 |  | Endress+Hauser | Endress+Hauser | www.sg.endress.com | +65 67685716 | +65 6566 6848 | info.sg@endress.com | GERMANY
0010294091 | AT_INST_ | WST02-202-AIT-0202 | C4B | 131242-WST02-DR-P-6006.dgn |  | WST02 | 202 | DC | AIT | 0202 |  | ANAMMOX REACTOR 2 DO TRANSMITTER | ANAMMOX REACTOR 2 DO TRANSMITTER | NON-HAZARDOUS | [6 empty] | Membrane-type Electrochemical | COS51E-AA26TF+PAZ1; CM442-AAM1A2F260A+AAZ1 |  | IP65 | 0.005-100mg/L |  |  |  | 0 - 5 mg/L | [10 empty] | IP65 | YES | 4-20 mA + HART | Relay Output | ≤±1% |  |  | 24VDC |  |  |  |  | WST02-ECCP-1000 | SSNR XLV ROOM | WST02-RIO-0202 | SSN ANAMMOX Rx AREA | [8 empty] | Endress+Hauser |  |  |  | CM442-3C07/0 |  | Endress+Hauser | Endress+Hauser | www.sg.endress.com | +65 67685716 | +65 6566 6848 | info.sg@endress.com | GERMANY
0010294094 | AT_INST_ | WST02-202-AIT-0203 | C4B | 131242-WST02-DR-P-6006.dgn |  | WST02 | 202 | DC | AIT | 0203 |  | ANAMMOX REACTOR 2 pH TRANSMITTER 1 | ANAMMOX REACTOR 2 pH TRANSMITTER 1 | NON-HAZARDOUS | [6 empty] | POTENTIOMETRIC | CPS11E-AA7BAA2+Z1; CM442-AAM1A2F260A+AAZ1 |  | IP65 | 0 - 14 |  |  |  | 0 - 14 | [10 empty] | IP65 | YES | 4-20 mA + HART | Relay Output | ≤±0.05 pH |  |  | 24VDC |  |  |  |  | WST02-ECCP-1000 | SSNR XLV ROOM | WST02-RIO-0202 | SSN ANAMMOX Rx AREA | [8 empty] | Endress+Hauser |  |  |  | CM442-3C07/0 |  | Endress+Hauser | Endress+Hauser | www.sg.endress.com | +65 67685716 | +65 6566 6848 | info.sg@endress.com | GERMANY
0010293979 | AT_INST_ | WST02-202-AIT-0204 | C4B | 131242-WST02-DR-P-6006.dgn |  | WST02 | 202 | DC | AIT | 0204 |  | ANAMMOX REACTOR 2 pH TRANSMITTER 2 | ANAMMOX REACTOR 2 pH TRANSMITTER 2 | NON-HAZARDOUS | [6 empty] | POTENTIOMETRIC | CPS11E-AA7BAA2+Z1; CM442-AAM1A2F260A+AAZ1 |  | IP65 | 0 - 14 |  |  |  | 0 - 14 | [10 empty] | IP65 | YES | 4-20 mA + HART | Relay Output | ≤±0.05 pH |  |  | 24VDC |  |  |  |  | WST02-ECCP-1000 | SSNR XLV ROOM | WST02-RIO-0202 | SSN ANAMMOX Rx AREA | [8 empty] | Endress+Hauser |  |  |  | CM442-3C07/0 |  | Endress+Hauser | Endress+Hauser | www.sg.endress.com | +65 67685716 | +65 6566 6848 | info.sg@endress.com | GERMANY
0010293928 | AT_INST_ | WST02-202-AIT-0205 | C4B | 131242-WST02-DR-P-6006.dgn |  | WST02 | 202 | DC | AIT | 0205 |  | ANAMMOX REACTOR 2 NH4-N TRANSMITTER | ANAMMOX REACTOR 2 NH4-N TRANSMITTER | NON-HAZARDOUS | [6 empty] | ISE | CON::CUBE; ammo::lyser pro III |  | IP65 | 10 - 1000 mg N/L |  |  |  | 0 - 150 mg N/L | [10 empty] | IP65 | YES | 4-20 mA + HART | Relay Output | 4.5% / ±3% of range |  |  | 230VAC |  |  |  |  | WST02-ECCP-1000 | SSNR XLV ROOM | WST02-RIO-0202 | SSN ANAMMOX Rx AREA | [8 empty] | ANSAC TECHNOLOGY |  |  |  | D-330-230 |  | S::CAN | S::CAN | https://www.badgermeter.com/products/ | +43 (1)219 7393 13 |  |  | AUSTRIA
0010293849 | AT_INST_ | WST02-202-AIT-0206 | C4B | 131242-WST02-DR-P-6006.dgn |  | WST02 | 202 | DC | AIT | 0206 |  | ANAMMOX REACTOR 2 NO2-N TRANSMITTER | ANAMMOX REACTOR 2 NO2-N TRANSMITTER | NON-HAZARDOUS | [6 empty] | UV ABSORBANCE | CON::CUBE; SP3-2-01-NO-150 |  | IP65 | 0-130 mg/L N |  |  |  | 0 - 100 mg N/L | [10 empty] | IP65 | YES | 4-20 mA + HART | Relay Output | VTA |  |  | 230VAC |  |  |  |  | WST02-ECCP-1000 | SSNR XLV ROOM | WST02-RIO-0202 | SSN ANAMMOX Rx AREA | [8 empty] | ANSAC TECHNOLOGY |  |  |  | D-330-230 |  | S::CAN | S::CAN | https://www.badgermeter.com/products/ | +43 (1)219 7393 13 |  |  | AUSTRIA
0010294132 | AT_INST_ | WST02-202-AIT-0207 | C4B | 131242-WST02-DR-P-6006.dgn |  | WST02 | 202 | DC | AIT | 0207 |  | ANAMMOX REACTOR 2 NO3-N TRANSMITTER | ANAMMOX REACTOR 2 NO3-N TRANSMITTER | NON-HAZARDOUS | [6 empty] | UV ABSORBANCE | CON::CUBE; SP3-2-01-NO-150 |  | IP65 | 0-300mg/L N |  |  |  | 0 - 200 mgN/L | [10 empty] | IP65 | YES | 4-20 mA + HART | Relay Output | ±2%+1/OPL[mg/l] |  |  | 230VAC |  |  |  |  | WST02-ECCP-1000 | SSNR XLV ROOM | WST02-RIO-0202 | SSN ANAMMOX Rx AREA | [8 empty] | ANSAC TECHNOLOGY |  |  |  | D-330-230 |  | S::CAN | S::CAN | https://www.badgermeter.com/products/ | +43 (1)219 7393 13 |  |  | AUSTRIA
0010294393 | AT_INST_ | WST02-202-AIT-0301 | C4B | 131242-WST02-DR-P-6007.dgn |  | WST02 | 202 | DC | AIT | 0301 |  | ANAMMOX REACTOR 3 CONDUCTIVITY TRANSMITTER | ANAMMOX REACTOR 3 CONDUCTIVITY TRANSMITTER | NON-HAZARDOUS | [6 empty] | FOUR-ELECTRODE | LIQUILINE CM442 |  | IP65 | 1 μS/cm - 500mS/cm |  |  |  | 0 - 20 mS/cm | [10 empty] | IP65 | YES | 4-20 mA + HART | Relay Output | ≤ 4% of reading |  |  | 24VDC |  |  |  |  | WST02-ECCP-1000 | SSNR XLV ROOM | WST02-RIO-0202 | SSN ANAMMOX Rx AREA | [8 empty] | Endress+Hauser |  |  |  | CM442-3C07/0 |  | Endress+Hauser | Endress+Hauser | www.sg.endress.com | +65 67685716 | +65 6566 6848 | info.sg@endress.com | GERMANY
0010294399 | AT_INST_ | WST02-202-AIT-0302 | C4B | 131242-WST02-DR-P-6007.dgn |  | WST02 | 202 | DC | AIT | 0302 |  | ANAMMOX REACTOR 3 DO TRANSMITTER | ANAMMOX REACTOR 3 DO TRANSMITTER | NON-HAZARDOUS | [6 empty] | Membrane-type Electrochemical | LIQUILINE CM442 |  | IP65 | 0.005-100mg/L |  |  |  | 0 - 5 mg/L | [10 empty] | IP65 | YES | 4-20 mA + HART | Relay Output | ≤±1% |  |  | 24VDC |  |  |  |  | WST02-ECCP-1000 | SSNR XLV ROOM | WST02-RIO-0202 | SSN ANAMMOX Rx AREA | [8 empty] | Endress+Hauser |  |  |  | CM442-3C07/0 |  | Endress+Hauser | Endress+Hauser | www.sg.endress.com | +65 67685716 | +65 6566 6848 | info.sg@endress.com | GERMANY
0010294402 | AT_INST_ | WST02-202-AIT-0303 | C4B | 131242-WST02-DR-P-6007.dgn |  | WST02 | 202 | DC | AIT | 0303 |  | ANAMMOX REACTOR 3 pH TRANSMITTER 1 | ANAMMOX REACTOR 3 pH TRANSMITTER 1 | NON-HAZARDOUS | [6 empty] | POTENTIOMETRIC | LIQUILINE CM442 |  | IP65 | 0 - 14 |  |  |  | 0 - 14 | [10 empty] | IP65 | YES | 4-20 mA + HART | Relay Output | ≤±0.05 pH |  |  | 24VDC |  |  |  |  | WST02-ECCP-1000 | SSNR XLV ROOM | WST02-RIO-0202 | SSN ANAMMOX Rx AREA | [8 empty] | Endress+Hauser |  |  |  | CM442-3C07/0 |  | Endress+Hauser | Endress+Hauser | www.sg.endress.com | +65 67685716 | +65 6566 6848 | info.sg@endress.com | GERMANY
0010294333 | AT_INST_ | WST02-202-AIT-0304 | C4B | 131242-WST02-DR-P-6007.dgn |  | WST02 | 202 | DC | AIT | 0304 |  | ANAMMOX REACTOR 3 pH TRANSMITTER 2 | ANAMMOX REACTOR 3 pH TRANSMITTER 2 | NON-HAZARDOUS | [6 empty] | POTENTIOMETRIC | LIQUILINE CM442 |  | IP65 | 0 - 14 |  |  |  | 0 - 14 | [10 empty] | IP65 | YES | 4-20 mA + HART | Relay Output | ≤±0.05 pH |  |  | 24VDC |  |  |  |  | WST02-ECCP-1000 | SSNR XLV ROOM | WST02-RIO-0202 | SSN ANAMMOX Rx AREA | [8 empty] | Endress+Hauser |  |  |  | CM442-3C07/0 |  | Endress+Hauser | Endress+Hauser | www.sg.endress.com | +65 67685716 | +65 6566 6848 | info.sg@endress.com | GERMANY
0010294285 | AT_INST_ | WST02-202-AIT-0305 | C4B | 131242-WST02-DR-P-6007.dgn |  | WST02 | 202 | DC | AIT | 0305 |  | ANAMMOX REACTOR 3 NH4-N TRANSMITTER | ANAMMOX REACTOR 3 NH4-N TRANSMITTER | NON-HAZARDOUS | [6 empty] | ISE | CON::CUBE; ammo::lyser pro III |  | IP65 | 10 - 1000 mg N/L |  |  |  | 0 - 150 mg N/L | [10 empty] | IP65 | YES | 4-20 mA + HART | Relay Output | 4.5% / ±3% of range |  |  | 230VAC |  |  |  |  | WST02-ECCP-1000 | SSNR XLV ROOM | WST02-RIO-0202 | SSN ANAMMOX Rx AREA | [8 empty] | ANSAC TECHNOLOGY |  |  |  | D-330-230 |  | S::CAN | S::CAN | https://www.badgermeter.com/products/ | +43 (1)219 7393 13 |  |  | AUSTRIA
0010294204 | AT_INST_ | WST02-202-AIT-0306 | C4B | 131242-WST02-DR-P-6007.dgn |  | WST02 | 202 | DC | AIT | 0306 |  | ANAMMOX REACTOR 3 NO2-N TRANSMITTER | ANAMMOX REACTOR 3 NO2-N TRANSMITTER | NON-HAZARDOUS | [6 empty] | UV ABSORBANCE | CON::CUBE; SP3-2-01-NO-150 |  | IP65 | 0-130 mg/L N |  |  |  | 0 - 100 mg N/L | [10 empty] | IP65 | YES | 4-20 mA + HART | Relay Output | VTA |  |  | 230VAC |  |  |  |  | WST02-ECCP-1000 | SSNR XLV ROOM | WST02-RIO-0202 | SSN ANAMMOX Rx AREA | [8 empty] | ANSAC TECHNOLOGY |  |  |  | D-330-230 |  | S::CAN | S::CAN | https://www.badgermeter.com/products/ | +43 (1)219 7393 13 |  |  | AUSTRIA
0010294494 | AT_INST_ | WST02-202-AIT-0307 | C4B | 131242-WST02-DR-P-6007.dgn |  | WST02 | 202 | DC | AIT | 0307 |  | ANAMMOX REACTOR 3 NO3-N TRANSMITTER | ANAMMOX REACTOR 3 NO3-N TRANSMITTER | NON-HAZARDOUS | [6 empty] | UV ABSORBANCE | CON::CUBE; SP3-2-01-NO-150 |  | IP65 | 0-300mg/L N |  |  |  | 0 - 200 mgN/L | [10 empty] | IP65 | YES | 4-20 mA + HART | Relay Output | ±2%+1/OPL[mg/l] |  |  | 230VAC |  |  |  |  | WST02-ECCP-1000 | SSNR XLV ROOM | WST02-RIO-0202 | SSN ANAMMOX Rx AREA | [8 empty] | ANSAC TECHNOLOGY |  |  |  | D-330-230 |  | S::CAN | S::CAN | https://www.badgermeter.com/products/ | +43 (1)219 7393 13 |  |  | AUSTRIA
0010299199 | AT_INST_ | WST02-202-AIT-0401 | C4B | 131242-WST02-DR-P-6008.dgn |  | WST02 | 202 | DC | AIT | 0401 |  | ANAMMOX REACTOR 4 CONDUCTIVITY TRANSMITTER | ANAMMOX REACTOR 4 CONDUCTIVITY TRANSMITTER | NON-HAZARDOUS | [6 empty] | FOUR-ELECTRODE | CLS82E-AAPG30+Z1; CM442-AAM1A2F260A+AAZ1 |  | IP65 | 1 μS/cm - 500mS/cm |  |  |  | 0 - 20 mS/cm | [10 empty] | IP65 | YES | 4-20 mA + HART | Relay Output | ≤ 4% of reading |  |  | 24VDC |  |  |  |  | WST02-ECCP-1000 | SSNR XLV ROOM | WST02-RIO-0202 | SSN ANAMMOX Rx AREA | [8 empty] | Endress+Hauser |  |  |  | CM442-3C07/0 |  | Endress+Hauser | Endress+Hauser | www.sg.endress.com | +65 67685716 | +65 6566 6848 | info.sg@endress.com | GERMANY
0010299205 | AT_INST_ | WST02-202-AIT-0402 | C4B | 131242-WST02-DR-P-6008.dgn |  | WST02 | 202 | DC | AIT | 0402 |  | ANAMMOX REACTOR 4 DO TRANSMITTER | ANAMMOX REACTOR 4 DO TRANSMITTER | NON-HAZARDOUS | [6 empty] | Membrane-type Electrochemical | COS51E-AA26TF+PAZ1; CM442-AAM1A2F260A+AAZ1 |  | IP65 | 0.005-100mg/L |  |  |  | 0 - 5 mg/L | [10 empty] | IP65 | YES | 4-20 mA + HART | Relay Output | ≤±1% |  |  | 24VDC |  |  |  |  | WST02-ECCP-1000 | SSNR XLV ROOM | WST02-RIO-0202 | SSN ANAMMOX Rx AREA | [8 empty] | Endress+Hauser |  |  |  | CM442-3C07/0 |  | Endress+Hauser | Endress+Hauser | www.sg.endress.com | +65 67685716 | +65 6566 6848 | info.sg@endress.com | GERMANY
0010299208 | AT_INST_ | WST02-202-AIT-0403 | C4B | 131242-WST02-DR-P-6008.dgn |  | WST02 | 202 | DC | AIT | 0403 |  | ANAMMOX REACTOR 4 pH TRANSMITTER 1 | ANAMMOX REACTOR 4 pH TRANSMITTER 1 | NON-HAZARDOUS | [6 empty] | POTENTIOMETRIC | CPS11E-AA7BAA2+Z1; CM442-AAM1A2F260A+AAZ1 |  | IP65 | 0 - 14 |  |  |  | 0 - 14 | [10 empty] | IP65 | YES | 4-20 mA + HART | Relay Output | ≤±0.05 pH |  |  | 24VDC |  |  |  |  | WST02-ECCP-1000 | SSNR XLV ROOM | WST02-RIO-0202 | SSN ANAMMOX Rx AREA | [8 empty] | Endress+Hauser |  |  |  | CM442-3C07/0 |  | Endress+Hauser | Endress+Hauser | www.sg.endress.com | +65 67685716 | +65 6566 6848 | info.sg@endress.com | GERMANY
0010299156 | AT_INST_ | WST02-202-AIT-0404 | C4B | 131242-WST02-DR-P-6008.dgn |  | WST02 | 202 | DC | AIT | 0404 |  | ANAMMOX REACTOR 4 pH TRANSMITTER 2 | ANAMMOX REACTOR 4 pH TRANSMITTER 2 | NON-HAZARDOUS | [6 empty] | POTENTIOMETRIC | CPS11E-AA7BAA2+Z1; CM442-AAM1A2F260A+AAZ1 |  | IP65 | 0 - 14 |  |  |  | 0 - 14 | [10 empty] | IP65 | YES | 4-20 mA + HART | Relay Output | ≤±0.05 pH |  |  | 24VDC |  |  |  |  | WST02-ECCP-1000 | SSNR XLV ROOM | WST02-RIO-0202 | SSN ANAMMOX Rx AREA | [8 empty] | Endress+Hauser |  |  |  | CM442-3C07/0 |  | Endress+Hauser | Endress+Hauser | www.sg.endress.com | +65 67685716 | +65 6566 6848 | info.sg@endress.com | GERMANY
0010299105 | AT_INST_ | WST02-202-AIT-0405 | C4B | 131242-WST02-DR-P-6008.dgn |  | WST02 | 202 | DC | AIT | 0405 |  | ANAMMOX REACTOR 4 NH4-N TRANSMITTER | ANAMMOX REACTOR 4 NH4-N TRANSMITTER | NON-HAZARDOUS | [6 empty] | ISE | CON::CUBE; ammo::lyser pro III |  | IP65 | 10 - 1000 mg N/L |  |  |  | 0 - 150 mg N/L | [10 empty] | IP65 | YES | 4-20 mA + HART | Relay Output | 4.5% / ±3% of range |  |  | 230VAC |  |  |  |  | WST02-ECCP-1000 | SSNR XLV ROOM | WST02-RIO-0202 | SSN ANAMMOX Rx AREA | [8 empty] | ANSAC TECHNOLOGY |  |  |  | D-330-230 |  | S::CAN | S::CAN | https://www.badgermeter.com/products/ | +43 (1)219 7393 13 |  |  | AUSTRIA
0010299037 | AT_INST_ | WST02-202-AIT-0406 | C4B | 131242-WST02-DR-P-6008.dgn |  | WST02 | 202 | DC | AIT | 0406 |  | ANAMMOX REACTOR 4 NO2-N TRANSMITTER | ANAMMOX REACTOR 4 NO2-N TRANSMITTER | NON-HAZARDOUS | [6 empty] | UV ABSORBANCE | CON::CUBE; SP3-2-01-NO-150 |  | IP65 | 0-130 mg/L N |  |  |  | 0 - 100 mg N/L | [10 empty] | IP65 | YES | 4-20 mA + HART | Relay Output | VTA |  |  | 230VAC |  |  |  |  | WST02-ECCP-1000 | SSNR XLV ROOM | WST02-RIO-0202 | SSN ANAMMOX Rx AREA | [8 empty] | ANSAC TECHNOLOGY |  |  |  | D-330-230 |  | S::CAN | S::CAN | https://www.badgermeter.com/products/ | +43 (1)219 7393 13 |  |  | AUSTRIA
0010299303 | AT_INST_ | WST02-202-AIT-0407 | C4B | 131242-WST02-DR-P-6008.dgn |  | WST02 | 202 | DC | AIT | 0407 |  | ANAMMOX REACTOR 4 NO3-N TRANSMITTER | ANAMMOX REACTOR 4 NO3-N TRANSMITTER | NON-HAZARDOUS | [6 empty] | UV ABSORBANCE | CON::CUBE; SP3-2-01-NO-150 |  | IP65 | 0-300mg/L N |  |  |  | 0 - 200 mgN/L | [10 empty] | IP65 | YES | 4-20 mA + HART | Relay Output | ±2%+1/OPL[mg/l] |  |  | 230VAC |  |  |  |  | WST02-ECCP-1000 | SSNR XLV ROOM | WST02-RIO-0202 | SSN ANAMMOX Rx AREA | [8 empty] | ANSAC TECHNOLOGY |  |  |  | D-330-230 |  | S::CAN | S::CAN | https://www.badgermeter.com/products/ | +43 (1)219 7393 13 |  |  | AUSTRIA
0010305162 | AT_INST_ | WST02-202-LE-0101 | C4B | 131242-WST02-DR-P-6005.dgn |  | WST02 | 202 | DC | LE | 0101 |  | ANAMMOX REACTOR 1 LEVEL SENSOR | ANAMMOX REACTOR 1 LEVEL SENSOR | NON-HAZARDOUS | [6 empty] | RADAR; 80 GHz | FMR60B |  | IP65 | 0 - 50 m | Non-contact type |  | ANAMMOX REACTOR 1 TOP | 0 - 7.2m | 37 | [9 empty] | IP65 | [23 empty] | Endress+Hauser | [5 empty] | Endress+Hauser | Endress+Hauser | www.sg.endress.com | +65 67685716 | +65 6566 6848 | info.sg@endress.com | India/Germany
0010294082 | AT_INST_ | WST02-202-LE-0201 | C4B | 131242-WST02-DR-P-6006.dgn |  | WST02 | 202 | DC | LE | 0201 |  | ANAMMOX REACTOR 2 LEVEL SENSOR | ANAMMOX REACTOR 2 LEVEL SENSOR | NON-HAZARDOUS | [6 empty] | RADAR; 80 GHz | FMR60B |  | IP65 | 0 - 50 m | Non-contact type |  | ANAMMOX REACTOR 2 TOP | 0 - 7.2m | 37 | [9 empty] | IP65 | [23 empty] | Endress+Hauser | [5 empty] | Endress+Hauser | Endress+Hauser | www.sg.endress.com | +65 67685716 | +65 6566 6848 | info.sg@endress.com | India/Germany
0010294389 | AT_INST_ | WST02-202-LE-0301 | C4B | 131242-WST02-DR-P-6007.dgn |  | WST02 | 202 | DC | LE | 0301 |  | ANAMMOX REACTOR 3 LEVEL SENSOR | ANAMMOX REACTOR 3 LEVEL SENSOR | NON-HAZARDOUS | [6 empty] | RADAR; 80 GHz | FMR60B |  | IP65 | 0 - 50 m | Non-contact type |  | ANAMMOX REACTOR 3 TOP | 0 - 7.2m | 37 | [9 empty] | IP65 | [23 empty] | Endress+Hauser | [5 empty] | Endress+Hauser | Endress+Hauser | www.sg.endress.com | +65 67685716 | +65 6566 6848 | info.sg@endress.com | India/Germany
0010299195 | AT_INST_ | WST02-202-LE-0401 | C4B | 131242-WST02-DR-P-6008.dgn |  | WST02 | 202 | DC | LE | 0401 |  | ANAMMOX REACTOR 4 LEVEL SENSOR | ANAMMOX REACTOR 4 LEVEL SENSOR | NON-HAZARDOUS | [6 empty] | RADAR; 80 GHz | FMR60B |  | IP65 | 0 - 50 m | Non-contact type |  | ANAMMOX REACTOR 4 TOP | 0 - 7.2m | 37 | [9 empty] | IP65 | [23 empty] | Endress+Hauser | [5 empty] | Endress+Hauser | Endress+Hauser | www.sg.endress.com | +65 67685716 | +65 6566 6848 | info.sg@endress.com | India/Germany
0010305164 | AT_INST_ | WST02-202-LIA-0101 | C4B | 131242-WST02-DR-P-6005.dgn |  | WST02 | 202 | DC | LIA | 0101 |  | ANAMMOX REACTOR 1 LEVEL ALARM | ANAMMOX REACTOR 1 LEVEL ALARM | NON-HAZARDOUS | [21 empty] | H | [5 empty] | SOFT I/O
0010294084 | AT_INST_ | WST02-202-LIA-0201 | C4B | 131242-WST02-DR-P-6006.dgn |  | WST02 | 202 | DC | LIA | 0201 |  | ANAMMOX REACTOR 2 LEVEL ALARM | ANAMMOX REACTOR 2 LEVEL ALARM | NON-HAZARDOUS | [21 empty] | H | [5 empty] | SOFT I/O
0010294391 | AT_INST_ | WST02-202-LIA-0301 | C4B | 131242-WST02-DR-P-6007.dgn |  | WST02 | 202 | DC | LIA | 0301 |  | ANAMMOX REACTOR 3 LEVEL ALARM | ANAMMOX REACTOR 3 LEVEL ALARM | NON-HAZARDOUS | [21 empty] | H | [5 empty] | SOFT I/O
0010299197 | AT_INST_ | WST02-202-LIA-0401 | C4B | 131242-WST02-DR-P-6008.dgn |  | WST02 | 202 | DC | LIA | 0401 |  | ANAMMOX REACTOR 4 LEVEL ALARM | ANAMMOX REACTOR 4 LEVEL ALARM | NON-HAZARDOUS | [21 empty] | H | [5 empty] | SOFT I/O
0010305163 | AT_INST_ | WST02-202-LIT-0101 | C4B | 131242-WST02-DR-P-6005.dgn |  | WST02 | 202 | DC | LIT | 0101 |  | ANAMMOX REACTOR 1 LEVEL TRANSMITTER | ANAMMOX REACTOR 1 LEVEL TRANSMITTER | NON-HAZARDOUS | [6 empty] | RADAR; 80 GHz | FMR62B-AABAEBAJGAEBEUJD+AAZ1; HAW569-CB2C |  | IP65 | 0 - 50 m | Non-contact type |  |  | 0 - 7.2m | [10 empty] | IP65 |  | 4-20 mA + HART |  | ±1mm |  |  | LOOP-POWERED |  |  |  |  | WST02-ECCP-1000 | SSNR XLV ROOM | WST02-RIO-0202 | SSN ANAMMOX Rx AREA | [8 empty] | Endress+Hauser | [5 empty] | Endress+Hauser | Endress+Hauser | www.sg.endress.com | +65 67685716 | +65 6566 6848 | info.sg@endress.com | India/Germany
0010294083 | AT_INST_ | WST02-202-LIT-0201 | C4B | 131242-WST02-DR-P-6006.dgn |  | WST02 | 202 | DC | LIT | 0201 |  | AMX REACTOR 2 LEVEL TRANSMITTER | AMX REACTOR 2 LEVEL TRANSMITTER | NON-HAZARDOUS | [6 empty] | RADAR; 80 GHz | FMR62B-AABAEBAJGAEBEUJD+AAZ1; HAW569-CB2C |  | IP65 | 0 - 50 m | Non-contact type |  |  | 0 - 7.2m | [10 empty] | IP65 |  | 4-20 mA + HART |  | ±1mm |  |  | LOOP-POWERED |  |  |  |  | WST02-ECCP-1000 | SSNR XLV ROOM | WST02-RIO-0202 | SSN ANAMMOX Rx AREA | [8 empty] | Endress+Hauser | [5 empty] | Endress+Hauser | Endress+Hauser | www.sg.endress.com | +65 67685716 | +65 6566 6848 | info.sg@endress.com | India/Germany
0010294390 | AT_INST_ | WST02-202-LIT-0301 | C4B | 131242-WST02-DR-P-6007.dgn |  | WST02 | 202 | DC | LIT | 0301 |  | ANAMMOX REACTOR 3 LEVEL TRANSMITTER | ANAMMOX REACTOR 3 LEVEL TRANSMITTER | NON-HAZARDOUS | [6 empty] | RADAR; 80 GHz | FMR62B-AABAEBAJGAEBEUJD+AAZ1; HAW569-CB2C |  | IP65 | 0 - 50 m | Non-contact type |  |  | 0 - 7.2m | [10 empty] | IP65 |  | 4-20 mA + HART |  | ±1mm |  |  | LOOP-POWERED |  |  |  |  | WST02-ECCP-1000 | SSNR XLV ROOM | WST02-RIO-0202 | SSN ANAMMOX Rx AREA | [8 empty] | Endress+Hauser | [5 empty] | Endress+Hauser | Endress+Hauser | www.sg.endress.com | +65 67685716 | +65 6566 6848 | info.sg@endress.com | India/Germany
0010299196 | AT_INST_ | WST02-202-LIT-0401 | C4B | 131242-WST02-DR-P-6008.dgn |  | WST02 | 202 | DC | LIT | 0401 |  | ANAMMOX REACTOR 4 LEVEL TRANSMITTER | ANAMMOX REACTOR 4 LEVEL TRANSMITTER | NON-HAZARDOUS | [6 empty] | RADAR; 80 GHz | FMR62B-AABAEBAJGAEBEUJD+AAZ1; HAW569-CB2C |  | IP65 | 0 - 50 m | Non-contact type |  |  | 0 - 7.2m | [10 empty] | IP65 |  | 4-20 mA + HART |  | ±1mm |  |  | LOOP-POWERED |  |  |  |  | WST02-ECCP-1000 | SSNR XLV ROOM | WST02-RIO-0202 | SSN ANAMMOX Rx AREA | [8 empty] | Endress+Hauser | [5 empty] | Endress+Hauser | Endress+Hauser | www.sg.endress.com | +65 67685716 | +65 6566 6848 | info.sg@endress.com | India/Germany
0010305169 | AT_INST_ | WST02-202-TIA-0101 | C4B | 131242-WST02-DR-P-6005.dgn |  | WST02 | 202 | DC | TIA | 0101 |  | ANAMMOX REACTOR 1 TEMPERATURE ALARM | ANAMMOX REACTOR 1 TEMPERATURE ALARM | NON-HAZARDOUS | [15 empty] | 37 |  |  |  |  | HH | H | L | LL |  |  |  | SOFT I/O
0010294089 | AT_INST_ | WST02-202-TIA-0201 | C4B | 131242-WST02-DR-P-6006.dgn |  | WST02 | 202 | DC | TIA | 0201 |  | ANAMMOX REACTOR 2 TINSTRUMENT AIR | ANAMMOX REACTOR 2 TINSTRUMENT AIR | NON-HAZARDOUS | [15 empty] | 37 |  |  |  |  | HH | H | [5 empty] | SOFT I/O
0010294396 | AT_INST_ | WST02-202-TIA-0301 | C4B | 131242-WST02-DR-P-6007.dgn |  | WST02 | 202 | DC | TIA | 0301 |  | ANAMMOX REACTOR 3 TEMPERATURE ALARM | ANAMMOX REACTOR 3 TEMPERATURE ALARM | NON-HAZARDOUS | [15 empty] | 37 |  |  |  |  | HH | H | L | LL |  |  |  | SOFT I/O
0010299202 | AT_INST_ | WST02-202-TIA-0401 | C4B | 131242-WST02-DR-P-6008.dgn |  | WST02 | 202 | DC | TIA | 0401 |  | ANAMMOX REACTOR 4 TEMPERATURE ALARM | ANAMMOX REACTOR 4 TEMPERATURE ALARM | NON-HAZARDOUS | [15 empty] | 37 |  |  |  |  | HH | H | L | LL |  |  |  | SOFT I/O
0010305168 | AT_INST_ | WST02-202-TIT-0101 | C4B | 131242-WST02-DR-P-6005.dgn |  | WST02 | 202 | DC | TIT | 0101 |  | ANAMMOX REACTOR 1 TEMPERATURE TRANSMITTER | ANAMMOX REACTOR 1 TEMPERATURE TRANSMITTER | NON-HAZARDOUS | [6 empty] | PT100 |  |  | IP65 |  | SS316 |  | ANAMMOX REACTOR 1 | 37 - 40 °C | 37 | [9 empty] | IP65 |  | 4-20 mA |  | VTA |  |  | LOOP-POWERED |  |  |  |  | WST02-ECCP-1000 | SSNR XLV ROOM | WST02-RIO-0202 | SSN ANAMMOX Rx AREA | [8 empty] | Endress+Hauser | [5 empty] | Endress+Hauser | Endress+Hauser | www.sg.endress.com | +65 67685716 | +65 6566 6848 | info.sg@endress.com | Germany
0010294088 | AT_INST_ | WST02-202-TIT-0201 | C4B | 131242-WST02-DR-P-6006.dgn |  | WST02 | 202 | DC | TIT | 0201 |  | ANAMMOX REACTOR 2 TEMPERATURE TRANSMITTER | ANAMMOX REACTOR 2 TEMPERATURE TRANSMITTER | NON-HAZARDOUS | [6 empty] | PT100 |  |  | IP65 |  | SS316 |  | ANAMMOX REACTOR 2 | 37 - 40 °C | 37 | [9 empty] | IP65 |  | 4-20 mA |  | VTA |  |  | LOOP-POWERED |  |  |  |  | WST02-ECCP-1000 | SSNR XLV ROOM | WST02-RIO-0202 | SSN ANAMMOX Rx AREA | [8 empty] | Endress+Hauser | [5 empty] | Endress+Hauser | Endress+Hauser | www.sg.endress.com | +65 67685716 | +65 6566 6848 | info.sg@endress.com | Germany
0010294395 | AT_INST_ | WST02-202-TIT-0301 | C4B | 131242-WST02-DR-P-6007.dgn |  | WST02 | 202 | DC | TIT | 0301 |  | ANAMMOX REACTOR 3 TEMPERATURE TRANSMITTER | ANAMMOX REACTOR 3 TEMPERATURE TRANSMITTER | NON-HAZARDOUS | [6 empty] | PT100 |  |  | IP65 |  | SS316 |  | ANAMMOX REACTOR 3 | 37 - 40 °C | 37 | [9 empty] | IP65 |  | 4-20 mA |  | VTA |  |  | LOOP-POWERED |  |  |  |  | WST02-ECCP-1000 | SSNR XLV ROOM | WST02-RIO-0202 | SSN ANAMMOX Rx AREA | [8 empty] | Endress+Hauser | [5 empty] | Endress+Hauser | Endress+Hauser | www.sg.endress.com | +65 67685716 | +65 6566 6848 | info.sg@endress.com | Germany
0010299201 | AT_INST_ | WST02-202-TIT-0401 | C4B | 131242-WST02-DR-P-6008.dgn |  | WST02 | 202 | DC | TIT | 0401 |  | ANAMMOX REACTOR 4 TEMPERATURE TRANSMITTER | ANAMMOX REACTOR 4 TEMPERATURE TRANSMITTER | NON-HAZARDOUS | [6 empty] | PT100 |  |  | IP65 |  | SS316 |  | ANAMMOX REACTOR 4 | 37 - 40 °C | 37 | [9 empty] | IP65 |  | 4-20 mA |  | VTA |  |  | LOOP-POWERED |  |  |  |  | WST02-ECCP-1000 | SSNR XLV ROOM | WST02-RIO-0202 | SSN ANAMMOX Rx AREA | [8 empty] | Endress+Hauser | [5 empty] | Endress+Hauser | Endress+Hauser | www.sg.endress.com | +65 67685716 | +65 6566 6848 | info.sg@endress.com | Germany
0010329873 | AT_INST_ | WST02-203-FAL-0101 | C4B | 131242-WST02-DR-P-6009.dgn |  | WST02 | 203 | ALP | FAL | 0101 |  | SLUDGE COMPARTMENT AIR FLOW ALARM LOW | SLUDGE COMPARTMENT AIR FLOW ALARM LOW | NON-HAZARDOUS
0010299337 | AT_INST_FLO | WST02-203-FE-0101 | C4B | 131242-WST02-DR-P-6009.dgn | WST02-203-ALP-00101-300-SS16 | WST02 | 203 | ALP | FE | 0101 |  | ANAMMOX REACTOR 1 AERATION AIR FLOW ELEMENT | ANAMMOX REACTOR 1 AERATION AIR FLOW ELEMENT | NON-HAZARDOUS |  | 300 | 1000 | 3888 | 916 | 2827 | THERMAL MASS | Proline t-mass I 500 |  | IP65 | 227 - 22689 Nm3/hr | SS316/316L |  | ANAMMOX Rx 1 AERATION INLET | 1593-4575Nm3/h | 101 | 77 | 74 | 98 | 200 | [5 empty] | IP65 |  |  |  | ±1.0% | [19 empty] | Endress+Hauser | [5 empty] | Endress+Hauser | Endress+Hauser | www.sg.endress.com | +65 67685716 | +65 6566 6848 | info.sg@endress.com | Switzerland
0010294907 | AT_INST_FLO | WST02-203-FE-0201 | C4B | 131242-WST02-DR-P-6009.dgn | WST02-203-ALP-00201-300-SS16 | WST02 | 203 | ALP | FE | 0201 |  | ANAMMOX REACTOR 2 AERATION AIR FLOW ELEMENT | ANAMMOX REACTOR 2 AERATION AIR FLOW ELEMENT | NON-HAZARDOUS |  | 300 | 1000 | 3888 | 916 | 2827 | THERMAL MASS | Proline t-mass I 500 |  | IP65 | 227 - 22689 Nm3/hr | SS316/316L |  | ANAMMOX Rx 2 AERATION INLET | 1593-4575Nm3/h | 101 | 77 | 74 | 98 | 200 | [5 empty] | IP65 |  |  |  | ±1.0% | [19 empty] | Endress+Hauser | [5 empty] | Endress+Hauser | Endress+Hauser | www.sg.endress.com | +65 67685716 | +65 6566 6848 | info.sg@endress.com | Switzerland
0010295000 | AT_INST_FLO | WST02-203-FE-0301 | C4B | 131242-WST02-DR-P-6010.dgn | WST02-203-ALP-00301-300-SS16 | WST02 | 203 | ALP | FE | 0301 |  | ANAMMOX REACTOR 3 AERATION AIR FLOW ELEMENT | ANAMMOX REACTOR 3 AERATION AIR FLOW ELEMENT | NON-HAZARDOUS |  | 300 | 1000 | 2403 | 916 | 2827 | THERMAL MASS | Proline t-mass I 500 |  | IP65 | 227 - 22689 Nm3/hr | SS316/316L |  | ANAMMOX Rx 3 AERATION INLET | 1593-4575Nm3/h | 101 | 77 | 74 | 98 | 200 | [5 empty] | IP65 |  |  |  | ±1.0% | [19 empty] | Endress+Hauser | [5 empty] | Endress+Hauser | Endress+Hauser | www.sg.endress.com | +65 67685716 | +65 6566 6848 | info.sg@endress.com | Switzerland
0010294989 | AT_INST_FLO | WST02-203-FE-0401 | C4B | 131242-WST02-DR-P-6010.dgn | WST02-203-ALP-00401-300-SS16 | WST02 | 203 | ALP | FE | 0401 |  | ANAMMOX REACTOR 4 AERATION AIR FLOW ELEMENT | ANAMMOX REACTOR 4 AERATION AIR FLOW ELEMENT | NON-HAZARDOUS |  | 300 | 1000 | 2403 | 916 | 2827 | THERMAL MASS | Proline t-mass I 500 |  | IP65 | 227 - 22689 Nm3/hr | SS316/316L |  | ANAMMOX Rx 4 AERATION INLET | 1593-4575Nm3/h | 101 | 77 | 74 | 98 | 200 | [5 empty] | IP65 |  |  |  | ±1.0% | [19 empty] | Endress+Hauser | [5 empty] | Endress+Hauser | Endress+Hauser | www.sg.endress.com | +65 67685716 | +65 6566 6848 | info.sg@endress.com | Switzerland
0010301118 | AT_INST_FLO | WST02-203-FI-0101 | C4B | 131242-WST02-DR-P-6009.dgn | WST02-203-ALP-00202-50-SS16 | WST02 | 203 | ALP | FI | 0101 |  | SLUDGE COMPARTMENT AIR ROTAMETER | SLUDGE COMPARTMENT AIR ROTAMETER | NON-HAZARDOUS | F | 50 | 1000 | 20 | 0 | 20 | ROTAMETER | H250/RR/M40/K1 K55.3 TIV55; SB3,5-E2 | SS316L | IP65 | 14.5 - 145 m3/hr | SS316L |  | SLUDGE COMPARTMENT AIR INLET | 40 - 200 Nm3/h | 98 | 77 | 74 | 98 | 200 |  |  |  |  | SS316L | IP65 |  |  |  | 2% of full scale | 20 | 14.5 - 145 m3/hr | [17 empty] | Krohne | [5 empty] | Krohne | Krohne | https://sg.krohne.com/en/ | 6748 1073 | 6748 6073 | KSG.ISS@krohne.com | Germany
0010299341 | AT_INST_ | WST02-203-FIA-0101 | C4B | 131242-WST02-DR-P-6009.dgn |  | WST02 | 203 | ALP | FIA | 0101 |  | ANAMMOX REACTOR 1 AERATION AIR FLOW ALARM | ANAMMOX REACTOR 1 AERATION AIR FLOW ALARM | NON-HAZARDOUS | [21 empty] | H | L |  |  |  |  | SOFT I/O
0010299353 | AT_INST_ | WST02-203-FIA-0201 | C4B | 131242-WST02-DR-P-6009.dgn |  | WST02 | 203 | ALP | FIA | 0201 |  | ANAMMOX REACTOR 2 AERATION AIR FLOW ALARM | ANAMMOX REACTOR 2 AERATION AIR FLOW ALARM | NON-HAZARDOUS | [21 empty] | H | L |  |  |  |  | SOFT I/O
0010295026 | AT_INST_ | WST02-203-FIA-0301 | C4B | 131242-WST02-DR-P-6010.dgn |  | WST02 | 203 | ALP | FIA | 0301 |  | ANAMMOX REACTOR 3 AERATION AIR FLOW ALARM | ANAMMOX REACTOR 3 AERATION AIR FLOW ALARM | NON-HAZARDOUS | [21 empty] | H | L |  |  |  |  | SOFT I/O
0010295034 | AT_INST_ | WST02-203-FIA-0401 | C4B | 131242-WST02-DR-P-6010.dgn |  | WST02 | 203 | ALP | FIA | 0401 |  | ANAMMOX REACTOR 4 AERATION AIR FLOW ALARM | ANAMMOX REACTOR 4 AERATION AIR FLOW ALARM | NON-HAZARDOUS | [21 empty] | H | L |  |  |  |  | SOFT I/O
0010299342 | AT_INST_ | WST02-203-FIT-0101 | C4B | 131242-WST02-DR-P-6009.dgn |  | WST02 | 203 | ALP | FIT | 0101 |  | ANAMMOX REACTOR 1 AERATION AIR FLOW TRANSMITTER | ANAMMOX REACTOR 1 AERATION AIR FLOW TRANSMITTER | NON-HAZARDOUS | [6 empty] | THERMAL MASS | Proline t-mass I 500 |  | IP65 | 227 - 22689 Nm3/hr | SS316/316L |  |  | 1593-4575Nm3/h | [10 empty] | IP65 |  | 4-20 mA + HART |  | ±1.0% |  |  | 24VDC |  |  |  |  | WST02-ECCP-1001 | SSNR XLV ROOM | WST02-RIO-0204 | SSN BLOWER AREA | [8 empty] | Endress+Hauser |  |  |  | Proline t-mass I 500 |  | Endress+Hauser | Endress+Hauser | www.sg.endress.com | +65 67685716 | +65 6566 6848 | info.sg@endress.com | Switzerland
0010294933 | AT_INST_ | WST02-203-FIT-0201 | C4B | 131242-WST02-DR-P-6009.dgn |  | WST02 | 203 | ALP | FIT | 0201 |  | ANAMMOX REACTOR 2 AERATION AIR FLOW TRANSMITTER | ANAMMOX REACTOR 2 AERATION AIR FLOW TRANSMITTER | NON-HAZARDOUS | [6 empty] | THERMAL MASS | 6I5BL3-AAIBADAAFAAALASANA2AAGA2+AAEBP7Z1 |  | IP65 | 227 - 22689 Nm3/hr | SS316/316L |  |  | 1593-4575Nm3/h | [10 empty] | IP65 |  | 4-20 mA + HART |  | ±1.0% |  |  | 24VDC |  |  |  |  | WST02-ECCP-1001 | SSNR XLV ROOM | WST02-RIO-0205 | SSN BLOWER AREA | [8 empty] | Endress+Hauser |  |  |  | Proline t-mass I 500 |  | Endress+Hauser | Endress+Hauser | www.sg.endress.com | +65 67685716 | +65 6566 6848 | info.sg@endress.com | Switzerland
0010295001 | AT_INST_ | WST02-203-FIT-0301 | C4B | 131242-WST02-DR-P-6010.dgn |  | WST02 | 203 | ALP | FIT | 0301 |  | ANAMMOX REACTOR 3 AERATION AIR FLOW TRANSMITTER | ANAMMOX REACTOR 3 AERATION AIR FLOW TRANSMITTER | NON-HAZARDOUS | [6 empty] | THERMAL MASS | 6I5BL3-AAIBADAAFAAALASANA2AAGA2+AAEBP7Z1 |  | IP65 | 227 - 22689 Nm3/hr | SS316/316L |  |  | 1593-4575Nm3/h | [10 empty] | IP65 |  | 4-20 mA + HART |  | ±1.0% |  |  | 24VDC |  |  |  |  | WST02-ECCP-1001 | SSNR XLV ROOM | WST02-RIO-0208 | SSN BLOWER AREA | [8 empty] | Endress+Hauser |  |  |  | Proline t-mass I 500 |  | Endress+Hauser | Endress+Hauser | www.sg.endress.com | +65 67685716 | +65 6566 6848 | info.sg@endress.com | Switzerland
0010295033 | AT_INST_ | WST02-203-FIT-0401 | C4B | 131242-WST02-DR-P-6010.dgn |  | WST02 | 203 | ALP | FIT | 0401 |  | ANAMMOX REACTOR 4 AERATION AIR FLOW TRANSMITTER | ANAMMOX REACTOR 4 AERATION AIR FLOW TRANSMITTER | NON-HAZARDOUS | [6 empty] | THERMAL MASS | 6I5BL3-AAIBADAAFAAALASANA2AAGA2+AAEBP7Z1 |  | IP65 | 227 - 22689 Nm3/hr | SS316/316L |  |  | 1593-4575Nm3/h | [10 empty] | IP65 |  | 4-20 mA + HART |  | ±1.0% |  |  | 24VDC |  |  |  |  | WST02-ECCP-1001 | SSNR XLV ROOM | WST02-RIO-0206 | SSN BLOWER AREA | [8 empty] | Endress+Hauser |  |  |  | Proline t-mass I 500 |  | Endress+Hauser | Endress+Hauser | www.sg.endress.com | +65 67685716 | +65 6566 6848 | info.sg@endress.com | Switzerland
0010329862 | AT_INST_ | WST02-203-FSL-0101 | C4B | 131242-WST02-DR-P-6009.dgn | WST02-203-ALP-00202-50-SS16 | WST02 | 203 | ALP | FSL | 0101 |  | SLUDGE COMPARTMENT AIR FLOW SWITCH LOW | SLUDGE COMPARTMENT AIR FLOW SWITCH LOW | NON-HAZARDOUS |  |  | 1000 | 20 | 0 | 20 | SWITCH ON ROTAMETER | SB3,5-E2 |  | IP65 | 14.5 - 145 m3/hr | SS316L |  | SLUDGE COMPARTMENT AIR INLET 1 | 40 - 200 Nm3/h | 98 | 77 | 74 | 98 | [5 empty] | PBT | IP65 |  | DI |  |  | 0.03m/s |  | 24VDC |  |  |  |  | WST02-ECCP-1000 | SSNR XLV ROOM | WST02-RIO-0203 | SSN NORTH PUMP AREA | [8 empty] | Krohne | [5 empty] | Krohne | Krohne | https://sg.krohne.com/en/ | 6748 1073 | 6748 6073 | KSG.ISS@krohne.com | Germany
0010309222 | AT_INST_ | WST02-203-PDIA-0101 | C4B | 131242-WST02-DR-P-6009.dgn |  | WST02 | 203 | ALP | PDIA | 0101 |  | AERATION BLOWER A INLET FILTER PRESSURE DIFFERENTIAL INDICATOR ALARM | AERATION BLOWER A INLET FILTER PDI ALARM | NON-HAZARDOUS | [21 empty] | H | [5 empty] | SOFT I/O
0010309229 | AT_INST_ | WST02-203-PDIA-0201 | C4B | 131242-WST02-DR-P-6009.dgn |  | WST02 | 203 | ALP | PDIA | 0201 |  | AERATION BLOWER B INLET FILTER PRESSURE DIFFERENTIAL INDICATOR ALARM | AERATION BLOWER B INLET FILTER PDI ALARM | NON-HAZARDOUS | [21 empty] | H | [5 empty] | SOFT I/O
0010309236 | AT_INST_ | WST02-203-PDIA-0301 | C4B | 131242-WST02-DR-P-6010.dgn |  | WST02 | 203 | ALP | PDIA | 0301 |  | AERATION BLOWER C INLET FILTER PRESSURE DIFFERENTIAL INDICATOR ALARM | AERATION BLOWER C INLET FILTER PDI ALARM | NON-HAZARDOUS | [21 empty] | H | [5 empty] | SOFT I/O
0010309242 | AT_INST_ | WST02-203-PDIA-0401 | C4B | 131242-WST02-DR-P-6010.dgn |  | WST02 | 203 | ALP | PDIA | 0401 |  | AERATION BLOWER D INLET FILTER PRESSURE DIFFERENTIAL INDICATOR ALARM | AERATION BLOWER D INLET FILTER PDI ALARM | NON-HAZARDOUS | [21 empty] | H | [5 empty] | SOFT I/O
0010309230 | AT_INST_ | WST02-203-PDIA-0501 | C4B | 131242-WST02-DR-P-6009.dgn |  | WST02 | 203 | ALP | PDIA | 0501 |  | AERATION BLOWER C INLET FILTER PRESSURE DIFFERENTIAL INDICATOR ALARM | AERATION BLOWER C INLET FILTER PDI ALARM | NON-HAZARDOUS | [21 empty] | H | [5 empty] | SOFT I/O
0010309223 | AT_INST_ | WST02-203-PDIT-0101 | C4B | 131242-WST02-DR-P-6009.dgn |  | WST02 | 203 | ALP | PDIT | 0101 |  | AERATION BLOWER A INLET FILTER PRESSURE DIFFERENTIAL TRANSMITTER | AERATION BLOWER A INLET FILTER PDT | NON-HAZARDOUS | P | [5 empty] | PIEZORESISTIVE |  |  | IP65 | VTA | VTA |  | AERATION BLOWR A INLET FILTER | VTA |  |  |  |  | 150 | [5 empty] | IP65 |  | VTA | VTA | VTA |  |  | VTA |  |  |  |  | WST02-LCP-B-0101 | SSN BLOWER AREA | [10 empty] | Aerzen | [5 empty] | Aerzen | Aerzen | https://www.aerzen.com/ | 62545080 | 62546935 | asia@aerzen.com | SOUTH KOREA
0010309228 | AT_INST_ | WST02-203-PDIT-0201 | C4B | 131242-WST02-DR-P-6009.dgn |  | WST02 | 203 | ALP | PDIT | 0201 |  | AERATION BLOWER B INLET FILTER PRESSURE DIFFERENTIAL TRANSMITTER | AERATION BLOWER B INLET FILTER PDT | NON-HAZARDOUS | P | [5 empty] | PIEZORESISTIVE |  |  | IP65 | VTA | VTA |  | AERATION BLOWR B NLET FILTER | VTA |  |  |  |  | 150 | [5 empty] | IP65 |  | VTA | VTA | VTA |  |  | VTA |  |  |  |  | WST02-LCP-B-0201 | SSN BLOWER AREA | [10 empty] | Aerzen | [5 empty] | Aerzen | Aerzen | https://www.aerzen.com/ | 62545080 | 62546935 | asia@aerzen.com | SOUTH KOREA
0010309235 | AT_INST_ | WST02-203-PDIT-0301 | C4B | 131242-WST02-DR-P-6010.dgn |  | WST02 | 203 | ALP | PDIT | 0301 |  | AERATION BLOWER C INLET FILTER PRESSURE DIFFERENTIAL TRANSMITTER | AERATION BLOWER C INLET FILTER PDT | NON-HAZARDOUS | P | [5 empty] | PIEZORESISTIVE |  |  | IP65 | VTA | VTA |  | AERATION BLOWR C INLET FILTER | VTA |  |  |  |  | 150 | [5 empty] | IP65 |  | VTA | VTA | VTA |  |  | VTA |  |  |  |  | WST02-LCP-B-0301 | SSN BLOWER AREA | [10 empty] | Aerzen | [5 empty] | Aerzen | Aerzen | https://www.aerzen.com/ | 62545080 | 62546935 | asia@aerzen.com | SOUTH KOREA
0010309243 | AT_INST_ | WST02-203-PDIT-0401 | C4B | 131242-WST02-DR-P-6010.dgn |  | WST02 | 203 | ALP | PDIT | 0401 |  | AERATION BLOWER D INLET FILTER PRESSURE DIFFERENTIAL TRANSMITTER | AERATION BLOWER D INLET FILTER PDT | NON-HAZARDOUS | P | [5 empty] | PIEZORESISTIVE |  |  | IP65 | VTA | VTA |  | AERATION BLOWR D INLET FILTER | VTA |  |  |  |  | 150 | [5 empty] | IP65 |  | VTA | VTA | VTA |  |  | VTA |  |  |  |  | WST02-LCP-B-0401 | SSN BLOWER AREA | [10 empty] | Aerzen | [5 empty] | Aerzen | Aerzen | https://www.aerzen.com/ | 62545080 | 62546935 | asia@aerzen.com | SOUTH KOREA
0010309231 | AT_INST_ | WST02-203-PDIT-0501 | C4B | 131242-WST02-DR-P-6009.dgn |  | WST02 | 203 | ALP | PDIT | 0501 |  | AERATION BLOWER E INLET FILTER PRESSURE DIFFERENTIAL TRANSMITTER | AERATION BLOWER E INLET FILTER PDT | NON-HAZARDOUS | P | [5 empty] | PIEZORESISTIVE |  |  | IP65 | VTA | VTA |  | AERATION BLOWR E INLET FILTER | VTA |  |  |  |  | 150 | [5 empty] | IP65 |  | VTA | VTA | VTA |  |  | VTA |  |  |  |  | WST02-LCP-B-0501 | SSN BLOWER AREA | [10 empty] | Aerzen | [5 empty] | Aerzen | Aerzen | https://www.aerzen.com/ | 62545080 | 62546935 | asia@aerzen.com | SOUTH KOREA
0010299391 | AT_INST_ | WST02-203-PIA-0101 | C4B | 131242-WST02-DR-P-6009.dgn |  | WST02 | 203 | ALP | PIA | 0101 |  | AERATION BLOWER A DISCHARGE PRESSURE ALARM | AERATION BLOWER A DISCHARGE PRESSURE ALARM | NON-HAZARDOUS | [20 empty] | HH | H | [5 empty] | SOFT I/O
0010299390 | AT_INST_ | WST02-203-PIA-0201 | C4B | 131242-WST02-DR-P-6009.dgn |  | WST02 | 203 | ALP | PIA | 0201 |  | AERATION BLOWER B DISCHARGE PRESSURE ALARM | AERATION BLOWER B DISCHARGE PRESSURE ALARM | NON-HAZARDOUS | [20 empty] | HH | H | [5 empty] | SOFT I/O
0010295061 | AT_INST_ | WST02-203-PIA-0301 | C4B | 131242-WST02-DR-P-6010.dgn |  | WST02 | 203 | ALP | PIA | 0301 |  | AERATION BLOWER C DISCHARGE PRESSURE ALARM | AERATION BLOWER C DISCHARGE PRESSURE ALARM | NON-HAZARDOUS | [20 empty] | HH | H | [5 empty] | SOFT I/O
0010295015 | AT_INST_ | WST02-203-PIA-0401 | C4B | 131242-WST02-DR-P-6010.dgn |  | WST02 | 203 | ALP | PIA | 0401 |  | AERATION BLOWER D DISCHARGE PRESSURE ALARM | AERATION BLOWER D DISCHARGE PRESSURE ALARM | NON-HAZARDOUS | [20 empty] | HH | H | [5 empty] | SOFT I/O
0010299397 | AT_INST_ | WST02-203-PIA-0501 | C4B | 131242-WST02-DR-P-6009.dgn |  | WST02 | 203 | ALP | PIA | 0501 |  | AERATION BLOWER E DISCHARGE PRESSURE ALARM | AERATION BLOWER E DISCHARGE PRESSURE ALARM | NON-HAZARDOUS | [20 empty] | HH | H | [5 empty] | SOFT I/O
0010294968 | AT_INST_ | WST02-203-PIT-0101 | C4B | 131242-WST02-DR-P-6009.dgn | WST02-203-ALP-00101-300-SS16 | WST02 | 203 | ALP | PIT | 0101 |  | AERATION BLOWER A DISCHARGE PRESSURE TRANSMITTER | AERATION BLOWER A DISCHARGE PRESSURE TRANSMITTER | NON-HAZARDOUS |  | 15 | 1000 | 3888 | 1593 | 5870 | PIEZORESISTIVE |  |  | IP65 | VTA | VTA |  | AERATION BLOWER A DISCHARGE |  | 98 | 77 | 74 | 98 | 200 | [5 empty] | IP65 |  | VTA | VTA | VTA |  |  | VTA |  |  |  |  | WST02-LCP-B-0101 | SSN BLOWER AREA | [10 empty] | Aerzen | [5 empty] | Aerzen | Aerzen | https://www.aerzen.com/ | 62545080 | 62546935 | asia@aerzen.com | SOUTH KOREA
0010294967 | AT_INST_ | WST02-203-PIT-0201 | C4B | 131242-WST02-DR-P-6009.dgn | WST02-203-ALP-00201-300-SS16 | WST02 | 203 | ALP | PIT | 0201 |  | AERATION BLOWER B DISCHARGE PRESSURE TRANSMITTER | AERATION BLOWER B DISCHARGE PRESSURE TRANSMITTER | NON-HAZARDOUS |  | 15 | 1000 | 3888 | 1593 | 5870 | PIEZORESISTIVE |  |  | IP65 | VTA | VTA |  | AERATION BLOWER B DISCHARGE | 0 - 100 kPa(g) | 98 | 77 | 74 | 98 | 200 | [5 empty] | IP65 |  | VTA | VTA | VTA |  |  | VTA |  |  |  |  | WST02-LCP-B-0201 | SSN BLOWER AREA | [10 empty] | Aerzen | [5 empty] | Aerzen | Aerzen | https://www.aerzen.com/ | 62545080 | 62546935 | asia@aerzen.com | SOUTH KOREA
0010295010 | AT_INST_ | WST02-203-PIT-0301 | C4B | 131242-WST02-DR-P-6010.dgn | WST02-203-ALP-00301-300-SS16 | WST02 | 203 | ALP | PIT | 0301 |  | AERATION BLOWER C DISCHARGE PRESSURE TRANSMITTER | AERATION BLOWER C DISCHARGE PRESSURE TRANSMITTER | NON-HAZARDOUS |  | 15 | 1000 | 3888 | 1593 | 5870 | PIEZORESISTIVE |  |  | IP65 | VTA | VTA |  | AERATION BLOWER C DISCHARGE | 0 - 100 kPa(g) | 98 | 77 | 74 | 98 | 200 | [5 empty] | IP65 |  | VTA | VTA | VTA |  |  | VTA |  |  |  |  | WST02-LCP-B-0301 | SSN BLOWER AREA | [10 empty] | Aerzen | [5 empty] | Aerzen | Aerzen | https://www.aerzen.com/ | 62545080 | 62546935 | asia@aerzen.com | SOUTH KOREA
0010295016 | AT_INST_ | WST02-203-PIT-0401 | C4B | 131242-WST02-DR-P-6010.dgn | WST02-203-ALP-00401-300-SS16 | WST02 | 203 | ALP | PIT | 0401 |  | AERATION BLOWER D DISCHARGE PRESSURE TRANSMITTER | AERATION BLOWER D DISCHARGE PRESSURE TRANSMITTER | NON-HAZARDOUS |  | 15 | 1000 | 3888 | 1593 | 5870 | PIEZORESISTIVE |  |  | IP65 | VTA | VTA |  | AERATION BLOWER D DISCHARGE | 0 - 100 kPa(g) | 98 | 77 | 74 | 98 | 200 | [5 empty] | IP65 |  | VTA | VTA | VTA |  |  | VTA |  |  |  |  | WST02-LCP-B-0401 | SSN BLOWER AREA | [10 empty] | Aerzen | [5 empty] | Aerzen | Aerzen | https://www.aerzen.com/ | 62545080 | 62546935 | asia@aerzen.com | SOUTH KOREA
0010294975 | AT_INST_ | WST02-203-PIT-0501 | C4B | 131242-WST02-DR-P-6009.dgn | WST02-203-ALP-00501-300-SS16 | WST02 | 203 | ALP | PIT | 0501 |  | AERATION BLOWER E DISCHARGE PRESSURE TRANSMITTER | AERATION BLOWER E DISCHARGE PRESSURE TRANSMITTER | NON-HAZARDOUS |  | 15 | 1000 | 3888 | 1593 | 5870 | PIEZORESISTIVE |  |  | IP65 | VTA | VTA |  | AERATION BLOWER E DISCHARGE | 0 - 100 kPa(g) | 98 | 77 | 74 | 98 | 200 | [5 empty] | IP65 |  | VTA | VTA | VTA |  |  | VTA |  |  |  |  | WST02-LCP-B-0501 | SSN BLOWER AREA | [10 empty] | Aerzen | [5 empty] | Aerzen | Aerzen | https://www.aerzen.com/ | 62545080 | 62546935 | asia@aerzen.com | SOUTH KOREA
0010299348 | AT_INST_ | WST02-203-TE-0101 | C4B | 131242-WST02-DR-P-6009.dgn |  | WST02 | 203 | ALP | TE | 0101 |  | AERATION BLOWER A INLET TEMPERATURE SENSOR | AERATION BLOWER A INLET TEMPERATURE SENSOR | NON-HAZARDOUS |  |  | 100 |  |  |  | RTD |  |  | IP65 | VTA | SS316 |  | AERATION BLOWER A INLET | 25 - 35 °C | 35 | 0 | 0 | 0 | [6 empty] | IP65 |  |  |  | VTA | [19 empty] | Aerzen | [5 empty] | Aerzen | Aerzen | https://www.aerzen.com/ | 62545080 | 62546935 | asia@aerzen.com | SOUTH KOREA
0010294890 | AT_INST_ | WST02-203-TE-0102 | C4B | 131242-WST02-DR-P-6009.dgn | WST02-203-ALP-00101-300-SS16 | WST02 | 203 | ALP | TE | 0102 |  | AERATION BLOWER A DISCHARGE TEMPERATURE SENSOR | AERATION BLOWER A DISCHARGE TEMPERATURE SENSOR | NON-HAZARDOUS |  |  | 1000 | 3888 | 1593 | 5870 | RTD |  |  | IP65 | VTA | SS316 |  | AERATION BLOWER A DISCHARGE | 80 - 100 °C | 98 | 77 | 74 | 98 | 200 | [5 empty] | IP65 |  |  |  | VTA | [19 empty] | Aerzen | [5 empty] | Aerzen | Aerzen | https://www.aerzen.com/ | 62545080 | 62546935 | asia@aerzen.com | SOUTH KOREA
0010294928 | AT_INST_ | WST02-203-TE-0201 | C4B | 131242-WST02-DR-P-6009.dgn |  | WST02 | 203 | ALP | TE | 0201 |  | AERATION BLOWER B INLET TEMPERATURE SENSOR | AERATION BLOWER B INLET TEMPERATURE SENSOR | NON-HAZARDOUS |  |  | 100 |  |  |  | RTD |  |  | IP65 | VTA | SS316 |  | AERATION BLOWER B INLET | 25 - 35 °C | 35 | 0 | 0 | 0 | [6 empty] | IP65 |  |  |  | VTA | [19 empty] | Aerzen | [5 empty] | Aerzen | Aerzen | https://www.aerzen.com/ | 62545080 | 62546935 | asia@aerzen.com | SOUTH KOREA
0010299379 | AT_INST_ | WST02-203-TE-0202 | C4B | 131242-WST02-DR-P-6009.dgn | WST02-203-ALP-00201-300-SS16 | WST02 | 203 | ALP | TE | 0202 |  | AERATION BLOWER B DISCHARGE TEMPERATURE SENSOR | AERATION BLOWER B DISCHARGE TEMPERATURE SENSOR | NON-HAZARDOUS |  |  | 1000 | 3888 | 1593 | 5870 | RTD |  |  | IP65 | VTA | SS316 |  | AERATION BLOWER B DISCHARGE | 80 - 100 °C | 98 | 77 | 74 | 98 | 200 | [5 empty] | IP65 |  |  |  | VTA | [19 empty] | Aerzen | [5 empty] | Aerzen | Aerzen | https://www.aerzen.com/ | 62545080 | 62546935 | asia@aerzen.com | SOUTH KOREA
0010295044 | AT_INST_ | WST02-203-TE-0301 | C4B | 131242-WST02-DR-P-6010.dgn |  | WST02 | 203 | ALP | TE | 0301 |  | AERATION BLOWER C INLET TEMPERATURE SENSOR | AERATION BLOWER C INLET TEMPERATURE SENSOR | NON-HAZARDOUS |  |  | 100 |  |  |  | RTD |  |  | IP65 | VTA | SS316 |  | AERATION BLOWER C INLET | 25 - 35 °C | 35 | 0 | 0 | 0 | [6 empty] | IP65 |  |  |  | VTA | [19 empty] | Aerzen | [5 empty] | Aerzen | Aerzen | https://www.aerzen.com/ | 62545080 | 62546935 | asia@aerzen.com | SOUTH KOREA
0010295011 | AT_INST_ | WST02-203-TE-0302 | C4B | 131242-WST02-DR-P-6010.dgn | WST02-203-ALP-00301-300-SS16 | WST02 | 203 | ALP | TE | 0302 |  | AERATION BLOWER C DISCHARGE TEMPERATURE SENSOR | AERATION BLOWER C DISCHARGE TEMPERATURE SENSOR | NON-HAZARDOUS |  |  | 1000 | 3888 | 1593 | 5870 | RTD |  |  | IP65 | VTA | SS316 |  | AERATION BLOWER C DISCHARGE | 80 - 100 °C | 98 | 77 | 74 | 98 | 200 | [5 empty] | IP65 |  |  |  | VTA | [19 empty] | Aerzen | [5 empty] | Aerzen | Aerzen | https://www.aerzen.com/ | 62545080 | 62546935 | asia@aerzen.com | SOUTH KOREA
0010295024 | AT_INST_ | WST02-203-TE-0401 | C4B | 131242-WST02-DR-P-6010.dgn |  | WST02 | 203 | ALP | TE | 0401 |  | AERATION BLOWER D INLET TEMPERATURE SENSOR | AERATION BLOWER D INLET TEMPERATURE SENSOR | NON-HAZARDOUS |  |  | 100 |  |  |  | RTD |  |  | IP65 | VTA | SS316 |  | AERATION BLOWER D INLET | 25 - 35 °C | 35 | 0 | 0 | 0 | [6 empty] | IP65 |  |  |  | VTA | [19 empty] | Aerzen | [5 empty] | Aerzen | Aerzen | https://www.aerzen.com/ | 62545080 | 62546935 | asia@aerzen.com | SOUTH KOREA
0010294995 | AT_INST_ | WST02-203-TE-0402 | C4B | 131242-WST02-DR-P-6010.dgn | WST02-203-ALP-00401-300-SS16 | WST02 | 203 | ALP | TE | 0402 |  | AERATION BLOWER D DISCHARGE TEMPERATURE SENSOR | AERATION BLOWER D DISCHARGE TEMPERATURE SENSOR | NON-HAZARDOUS |  |  | 1000 | 3888 | 1593 | 5870 | RTD |  |  | IP65 | VTA | SS316 |  | AERATION BLOWER D DISCHARGE | 80 - 100 °C | 98 | 77 | 74 | 98 | 200 | [5 empty] | IP65 |  |  |  | VTA | [19 empty] | Aerzen | [5 empty] | Aerzen | Aerzen | https://www.aerzen.com/ | 62545080 | 62546935 | asia@aerzen.com | SOUTH KOREA
0010294921 | AT_INST_ | WST02-203-TE-0501 | C4B | 131242-WST02-DR-P-6009.dgn |  | WST02 | 203 | ALP | TE | 0501 |  | AERATION BLOWER E INLET TEMPERATURE SENSOR | AERATION BLOWER E INLET TEMPERATURE SENSOR | NON-HAZARDOUS |  |  | 100 |  |  |  | RTD |  |  | IP65 | VTA | SS316 |  | AERATION BLOWER E INLET | 25 - 35 °C | 35 | 0 | 0 | 0 | [6 empty] | IP65 |  |  |  | VTA | [19 empty] | Aerzen | [5 empty] | Aerzen | Aerzen | https://www.aerzen.com/ | 62545080 | 62546935 | asia@aerzen.com | SOUTH KOREA
0010294931 | AT_INST_ | WST02-203-TE-0502 | C4B | 131242-WST02-DR-P-6009.dgn | WST02-203-ALP-00501-300-SS16 | WST02 | 203 | ALP | TE | 0502 |  | AERATION BLOWER E DISCHARGE TEMPERATURE SENSOR | AERATION BLOWER E DISCHARGE TEMPERATURE SENSOR | NON-HAZARDOUS |  |  | 1000 | 3888 | 1593 | 5870 | RTD |  |  | IP65 | VTA | SS316 |  | AERATION BLOWER E DISCHARGE | 80 - 100 °C | 98 | 77 | 74 | 98 | 200 | [5 empty] | IP65 |  |  |  | VTA | [19 empty] | Aerzen | [5 empty] | Aerzen | Aerzen | https://www.aerzen.com/ | 62545080 | 62546935 | asia@aerzen.com | SOUTH KOREA
0010299352 | AT_INST_ | WST02-203-TIA-0101 | C4B | 131242-WST02-DR-P-6009.dgn |  | WST02 | 203 | ALP | TIA | 0101 |  | AERATION BLOWER A INLET TEMPERATURE ALARM | AERATION BLOWER A INLET TEMPERATURE ALARM | NON-HAZARDOUS | [12 empty] | VTA | [8 empty] | H | [5 empty] | SOFT I/O
0010299389 | AT_INST_ | WST02-203-TIA-0102 | C4B | 131242-WST02-DR-P-6009.dgn |  | WST02 | 203 | ALP | TIA | 0102 |  | AERATION BLOWER A DISCHARGE TEMPERATURE ALARM | AERATION BLOWER A DISCHARGE TEMPERATURE ALARM | NON-HAZARDOUS | [12 empty] | VTA | [7 empty] | HH | H | [5 empty] | SOFT I/O
0010299371 | AT_INST_ | WST02-203-TIA-0201 | C4B | 131242-WST02-DR-P-6009.dgn |  | WST02 | 203 | ALP | TIA | 0201 |  | AERATION BLOWER B INLET TEMPERATURE ALARM | AERATION BLOWER B INLET TEMPERATURE ALARM | NON-HAZARDOUS | [12 empty] | VTA | [8 empty] | H | [5 empty] | SOFT I/O
0010299361 | AT_INST_ | WST02-203-TIA-0202 | C4B | 131242-WST02-DR-P-6009.dgn |  | WST02 | 203 | ALP | TIA | 0202 |  | AERATION BLOWER B DISCHARGE TEMPERATURE ALARM | AERATION BLOWER B DISCHARGE TEMPERATURE ALARM | NON-HAZARDOUS | [12 empty] | VTA | [7 empty] | HH | H | [5 empty] | SOFT I/O
0010295046 | AT_INST_ | WST02-203-TIA-0301 | C4B | 131242-WST02-DR-P-6010.dgn |  | WST02 | 203 | ALP | TIA | 0301 |  | AERATION BLOWER C INLET TEMPERATURE ALARM | AERATION BLOWER C INLET TEMPERATURE ALARM | NON-HAZARDOUS | [12 empty] | VTA | [8 empty] | H | [5 empty] | SOFT I/O
0010295039 | AT_INST_ | WST02-203-TIA-0302 | C4B | 131242-WST02-DR-P-6010.dgn |  | WST02 | 203 | ALP | TIA | 0302 |  | AERATION BLOWER C DISCHARGE TEMPERATURE ALARM | AERATION BLOWER C DISCHARGE TEMPERATURE ALARM | NON-HAZARDOUS | [12 empty] | VTA | [7 empty] | HH | H | [5 empty] | SOFT I/O
0010295053 | AT_INST_ | WST02-203-TIA-0401 | C4B | 131242-WST02-DR-P-6010.dgn |  | WST02 | 203 | ALP | TIA | 0401 |  | AERATION BLOWER D INLET TEMPERATURE ALARM | AERATION BLOWER D INLET TEMPERATURE ALARM | NON-HAZARDOUS | [12 empty] | VTA | [8 empty] | H | [5 empty] | SOFT I/O
0010294996 | AT_INST_ | WST02-203-TIA-0402 | C4B | 131242-WST02-DR-P-6010.dgn |  | WST02 | 203 | ALP | TIA | 0402 |  | AERATION BLOWER D DISCHARGE TEMPERATURE ALARM | AERATION BLOWER D DISCHARGE TEMPERATURE ALARM | NON-HAZARDOUS | [12 empty] | VTA | [7 empty] | HH | H | [5 empty] | SOFT I/O
0010299365 | AT_INST_ | WST02-203-TIA-0501 | C4B | 131242-WST02-DR-P-6009.dgn |  | WST02 | 203 | ALP | TIA | 0501 |  | AERATION BLOWER E INLET TEMPERATURE ALARM | AERATION BLOWER E INLET TEMPERATURE ALARM | NON-HAZARDOUS | [12 empty] | VTA | [8 empty] | H | [5 empty] | SOFT I/O
0010299396 | AT_INST_ | WST02-203-TIA-0502 | C4B | 131242-WST02-DR-P-6009.dgn |  | WST02 | 203 | ALP | TIA | 0502 |  | AERATION BLOWER E DISCHARGE TEMPERATURE ALARM | AERATION BLOWER E DISCHARGE TEMPERATURE ALARM | NON-HAZARDOUS | [12 empty] | VTA | [7 empty] | HH | H | [5 empty] | SOFT I/O
0010299349 | AT_INST_ | WST02-203-TT-0101 | C4B | 131242-WST02-DR-P-6009.dgn |  | WST02 | 203 | ALP | TT | 0101 |  | AERATION BLOWER A INLET TEMPERATURE TRANSMITTER | AERATION BLOWER A INLET TEMPERATURE TRANSMITTER | NON-HAZARDOUS |  |  | 100 | [6 empty] | IP65 | VTA | VTA |  |  | 25 - 35 °C | 98 | 77 | 74 | 98 | [6 empty] | IP65 |  | VTA | VTA | VTA | [7 empty] | WST02-LCP-B-0101 | SSN BLOWER AREA | [10 empty] | Aerzen | [5 empty] | Aerzen | Aerzen | https://www.aerzen.com/ | 62545080 | 62546935 | asia@aerzen.com | SOUTH KOREA
0010299388 | AT_INST_ | WST02-203-TT-0102 | C4B | 131242-WST02-DR-P-6009.dgn |  | WST02 | 203 | ALP | TT | 0102 |  | AERATION BLOWER A DISCHARGE TEMPERATURE TRANSMITTER | AERATION BLOWER A DISCHARGE TT | NON-HAZARDOUS |  |  | 100 | [6 empty] | IP65 | VTA | VTA |  |  | 80 - 100 °C | 98 | 77 | 74 | 98 | [6 empty] | IP65 |  | VTA | VTA | VTA | [7 empty] | WST02-LCP-B-0101 | SSN BLOWER AREA | [10 empty] | Aerzen | [5 empty] | Aerzen | Aerzen | https://www.aerzen.com/ | 62545080 | 62546935 | asia@aerzen.com | SOUTH KOREA
0010299370 | AT_INST_ | WST02-203-TT-0201 | C4B | 131242-WST02-DR-P-6009.dgn |  | WST02 | 203 | ALP | TT | 0201 |  | AERATION BLOWER B INLET TEMPERATURE TRANSMITTER | AERATION BLOWER B INLET TEMPERATURE TRANSMITTER | NON-HAZARDOUS |  |  | 100 | [6 empty] | IP65 | VTA | VTA |  |  | 25 - 35 °C | 98 | 77 | 74 | 98 | [6 empty] | IP65 |  | VTA | VTA | VTA | [7 empty] | WST02-LCP-B-0201 | SSN BLOWER AREA | [10 empty] | Aerzen | [5 empty] | Aerzen | Aerzen | https://www.aerzen.com/ | 62545080 | 62546935 | asia@aerzen.com | SOUTH KOREA
0010299362 | AT_INST_ | WST02-203-TT-0202 | C4B | 131242-WST02-DR-P-6009.dgn |  | WST02 | 203 | ALP | TT | 0202 |  | AERATION BLOWER B DISCHARGE TEMPERATURE TRANSMITTER | AERATION BLOWER B DISCHARGE TT | NON-HAZARDOUS |  |  | 100 | [6 empty] | IP65 | VTA | VTA |  |  | 80 - 100 °C | 98 | 77 | 74 | 98 | [6 empty] | IP65 |  | VTA | VTA | VTA | [7 empty] | WST02-LCP-B-0201 | SSN BLOWER AREA | [10 empty] | Aerzen | [5 empty] | Aerzen | Aerzen | https://www.aerzen.com/ | 62545080 | 62546935 | asia@aerzen.com | SOUTH KOREA
0010295045 | AT_INST_ | WST02-203-TT-0301 | C4B | 131242-WST02-DR-P-6010.dgn |  | WST02 | 203 | ALP | TT | 0301 |  | AERATION BLOWER C INLET TEMPERATURE TRANSMITTER | AERATION BLOWER C INLET TEMPERATURE TRANSMITTER | NON-HAZARDOUS |  |  | 100 | [6 empty] | IP65 | VTA | VTA |  |  | 25 - 35 °C | 98 | 77 | 74 | 98 | [6 empty] | IP65 |  | VTA | VTA | VTA | [7 empty] | WST02-LCP-B-0301 | SSN BLOWER AREA | [10 empty] | Aerzen | [5 empty] | Aerzen | Aerzen | https://www.aerzen.com/ | 62545080 | 62546935 | asia@aerzen.com | SOUTH KOREA
0010295038 | AT_INST_ | WST02-203-TT-0302 | C4B | 131242-WST02-DR-P-6010.dgn |  | WST02 | 203 | ALP | TT | 0302 |  | AERATION BLOWER C DISCHARGE TEMPERATURE TRANSMITTER | AERATION BLOWER C DISCHARGE TT | NON-HAZARDOUS |  |  | 100 | [6 empty] | IP65 | VTA | VTA |  |  | 80 - 100 °C | 98 | 77 | 74 | 98 | [6 empty] | IP65 |  | VTA | VTA | VTA | [7 empty] | WST02-LCP-B-0301 | SSN BLOWER AREA | [10 empty] | Aerzen | [5 empty] | Aerzen | Aerzen | https://www.aerzen.com/ | 62545080 | 62546935 | asia@aerzen.com | SOUTH KOREA
0010295023 | AT_INST_ | WST02-203-TT-0401 | C4B | 131242-WST02-DR-P-6010.dgn |  | WST02 | 203 | ALP | TT | 0401 |  | AERATION BLOWER D INLET TEMPERATURE TRANSMITTER | AERATION BLOWER D INLET TEMPERATURE TRANSMITTER | NON-HAZARDOUS |  |  | 100 | [6 empty] | IP65 | VTA | VTA |  |  | 25 - 35 °C | 98 | 77 | 74 | 98 | [6 empty] | IP65 |  | VTA | VTA | VTA | [7 empty] | WST02-LCP-B-0401 | SSN BLOWER AREA | [10 empty] | Aerzen | [5 empty] | Aerzen | Aerzen | https://www.aerzen.com/ | 62545080 | 62546935 | asia@aerzen.com | SOUTH KOREA
0010294994 | AT_INST_ | WST02-203-TT-0402 | C4B | 131242-WST02-DR-P-6010.dgn |  | WST02 | 203 | ALP | TT | 0402 |  | AERATION BLOWER D DISCHARGE TEMPERATURE TRANSMITTER | AERATION BLOWER D DISCHARGE TT | NON-HAZARDOUS |  |  | 100 | [6 empty] | IP65 | VTA | VTA |  |  | 80 - 100 °C | 98 | 77 | 74 | 98 | [6 empty] | IP65 |  | VTA | VTA | VTA | [7 empty] | WST02-LCP-B-0401 | SSN BLOWER AREA | [10 empty] | Aerzen | [5 empty] | Aerzen | Aerzen | https://www.aerzen.com/ | 62545080 | 62546935 | asia@aerzen.com | SOUTH KOREA
0010299364 | AT_INST_ | WST02-203-TT-0501 | C4B | 131242-WST02-DR-P-6009.dgn |  | WST02 | 203 | ALP | TT | 0501 |  | AERATION BLOWER E INLET TEMPERATURE TRANSMITTER | AERATION BLOWER E INLET TEMPERATURE TRANSMITTER | NON-HAZARDOUS |  |  | 100 | [6 empty] | IP65 | VTA | VTA |  |  | 25 - 35 °C | 98 | 77 | 74 | 98 | [6 empty] | IP65 |  | VTA | VTA | VTA | [7 empty] | WST02-LCP-B-0501 | SSN BLOWER AREA | [10 empty] | Aerzen | [5 empty] | Aerzen | Aerzen | https://www.aerzen.com/ | 62545080 | 62546935 | asia@aerzen.com | SOUTH KOREA
0010299395 | AT_INST_ | WST02-203-TT-0502 | C4B | 131242-WST02-DR-P-6009.dgn |  | WST02 | 203 | ALP | TT | 0502 |  | AERATION BLOWER E DISCHARGE TEMPERATURE TRANSMITTER | AERATION BLOWER E DISCHARGE TT | NON-HAZARDOUS |  |  | 100 | [6 empty] | IP65 | VTA | VTA |  |  | 80 - 100 °C | 98 | 77 | 74 | 98 | [6 empty] | IP65 |  | VTA | VTA | VTA | [7 empty] | WST02-LCP-B-0501 | SSN BLOWER AREA | [10 empty] | Aerzen | [5 empty] | Aerzen | Aerzen | https://www.aerzen.com/ | 62545080 | 62546935 | asia@aerzen.com | SOUTH KOREA
0010306196 | AT_INST_ | WST02-204-AE-0101 | C4B | 131242-WST02-DR-P-6011.dgn | WST02-204-DC-00205-25-SS16 | WST02 | 204 | DC | AE | 0101 |  | ANAMMOX REACTOR OUTLET NH4-N SENSOR | ANAMMOX REACTOR OUTLET NH4-N SENSOR | NON-HAZARDOUS | O | 25 | 1000 | 600 | 600 | 600 | ISE | ammo::lyser pro III |  | IP65 | 10 - 1000 mg N/L |  |  | ANAMMOX REACTOR OUTLET | 0 - 150 mg N/L | 38 | 8 | 8 | 8 | 100 | [5 empty] | IP65 |  |  |  | 4.5% / ±3% of range | [19 empty] | ANSAC TECHNOLOGY |  |  |  | E-532-PRO-PH-075 |  | S::CAN | S::CAN | https://www.badgermeter.com/products/ | +43 (1)219 7393 13 |  |  | AUSTRIA
0010306232 | AT_INST_ | WST02-204-AIA-0101 | C4B | 131242-WST02-DR-P-6011.dgn |  | WST02 | 204 | DC | AIA | 0101 |  | ANAMMOX REACTOR OUTLET NH4-N ALARM | ANAMMOX REACTOR OUTLET NH4-N ALARM | NON-HAZARDOUS | [21 empty] | H | [5 empty] | SOFT I/O
0010306233 | AT_INST_ | WST02-204-AIT-0101 | C4B | 131242-WST02-DR-P-6011.dgn |  | WST02 | 204 | DC | AIT | 0101 |  | ANAMMOX REACTOR OUTLET NH4-N TRANSMITTER | ANAMMOX REACTOR OUTLET NH4-N TRANSMITTER | NON-HAZARDOUS | [6 empty] | ISE | CON::CUBE |  | IP65 | 10 - 1000 mg N/L |  |  |  | 0 - 150 mg N/L | [10 empty] | IP65 | YES | 4-20 mA + HART | Relay Output | 4.5% / ±3% of range |  |  | 230VAC |  |  |  |  | WST02-ECCP-1000 | SSNR XLV ROOM | WST02-RIO-0203 | SSN NORTH PUMP AREA | [8 empty] | ANSAC TECHNOLOGY |  |  |  | D-330-230 |  | S::CAN | S::CAN | https://www.badgermeter.com/products/ | +43 (1)219 7393 13 |  |  | AUSTRIA
0010331454 | AT_INST_ | WST02-204-FAL-0101 | C4B | 131242-WST02-DR-P-6011.dgn |  | WST02 | 204 | DC | FAL | 0101 |  | EFFLUENT NH4-N INLET 1 FLOW ALARM LOW | EFFLUENT NH4-N INLET 1 FLOW ALARM LOW | NON-HAZARDOUS
0010299638 | AT_INST_ | WST02-204-FAL-0110 | C4B | 131242-WST02-DR-P-6012.dgn |  | WST02 | 204 | DC | FAL | 0110 |  | DISCHARGE TRANSFER PUMP A FLOW ALARM LOW | DISCHARGE TRANSFER PUMP A FLOW ALARM LOW | NON-HAZARDOUS
0010306476 | AT_INST_ | WST02-204-FAL-0130 | C4B | 131242-WST02-DR-P-6013.dgn |  | WST02 | 204 | DC | FAL | 0130 |  | GRANULAR SLUDGE PUMP A FLOW ALARM LOW | GRANULAR SLUDGE PUMP A FLOW ALARM LOW | NON-HAZARDOUS
0010329917 | AT_INST_ | WST02-204-FAL-0150 | C4B | 131242-WST02-DR-P-6014.dgn |  | WST02 | 204 | DC | FAL | 0150 |  | SLUDGE TRANSFER PUMP FLOW ALARM LOW | SLUDGE TRANSFER PUMP FLOW ALARM LOW | NON-HAZARDOUS
0010331451 | AT_INST_ | WST02-204-FAL-0201 | C4B | 131242-WST02-DR-P-6011.dgn |  | WST02 | 204 | DC | FAL | 0201 |  | EFFLUENT NH4-N INLET 2 FLOW ALARM LOW | EFFLUENT NH4-N INLET 2 FLOW ALARM LOW | NON-HAZARDOUS
0010299640 | AT_INST_ | WST02-204-FAL-0210 | C4B | 131242-WST02-DR-P-6012.dgn |  | WST02 | 204 | DC | FAL | 0210 |  | DISCHARGE TRANSFER PUMP B FLOW ALARM LOW | DISCHARGE TRANSFER PUMP B FLOW ALARM LOW | NON-HAZARDOUS
0010306477 | AT_INST_ | WST02-204-FAL-0230 | C4B | 131242-WST02-DR-P-6013.dgn |  | WST02 | 204 | DC | FAL | 0230 |  | GRANULAR SLUDGE PUMP B FLOW ALARM LOW | GRANULAR SLUDGE PUMP B FLOW ALARM LOW | NON-HAZARDOUS
0010299602 | AT_INST_ | WST02-204-FAL-0310 | C4B | 131242-WST02-DR-P-6012.dgn |  | WST02 | 204 | DC | FAL | 0310 |  | DISCHARGE TRANSFER PUMP C FLOW ALARM LOW | DISCHARGE TRANSFER PUMP C FLOW ALARM LOW | NON-HAZARDOUS
0010306478 | AT_INST_ | WST02-204-FAL-0330 | C4B | 131242-WST02-DR-P-6013.dgn |  | WST02 | 204 | DC | FAL | 0330 |  | GRANULAR SLUDGE PUMP C FLOW ALARM LOW | GRANULAR SLUDGE PUMP C FLOW ALARM LOW | NON-HAZARDOUS
0010299581 | AT_INST_FLO | WST02-204-FE-0120 | C4B | 131242-WST02-DR-P-6012.dgn | WST02-204-DC-00110-300-CSEL | WST02 | 204 | DC | FE | 0120 |  | DISCHARGE TRANSFLOW ELEMENTR PUMP DISCHARGE FLOW ELEMENT | DISCHARGE TRANSFER P DISCHARGE FE | NON-HAZARDOUS |  | 300 | 1000 | 425800 | 106000 | 555000 | ELECTROMAGNETIC | Promag W 400 |  | IP65 | 80 - 2400m3/hr | SS316L; PU |  | DIS.TRANS.PUMP OUTLET HEADER | 106000 - 275000 lph | 38 | 259 | 216 | 284 | 800 |  |  |  |  | ALUMINUM | IP65 |  |  |  | ±0.2% |  |  |  | Polyurethane | Aluminum | 300 | [13 empty] | Endress+Hauser | [5 empty] | Endress+Hauser | Endress+Hauser | www.sg.endress.com | +65 67685716 | +65 6566 6848 | info.sg@endress.com | India/Switzerland
0010300295 | AT_INST_FLO | WST02-204-FE-0160 | C4B | 131242-WST02-DR-P-6014.dgn | WST02-204-DC-00130-100-CSEL | WST02 | 204 | DC | FE | 0160 |  | SLUDGE TRANSFER PUMP DISCHARGE FLOW ELEMENT | SLUDGE TRANSFER P DISCHARGE FE | NON-HAZARDOUS |  | 80 | 1000 | 0 | 0 | 20000 | ELECTROMAGNETIC | Promag W 400 |  | IP65 | 5.4 - 180m3/hr | SS316L; PU |  | SLUDGE TRANS.PUMP OUTLET | 0 - 20000 L/H | 38 | 92 | 92 | 92 | 300 |  |  |  |  | ALUMINUM | IP65 |  |  |  | ±0.2% |  |  |  | Polyurethane | Aluminum | 80 | [13 empty] | Endress+Hauser | [5 empty] | Endress+Hauser | Endress+Hauser | www.sg.endress.com | +65 67685716 | +65 6566 6848 | info.sg@endress.com | India/Switzerland
0010331453 | AT_INST_FLO | WST02-204-FI-0101 | C4B | 131242-WST02-DR-P-6011.dgn | WST02-204-DC-00103-25-SS16 | WST02 | 204 | DC | FI | 0101 |  | EFFLUENT NH4-N INLET 1 FLOW ROTAMETER | EFFLUENT NH4-N INLET 1 FLOW ROTAMETER | NON-HAZARDOUS | F | 25 | 1000 | 300 | 300 | 300 | ROTAMETER | VA40V/R/K1 N21.18 AIII 21; MS14 | SS316L | IP65 | 2.3 to 23 l/min | SS316L; PU |  | EFFULENT NH4-N INLET 1 | 0 - 300LPH | 38 | 8 | 8 | 8 | 100 |  |  |  |  | SS316L | IP65 |  |  |  | 2% of full scale | 0.8 | 2.3 to 23 l/min | [17 empty] | Krohne | [5 empty] | Krohne | Krohne | https://sg.krohne.com/en/ | 6748 1073 | 6748 6073 | KSG.ISS@krohne.com | Germany
0010331455 | AT_INST_FLO | WST02-204-FI-0201 | C4B | 131242-WST02-DR-P-6011.dgn | WST02-204-DC-00203-25-SS16 | WST02 | 204 | DC | FI | 0201 |  | EFFLUENT NH4-N INLET 2 FLOW ROTAMETER | EFFLUENT NH4-N INLET 2 FLOW ROTAMETER | NON-HAZARDOUS | F | 25 | 1000 | 300 | 300 | 300 | ROTAMETER | VA40V/R/K1 N21.18 AIII 21; MS14 | SS316L | IP65 | 2.3 to 23 l/min | SS316L; PU |  | EFFULENT NH4-N INLET 2 | 0 - 300LPH | 38 | 8 | 8 | 8 | 100 |  |  |  |  | SS316L | IP65 |  |  |  | 2% of full scale | 0.8 | 2.3 to 23 l/min | [17 empty] | Krohne | [5 empty] | Krohne | Krohne | https://sg.krohne.com/en/ | 6748 1073 | 6748 6073 | KSG.ISS@krohne.com | Germany
0010299630 | AT_INST_ | WST02-204-FIA-0120 | C4B | 131242-WST02-DR-P-6012.dgn |  | WST02 | 204 | DC | FIA | 0120 |  | DISCHARGE TRANSFER PUMP DISCHARGE FLOW ALARM | DISCHARGE TRANSFER PUMP DISCHARGE FLOW ALARM | NON-HAZARDOUS | [22 empty] | L |  |  |  |  | SOFT I/O
0010300303 | AT_INST_ | WST02-204-FIA-0160 | C4B | 131242-WST02-DR-P-6014.dgn |  | WST02 | 204 | DC | FIA | 0160 |  | SLUDGE TRANSFER PUMP DISCHARGE FLOW INDICATOR | SLUDGE TRANSFER PUMP DISCHARGE FLOW INDICATOR | NON-HAZARDOUS | [9 empty] | IP65 |  | SS316L; PU |  | SLUDGE LINE HEADER | 0 - 20000 L/H | [10 empty] | IP65 |  |  |  | 2% of full scale | [19 empty] | Endress+Hauser | [5 empty] | Endress+Hauser | Endress+Hauser | www.sg.endress.com | +65 67685716 | +65 6566 6848 | info.sg@endress.com | India
0010299629 | AT_INST_ | WST02-204-FIT-0120 | C4B | 131242-WST02-DR-P-6012.dgn |  | WST02 | 204 | DC | FIT | 0120 |  | DISCHARGE TRANSFER PUMP DISCHARGE FLOW TRANSMITTER | DISCHARGE TRANSFER PUMP DISCHARGE FLOW TRANSMITTER | NON-HAZARDOUS | [6 empty] | ELECTROMAGNETIC | 5W4C3H-AAELHP2AUD2S09+AAPCZ1 |  | IP65 | 80 - 2400m3/hr | SS316L; PU |  |  | 106000 - 275000 lph | [10 empty] | IP65 |  | 4-20 mA + HART | Pulse | ±0.2% |  |  | 24VDC |  |  | 300 |  | WST02-ECCP-1000 | SSNR XLV ROOM | WST02-RIO-0203 | SSN NORTH PUMP AREA | [8 empty] | Endress+Hauser |  |  |  | Promag W 400 |  | Endress+Hauser | Endress+Hauser | www.sg.endress.com | +65 67685716 | +65 6566 6848 | info.sg@endress.com | India/Switzerland
0010300302 | AT_INST_ | WST02-204-FIT-0160 | C4B | 131242-WST02-DR-P-6014.dgn |  | WST02 | 204 | DC | FIT | 0160 |  | SLUDGE TRANSFER PUMP DISCHARGE FLOW TRANSMITTER | SLUDGE TRANSFER PUMP DISCHARGE FLOW TRANSMITTER | NON-HAZARDOUS | [6 empty] | ELECTROMAGNETIC | 5W4C80-AAELHP2AUD3S09+AAPCZ1 |  | IP65 | 5.4 - 180m3/hr | SS316L; PU |  |  | 0 - 20000 L/H | [10 empty] | IP65 |  | 4-20 mA + HART | Pulse | ±0.2% |  |  | 24VDC |  |  | 80 |  | WST02-ECCP-1000 | SSNR XLV ROOM | WST02-RIO-0203 | SSN NORTH PUMP AREA | [8 empty] | Endress+Hauser |  |  |  | Promag W 400 |  | Endress+Hauser | Endress+Hauser | www.sg.endress.com | +65 67685716 | +65 6566 6848 | info.sg@endress.com | India/Switzerland
0010331452 | AT_INST_ | WST02-204-FSL-0101 | C4B | 131242-WST02-DR-P-6011.dgn | WST02-204-DC-00103-25-SS16 | WST02 | 204 | DC | FSL | 0101 |  | EFFLUENT NH4-N INLET 1 FLOW SWITCH LOW | EFFLUENT NH4-N INLET 1 FLOW SWITCH LOW | NON-HAZARDOUS |  |  | 1000 | 300 | 300 | 300 | SWITCH ON ROTAMETER | MS14 |  | IP65 | 0.03 - 3m/s | SS316L |  | EFFLUENT NH4-N INLET 1 | 0 - 300LPH | 38 | 8 | 8 | 8 | [5 empty] | PLASTIC | IP65 |  | REED |  |  | 0.03m/s |  | 24VDC |  |  |  |  | WST02-ECCP-1000 | SSNR XLV ROOM | TBA | TBA | [8 empty] | Endress+Hauser | [5 empty] | Endress+Hauser | Endress+Hauser | www.sg.endress.com | +65 67685716 | +65 6566 6848 | info.sg@endress.com | Germany
0010299637 | AT_INST_ | WST02-204-FSL-0110 | C4B | 131242-WST02-DR-P-6012.dgn | WST02-204-DC-00109-250-CSEL | WST02 | 204 | DC | FSL | 0110 |  | DISCHARGE TRANSFER PUMP A FLOW SWITCH LOW | DISCHARGE TRANSFER PUMP A FLOW SWITCH LOW | NON-HAZARDOUS |  | 250 | 1000 | 106000 | 425800 | 527000 | THERMAL | DTT31-A2A111YYYYAB+A | SS316L | IP65 | 0.03 - 3m/s | SS316L |  | DIS.TRANS.PUMP A OUTLET | 1.4m/s | 38 | 259 | 216 | 284 | 800 |  |  |  |  | SS316L | IP65 |  | PNP, 3-Wire | DI, PNP | ≤ 5% | 0.03m/s | 0.03 - 3m/s | 24VDC |  |  |  |  | WST02-ECCP-1000 | SSNR XLV ROOM | WST02-RIO-0203 | SSN NORTH PUMP AREA | [8 empty] | Endress+Hauser | [5 empty] | Endress+Hauser | Endress+Hauser | www.sg.endress.com | +65 67685716 | +65 6566 6848 | info.sg@endress.com | Germany
0010306459 | AT_INST_ | WST02-204-FSL-0130 | C4B | 131242-WST02-DR-P-6013.dgn | WST02-204-DC-00116-150-CSEL | WST02 | 204 | DC | FSL | 0130 |  | GRANULAR SLUDGE PUMP A FLOW SWITCH LOW | GRANULAR SLUDGE PUMP A FLOW SWITCH LOW | NON-HAZARDOUS |  | 150 | 1000 | 25000 | 0 | 25000 | THERMAL | DTT31-A2A111YYX1AB+A | SS316L | IP65 | 0.03 - 3m/s | SS316L |  | GRANULAR SLUDGE PUMP A OUTLET | 0.38m/s | 38 | 86 | 76 | 86 | 300 |  |  |  |  | SS316L | IP65 |  | PNP, 3-Wire | DI, PNP | ≤ 2% | 0.03m/s | 0.03 - 3m/s | 24VDC |  |  |  |  | WST02-ECCP-1000 | SSNR XLV ROOM | WST02-RIO-0203 | SSN NORTH PUMP AREA | [8 empty] | Endress+Hauser | [5 empty] | Endress+Hauser | Endress+Hauser | www.sg.endress.com | +65 67685716 | +65 6566 6848 | info.sg@endress.com | Germany
0010329914 | AT_INST_ | WST02-204-FSL-0150 | C4B | 131242-WST02-DR-P-6014.dgn | WST02-204-DC-00130-100-CSEL | WST02 | 204 | DC | FSL | 0150 |  | SLUDGE TRANSFER PUMP FLOW SWITCH LOW | SLUDGE TRANSFER PUMP FLOW SWITCH LOW | NON-HAZARDOUS |  |  | 1000 | 0 | 0 | 20000 | THERMAL | DTT31-A2A111YYX1AB+A | SS316L | IP65 | 0.03 - 3m/s | SS316L |  | SLUDGE COMPARMENT AIR INLET | 0.7m/s | 38 | 92 | 92 | 92 | 300 | [5 empty] | IP65 |  | PNP, 3-Wire | DI, PNP | ≤ 3% | 0.03m/s |  | 24VDC |  |  |  |  | WST02-ECCP-1000 | SSNR XLV ROOM | WST02-RIO-0203 | SSN NORTH PUMP AREA | [8 empty] | Endress+Hauser | [5 empty] | Endress+Hauser | Endress+Hauser | www.sg.endress.com | +65 67685716 | +65 6566 6848 | info.sg@endress.com | Germany
0010331450 | AT_INST_ | WST02-204-FSL-0201 | C4B | 131242-WST02-DR-P-6011.dgn | WST02-204-DC-00203-25-SS16 | WST02 | 204 | DC | FSL | 0201 |  | EFFLUENT NH4-N INLET 2 FLOW SWITCH LOW | EFFLUENT NH4-N INLET 2 FLOW SWITCH LOW | NON-HAZARDOUS |  |  | 1000 | 300 | 300 | 300 | SWITCH ON ROTAMETER | MS14 |  | IP65 | 0.03 - 3m/s | SS316L |  | EFFLUENT NH4-N INLET 2 | 0 - 300LPH | 38 | 8 | 8 | 8 | [5 empty] | PLASTIC | IP65 |  | REED |  |  | 0.03m/s |  | 24VDC |  |  |  |  | WST02-ECCP-1000 | SSNR XLV ROOM | TBA | TBA | [8 empty] | Endress+Hauser | [5 empty] | Endress+Hauser | Endress+Hauser | www.sg.endress.com | +65 67685716 | +65 6566 6848 | info.sg@endress.com | Germany
0010299639 | AT_INST_ | WST02-204-FSL-0210 | C4B | 131242-WST02-DR-P-6012.dgn | WST02-204-DC-00209-250-CSEL | WST02 | 204 | DC | FSL | 0210 |  | DISCHARGE TRANSFER PUMP B FLOW SWITCH LOW | DISCHARGE TRANSFER PUMP B FLOW SWITCH LOW | NON-HAZARDOUS |  | 250 | 1000 | 212900 | 106000 | 263300 | THERMAL | DTT31-A2A111YYYYAB+A | SS316L | IP65 | 0.03 - 3m/s | SS316L |  | DIS.TRANS.PUMP B OUTLET | 1.4m/s | 38 | 250 | 215 | 474 | 800 |  |  |  |  | SS316L | IP65 |  | PNP, 3-Wire | DI, PNP | ≤ 5% | 0.03m/s | 0.03 - 3m/s | 24VDC |  |  |  |  | WST02-ECCP-1000 | SSNR XLV ROOM | WST02-RIO-0203 | SSN NORTH PUMP AREA | [8 empty] | Endress+Hauser | [5 empty] | Endress+Hauser | Endress+Hauser | www.sg.endress.com | +65 67685716 | +65 6566 6848 | info.sg@endress.com | Germany
0010306460 | AT_INST_ | WST02-204-FSL-0230 | C4B | 131242-WST02-DR-P-6013.dgn | WST02-204-DC-00216-150-CSEL | WST02 | 204 | DC | FSL | 0230 |  | GRANULAR SLUDGE PUMP B FLOW SWITCH LOW | GRANULAR SLUDGE PUMP B FLOW SWITCH LOW | NON-HAZARDOUS |  | 150 | 1000 | 25000 | 0 | 25000 | THERMAL | DTT31-A2A111YYX1AB+A | SS316L | IP65 | 0.03 - 3m/s | SS316L |  | GRANULAR SLUDGE PUMP B OUTLET | 0.38m/s | 38 | 86 | 76 | 86 | 300 |  |  |  |  | SS316L | IP65 |  | PNP, 3-Wire | DI, PNP | ≤ 2% | 0.03m/s | 0.03 - 3m/s | 24VDC |  |  |  |  | WST02-ECCP-1000 | SSNR XLV ROOM | WST02-RIO-0203 | SSN NORTH PUMP AREA | [8 empty] | Endress+Hauser | [5 empty] | Endress+Hauser | Endress+Hauser | www.sg.endress.com | +65 67685716 | +65 6566 6848 | info.sg@endress.com | Germany
0010299603 | AT_INST_ | WST02-204-FSL-0310 | C4B | 131242-WST02-DR-P-6012.dgn | WST02-204-DC-00309-250-CSEL | WST02 | 204 | DC | FSL | 0310 |  | DISCHARGE TRANSFER PUMP C FLOW SWITCH LOW | DISCHARGE TRANSFER PUMP C FLOW SWITCH LOW | NON-HAZARDOUS |  | 250 | 1000 | 212900 | 106000 | 263300 | THERMAL | DTT31-A2A111YYYYAB+A | SS316L | IP65 | 0.03 - 3m/s | SS316L |  | DIS.TRANS.PUMP A OUTLET | 1.4m/s | 38 | 250 | 215 | 474 | 800 |  |  |  |  | SS316L | IP65 |  | PNP, 3-Wire | DI, PNP | ≤ 5% | 0.03m/s | 0.03 - 3m/s | 24VDC |  |  |  |  | WST02-ECCP-1000 | SSNR XLV ROOM | WST02-RIO-0203 | SSN NORTH PUMP AREA | [8 empty] | Endress+Hauser | [5 empty] | Endress+Hauser | Endress+Hauser | www.sg.endress.com | +65 67685716 | +65 6566 6848 | info.sg@endress.com | Germany
0010306461 | AT_INST_ | WST02-204-FSL-0330 | C4B | 131242-WST02-DR-P-6013.dgn | WST02-204-DC-00316-150-CSEL | WST02 | 204 | DC | FSL | 0330 |  | GRANULAR SLUDGE PUMP C FLOW SWITCH LOW | GRANULAR SLUDGE PUMP C FLOW SWITCH LOW | NON-HAZARDOUS |  | 150 | 1000 | 25000 | 0 | 25000 | THERMAL | DTT31-A2A111YYX1AB+A | SS316L | IP65 | 0.03 - 3m/s | SS316L |  | GRANULAR SLUDGE PUMP C OUTLET | 0.38m/s | 38 | 86 | 76 | 86 | 300 |  |  |  |  | SS316L | IP65 |  | PNP, 3-Wire | DI, PNP | ≤ 2% | 0.03m/s | 0.03 - 3m/s | 24VDC |  |  |  |  | WST02-ECCP-1000 | SSNR XLV ROOM | WST02-RIO-0203 | SSN NORTH PUMP AREA | [8 empty] | Endress+Hauser | [5 empty] | Endress+Hauser | Endress+Hauser | www.sg.endress.com | +65 67685716 | +65 6566 6848 | info.sg@endress.com | Germany
0010306119 | AT_INST_ | WST02-204-LAH-0102 | C4B | 131242-WST02-DR-P-6011.dgn |  | WST02 | 204 | DC | LAH | 0102 |  | SLUDGE COMPARTMENT LEVEL ALARM HIGH | SLUDGE COMPARTMENT LEVEL ALARM HIGH | NON-HAZARDOUS | [27 empty] | SOFT I/O
0010306183 | AT_INST_ | WST02-204-LAHH-0101 | C4B | 131242-WST02-DR-P-6011.dgn |  | WST02 | 204 | DC | LAHH | 0101 |  | DISCHARGE WET WELL 1 LEVEL ALARM HIGH HIGH | DISCHARGE WET WELL 1 LEVEL ALARM HIGH HIGH | ZONE 1 | [27 empty] | SOFT I/O
0010306485 | AT_INST_ | WST02-204-LAHH-0140 | C4B | 131242-WST02-DR-P-6013.dgn |  | WST02 | 204 | DC | LAHH | 0140 |  | GRANULAR SLUDGE TANK LEVEL ALARM HIGH HIGH | GRANULAR SLUDGE TANK LEVEL ALARM HIGH HIGH | NON-HAZARDOUS | [27 empty] | SOFT I/O
0010306190 | AT_INST_ | WST02-204-LAHH-0201 | C4B | 131242-WST02-DR-P-6011.dgn |  | WST02 | 204 | DC | LAHH | 0201 |  | DISCHARGE WET WELL 2 LEVEL ALARM HIGH HIGH | DISCHARGE WET WELL 2 LEVEL ALARM HIGH HIGH | ZONE 1 | [27 empty] | SOFT I/O
0010306163 | AT_INST_ | WST02-204-LAL-0102 | C4B | 131242-WST02-DR-P-6011.dgn |  | WST02 | 204 | DC | LAL | 0102 |  | SLUDGE COMPARTMENT LEVEL ALARM LOW | SLUDGE COMPARTMENT LEVEL ALARM LOW | NON-HAZARDOUS
0010306185 | AT_INST_ | WST02-204-LALL-0101 | C4B | 131242-WST02-DR-P-6011.dgn |  | WST02 | 204 | DC | LALL | 0101 |  | DISCHARGE WET WELL 1 LEVEL ALARM LOW LOW | DISCHARGE WET WELL 1 LEVEL ALARM LOW LOW | ZONE 1
0010306486 | AT_INST_ | WST02-204-LALL-0140 | C4B | 131242-WST02-DR-P-6013.dgn |  | WST02 | 204 | DC | LALL | 0140 |  | GRANULAR SLUDGE TANK LEVEL ALARM LOW LOW | GRANULAR SLUDGE TANK LEVEL ALARM LOW LOW | NON-HAZARDOUS
0010306192 | AT_INST_ | WST02-204-LALL-0201 | C4B | 131242-WST02-DR-P-6011.dgn |  | WST02 | 204 | DC | LALL | 0201 |  | DISCHARGE WET WELL 2 LEVEL ALARM LOW LOW | DISCHARGE WET WELL 2 LEVEL ALARM LOW LOW | ZONE 1
0010306193 | AT_INST_ | WST02-204-LE-0101 | C4B | 131242-WST02-DR-P-6011.dgn |  | WST02 | 204 | DC | LE | 0101 |  | DISCHARGE WET WELL 1 LEVEL SENSOR | DISCHARGE WET WELL 1 LEVEL SENSOR | ZONE 1 | [6 empty] | RADAR; 80 GHz | FMR60B |  | IP65 | 0 - 50 m | Non-contact type |  | DISCHARGE WET WELL 1 TOP | 0 - 4.6m | 37 | [9 empty] | IP65 | [23 empty] | Endress+Hauser | [5 empty] | Endress+Hauser | Endress+Hauser | www.sg.endress.com | +65 67685716 | +65 6566 6848 | info.sg@endress.com | India/Germany
0010306202 | AT_INST_ | WST02-204-LE-0102 | C4B | 131242-WST02-DR-P-6011.dgn |  | WST02 | 204 | DC | LE | 0102 |  | DISCHARGE WET WELL 2 LEVEL SENSOR | DISCHARGE WET WELL 2 LEVEL SENSOR | ZONE 1 | [6 empty] | RADAR; 80 GHz | FMR60B |  | IP65 | 0 - 50 m | Non-contact type |  | DISCHARGE WET WELL 2 TOP | 0 - 4.6m | 37 | [9 empty] | IP65 | [23 empty] | Endress+Hauser | [5 empty] | Endress+Hauser | Endress+Hauser | www.sg.endress.com | +65 67685716 | +65 6566 6848 | info.sg@endress.com | India/Germany
0010306489 | AT_INST_ | WST02-204-LE-0140 | C4B | 131242-WST02-DR-P-6013.dgn |  | WST02 | 204 | DC | LE | 0140 |  | GRANULAR SLUDGE TANK LEVEL SENSOR | GRANULAR SLUDGE TANK LEVEL SENSOR | NON-HAZARDOUS | [6 empty] | RADAR; 80 GHz | FMR60B |  | IP65 | 0 - 50 m | Non-contact type |  | GRANULAR SLUDG TANK TOP | 0 - 6.5m | 37 | [9 empty] | IP65 | [23 empty] | Endress+Hauser | [5 empty] | Endress+Hauser | Endress+Hauser | www.sg.endress.com | +65 67685716 | +65 6566 6848 | info.sg@endress.com | India/Germany
0010306186 | AT_INST_ | WST02-204-LE-0201 | C4B | 131242-WST02-DR-P-6011.dgn |  | WST02 | 204 | DC | LE | 0201 |  | SLUDGE COMPARTMENT 1 LEVEL SENSOR | SLUDGE COMPARTMENT 1 LEVEL SENSOR | NON-HAZARDOUS | [6 empty] | RADAR; 80 GHz | FMR60B |  | IP65 | 0 - 50 m | Non-contact type |  | SLUDGE COMPARTMENT TOP | 0 - 2.4m | 37 | [9 empty] | IP65 | [23 empty] | Endress+Hauser | [5 empty] | Endress+Hauser | Endress+Hauser | www.sg.endress.com | +65 67685716 | +65 6566 6848 | info.sg@endress.com | India/Germany
0010306188 | AT_INST_ | WST02-204-LIA-0101 | C4B | 131242-WST02-DR-P-6011.dgn |  | WST02 | 204 | DC | LIA | 0101 |  | DISCHARGE WET WELL 1 LEVEL ALARM | DISCHARGE WET WELL 1 LEVEL ALARM | ZONE 1 | [20 empty] | HH | H | L | LL |  |  |  | SOFT I/O
0010306198 | AT_INST_ | WST02-204-LIA-0102 | C4B | 131242-WST02-DR-P-6011.dgn |  | WST02 | 204 | DC | LIA | 0102 |  | DISCHARGE WET WELL 2 LEVEL ALARM | DISCHARGE WET WELL 2 LEVEL ALARM | ZONE 1 | [20 empty] | HH | H | L | LL |  |  |  | SOFT I/O
0010306488 | AT_INST_ | WST02-204-LIA-0140 | C4B | 131242-WST02-DR-P-6013.dgn |  | WST02 | 204 | DC | LIA | 0140 |  | GRANULAR SLUDGE TANK LEVEL ALARM | GRANULAR SLUDGE TANK LEVEL ALARM | NON-HAZARDOUS | [20 empty] | HH | H | L | LL |  |  |  | SOFT I/O
0010306195 | AT_INST_ | WST02-204-LIA-0201 | C4B | 131242-WST02-DR-P-6011.dgn |  | WST02 | 204 | DC | LIA | 0201 |  | SLUDGE COMPARTMENT 1 LEVEL ALARM | SLUDGE COMPARTMENT 1 LEVEL ALARM | NON-HAZARDOUS | [20 empty] | HH | H | L | LL |  |  |  | SOFT I/O
0010306187 | AT_INST_ | WST02-204-LIT-0101 | C4B | 131242-WST02-DR-P-6011.dgn |  | WST02 | 204 | DC | LIT | 0101 |  | DISCHARGE WET WELL 1 LEVEL TRANSMITTER | DISCHARGE WET WELL 1 LEVEL TRANSMITTER | ZONE 1 | [6 empty] | RADAR; 80 GHz | FMR62B-BABAEBAJGAEBEUJD+AAZ1; HAW569-CB2C |  | IP65 | 0 - 50 m | Non-contact type |  |  | 0 - 4.6m | [10 empty] | IP65 |  | 4-20 mA + HART |  | ±1mm |  |  | LOOP-POWERED |  |  |  |  | WST02-ECCP-1000 | SSNR XLV ROOM | WST02-RIO-0203 | SSN NORTH PUMP AREA | [8 empty] | Endress+Hauser | [5 empty] | Endress+Hauser | Endress+Hauser | www.sg.endress.com | +65 67685716 | +65 6566 6848 | info.sg@endress.com | India/Germany
0010306197 | AT_INST_ | WST02-204-LIT-0102 | C4B | 131242-WST02-DR-P-6011.dgn |  | WST02 | 204 | DC | LIT | 0102 |  | DISCHARGE WET WELL 2 LEVEL TRANSMITTER | DISCHARGE WET WELL 2 LEVEL TRANSMITTER | ZONE 1 | [6 empty] | RADAR; 80 GHz | FMR62B-BABAEBAJGAEBEUJD+AAZ1; HAW569-CB2C |  | IP65 | 0 - 50 m | Non-contact type |  |  | 0 - 4.6m | [10 empty] | IP65 |  | 4-20 mA + HART |  | ±1mm |  |  | LOOP-POWERED |  |  |  |  | WST02-ECCP-1000 | SSNR XLV ROOM | WST02-RIO-0203 | SSN NORTH PUMP AREA | [8 empty] | Endress+Hauser | [5 empty] | Endress+Hauser | Endress+Hauser | www.sg.endress.com | +65 67685716 | +65 6566 6848 | info.sg@endress.com | India/Germany
0010306487 | AT_INST_ | WST02-204-LIT-0140 | C4B | 131242-WST02-DR-P-6013.dgn |  | WST02 | 204 | DC | LIT | 0140 |  | GRANULAR SLUDGE TANK LEVEL TRANSMITTER | GRANULAR SLUDGE TANK LEVEL TRANSMITTER | NON-HAZARDOUS | [6 empty] | RADAR; 80 GHz | FMR62B-BABAEBAJGAEBEUJD+AAZ1; HAW569-CB2C |  | IP65 | 0 - 50 m | Non-contact type |  |  | 0 - 6.5m | [10 empty] | IP65 |  | 4-20 mA + HART |  | ±1mm |  |  | LOOP-POWERED |  |  |  |  | WST02-ECCP-1000 | SSNR XLV ROOM | WST02-RIO-0203 | SSN NORTH PUMP AREA | [8 empty] | Endress+Hauser | [5 empty] | Endress+Hauser | Endress+Hauser | www.sg.endress.com | +65 67685716 | +65 6566 6848 | info.sg@endress.com | India/Germany
0010306194 | AT_INST_ | WST02-204-LIT-0201 | C4B | 131242-WST02-DR-P-6011.dgn |  | WST02 | 204 | DC | LIT | 0201 |  | SLUDGE COMPARTMENT 1 LEVEL TRANSMITTER | SLUDGE COMPARTMENT 1 LEVEL TRANSMITTER | NON-HAZARDOUS | [6 empty] | RADAR; 80 GHz | FMR62B-BABAEBAJGAEBEUJD+AAZ1; HAW569-CB2C |  | IP65 | 0 - 50 m | Non-contact type |  |  | 0 - 2.4m | [10 empty] | IP65 |  | 4-20 mA + HART |  | ±1mm |  |  | LOOP-POWERED |  |  |  |  | WST02-ECCP-1000 | SSNR XLV ROOM | WST02-RIO-0203 | SSN NORTH PUMP AREA | [8 empty] | Endress+Hauser | [5 empty] | Endress+Hauser | Endress+Hauser | www.sg.endress.com | +65 67685716 | +65 6566 6848 | info.sg@endress.com | India/Germany
0010306120 | AT_INST_ | WST02-204-LSH-0102 | C4B | 131242-WST02-DR-P-6011.dgn |  | WST02 | 204 | DC | LSH | 0102 |  | SLUDGE COMPARTMENT LEVEL SWITCH HIGH | SLUDGE COMPARTMENT LEVEL SWITCH HIGH | Zone 1 | E |  | 30 |  |  |  | CONDUCTIVE | FTW31-D1A2AA0A + FTW325-C2B1A | SS316L | IP65 | 1250mm | SS316L |  | SLUDGE COMPARTMENT | 2.4 m | 38 | 22 | 0 | 26 | [5 empty] | PPS & PBT | IP65 | YES | DRY CONTACT |  | ±10%At100Ω-100kΩ | 2.4 m |  | 24VDC |  |  |  |  | WST02-ECCP-1000 | SSNR XLV ROOM | WST02-RIO-0203 | SSN NORTH PUMP AREA |  |  | 1250 | [5 empty] | Endress+Hauser | [5 empty] | Endress+Hauser | Endress+Hauser | www.sg.endress.com | +65 67685716 | +65 6566 6848 | info.sg@endress.com | Germany
0010306182 | AT_INST_ | WST02-204-LSHH-0101 | C4B | 131242-WST02-DR-P-6011.dgn |  | WST02 | 204 | DC | LSHH | 0101 |  | DISCHARGE WET WELL 1 LEVEL SWITCH HIGH HIGH | DISCHARGE WET WELL 1 LEVEL SWITCH HIGH HIGH | Zone 1 | E |  | 50 |  |  |  | CONDUCTIVE | FTW31-D1A2AA0A + FTW325-C2B1A | SS316L | IP65 | 1250mm | SS316L |  | DISCHARGE WET WELL 1 | 3.24m | 38 | 0 | 0 | 50 | [5 empty] | PPS & PBT | IP65 | YES | DRY CONTACT |  | ±10%At100Ω-100kΩ | 3.24m |  | 24VDC |  |  |  |  | WST02-ECCP-1000 | SSNR XLV ROOM | WST02-RIO-0203 | SSN NORTH PUMP AREA |  |  |  | 1250 |  |  |  |  | Endress+Hauser | [5 empty] | Endress+Hauser | Endress+Hauser | www.sg.endress.com | +65 67685716 | +65 6566 6848 | info.sg@endress.com | Germany
0010306468 | AT_INST_ | WST02-204-LSHH-0140 | C4B | 131242-WST02-DR-P-6013.dgn |  | WST02 | 204 | DC | LSHH | 0140 |  | GRANULAR SLUDGE TANK LEVEL SWITCH HIGH HIGH | GRANULAR SLUDGE TANK LEVEL SWITCH HIGH HIGH | Zone 2 | E |  | 65 |  |  |  | CONDUCTIVE | FTW31-D1A2AA0A + FTW325-C2B1A | SS316L | IP65 | 3050mm | SS316L |  | GRANULAR SLUDGE TANK | 5.4m | 38 | 0 | 0 | 55 | [5 empty] | PPS & PBT | IP65 | YES | DRY CONTACT |  | ±10%At100Ω-100kΩ | 5.4m |  | 24VDC |  |  |  |  | WST02-ECCP-1000 | SSNR XLV ROOM | WST02-RIO-0203 | SSN NORTH PUMP AREA |  |  |  | 3050 |  |  |  |  | Endress+Hauser | [5 empty] | Endress+Hauser | Endress+Hauser | www.sg.endress.com | +65 67685716 | +65 6566 6848 | info.sg@endress.com | Germany
0010306189 | AT_INST_ | WST02-204-LSHH-0201 | C4B | 131242-WST02-DR-P-6011.dgn |  | WST02 | 204 | DC | LSHH | 0201 |  | DISCHARGE WET WELL 2 LEVEL SWITCH HIGH HIGH | DISCHARGE WET WELL 2 LEVEL SWITCH HIGH HIGH | Zone 1 | E |  | 50 |  |  |  | CONDUCTIVE | FTW31-D1A2AA0A + FTW325-C2B1A | SS316L | IP65 | 1250mm | SS316L |  | DISCHARGE WET WELL 2 | 3.24m | 38 | 0 | 0 | 50 | [5 empty] | PPS & PBT | IP65 | YES | DRY CONTACT |  | ±10%At100Ω-100kΩ | 3.24m |  | 24VDC |  |  |  |  | WST02-ECCP-1000 | SSNR XLV ROOM | WST02-RIO-0203 | SSN NORTH PUMP AREA |  |  |  | 1250 |  |  |  |  | Endress+Hauser | [5 empty] | Endress+Hauser | Endress+Hauser | www.sg.endress.com | +65 67685716 | +65 6566 6848 | info.sg@endress.com | Germany
0010306162 | AT_INST_ | WST02-204-LSL-0102 | C4B | 131242-WST02-DR-P-6011.dgn |  | WST02 | 204 | DC | LSL | 0102 |  | SLUDGE COMPARTMENT LEVEL SWITCH LOW | SLUDGE COMPARTMENT LEVEL SWITCH LOW | Zone 1 | E |  | 30 |  |  |  | CONDUCTIVE | FTW31-D1A2AA0A + FTW325-C2B1A | SS316L | IP65 | 3250mm | SS316L |  | SLUDGE COMPARTMENT | 0.3m | 37 | 17 | 0 | 24 | [5 empty] | PPS & PBT | IP65 | YES | DRY CONTACT |  | ±10%At100Ω-100kΩ | 0.3m |  | 24VDC |  |  |  |  | WST02-ECCP-1000 | SSNR XLV ROOM | WST02-RIO-0203 | SSN NORTH PUMP AREA |  | 3250 | [6 empty] | Endress+Hauser | [5 empty] | Endress+Hauser | Endress+Hauser | www.sg.endress.com | +65 67685716 | +65 6566 6848 | info.sg@endress.com | Germany
0010306184 | AT_INST_ | WST02-204-LSLL-0101 | C4B | 131242-WST02-DR-P-6011.dgn |  | WST02 | 204 | DC | LSLL | 0101 |  | DISCHARGE WET WELL 1 LEVEL SWITCH LOW LOW | DISCHARGE WET WELL 1 LEVEL SWITCH LOW LOW | Zone 1 | E |  | 50 |  |  |  | CONDUCTIVE | FTW32-D1D2AA0A + FTW325-C2B1A | SS316Ti | IP65 | 4200mm | SS316Ti |  | DISCHARGE WET WELL 1 | 0.59m | 37 | 38 | 10 | 50 | [5 empty] | PPS & PBT | IP65 | YES | DRY CONTACT |  | ±10%At100Ω-100kΩ | 0.59m |  | 24VDC |  |  |  |  | WST02-ECCP-1000 | SSNR XLV ROOM | WST02-RIO-0203 | SSN NORTH PUMP AREA | 4200 | [7 empty] | Endress+Hauser | [5 empty] | Endress+Hauser | Endress+Hauser | www.sg.endress.com | +65 67685716 | +65 6566 6848 | info.sg@endress.com | Germany
0010306469 | AT_INST_ | WST02-204-LSLL-0140 | C4B | 131242-WST02-DR-P-6013.dgn |  | WST02 | 204 | DC | LSLL | 0140 |  | GRANULAR SLUDGE TANK LEVEL SWITCH LOW LOW | GRANULAR SLUDGE TANK LEVEL SWITCH LOW LOW | Zone 2 | E |  | 65 |  |  |  | CONDUCTIVE | FTW32-D1D2AA0A + FTW325-C2B1A | SS316Ti | IP65 | 8550mm | SS316Ti |  | GRANULAR SLUDGE TANK | 0.3m | 38 | 55 | 0 | 55 | [5 empty] | PPS & PBT | IP65 | YES | DRY CONTACT |  | ±10%At100Ω-100kΩ | 0.3m |  | 24VDC |  |  |  |  | WST02-ECCP-1000 | SSNR XLV ROOM | WST02-RIO-0203 | SSN NORTH PUMP AREA | 8550 | [7 empty] | Endress+Hauser | [5 empty] | Endress+Hauser | Endress+Hauser | www.sg.endress.com | +65 67685716 | +65 6566 6848 | info.sg@endress.com | Germany
0010306191 | AT_INST_ | WST02-204-LSLL-0201 | C4B | 131242-WST02-DR-P-6011.dgn |  | WST02 | 204 | DC | LSLL | 0201 |  | DISCHARGE WET WELL 2 LEVEL SWITCH LOW LOW | DISCHARGE WET WELL 2 LEVEL SWITCH LOW LOW | Zone 1 | E |  | 50 |  |  |  | CONDUCTIVE | FTW32-D1D2AA0A + FTW325-C2B1A | SS316Ti | IP65 | 4200mm | SS316Ti |  | DISCHARGE WET WELL 2 | 0.59m | 37 | 38 | 10 | 50 | [5 empty] | PPS & PBT | IP65 | YES | DRY CONTACT |  | ±10%At100Ω-100kΩ | 0.59m |  | 24VDC |  |  |  |  | WST02-ECCP-1000 | SSNR XLV ROOM | WST02-RIO-0203 | SSN NORTH PUMP AREA | 4200 | [7 empty] | Endress+Hauser | [5 empty] | Endress+Hauser | Endress+Hauser | www.sg.endress.com | +65 67685716 | +65 6566 6848 | info.sg@endress.com | Germany
0010329894 | AT_INST_CS | WST02-204-PE-0110 | C4B | 131242-WST02-DR-P-6012.dgn | WST02-204-DC-00170-25-CSEL | WST02 | 204 | DC | PE | 0110 |  | DISCHARGE TRANSFER PUMP A PRESSURE INDICATOR SEAL | DISCHARGE TRANSFER PUMP A PRESSURE INDICATOR SEAL | NON-HAZARDOUS |  | 25 | 1000 | 0 | 0 | 0 |  | DKS26-VL-XY-UJ-TM-A27-RF-00-UX |  | IP65 |  | PTFE |  | DISCHARGE PUMP A DISCHARGE |  | 38 | 259 | 216 | 284 | 800 | [5 empty] | IP65 | [23 empty] | Endress+Hauser | [5 empty] | Endress+Hauser | Endress+Hauser | www.sg.endress.com | +65 67685716 | +65 6566 6848 | info.sg@endress.com | India
0010299568 | AT_INST_CS | WST02-204-PE-0111 | C4B | 131242-WST02-DR-P-6012.dgn | WST02-204-DC-00107-25-CSEL | WST02 | 204 | DC | PE | 0111 |  | DISCHARGE TRANSFER PUMP A PRESSURE TRANSMITTER SEAL | DISCHARGE TRANSFER P A PIT SEAL | NON-HAZARDOUS |  | 25 | 1000 | 0 | 0 | 0 |  | DKS26-VL-XY-UJ-TM-A27-RF-00-UX |  | IP65 |  | PTFE |  | DIS.TRANS.PUMP A OUTLET |  | 38 | 259 | 216 | 284 | 800 | [5 empty] | IP65 | [23 empty] | Endress+Hauser | [5 empty] | Endress+Hauser | Endress+Hauser | www.sg.endress.com | +65 67685716 | +65 6566 6848 | info.sg@endress.com | India
0010306462 | AT_INST_CS | WST02-204-PE-0130 | C4B | 131242-WST02-DR-P-6013.dgn | WST02-204-DC-00118-25-CSEL | WST02 | 204 | DC | PE | 0130 |  | GRANULAR SLUDG PUMP A DISCHARGE PRESSURE INDICATOR SEAL | GRANULAR SLUDG P A DISCHARGE PI SEAL | NON-HAZARDOUS |  | 25 | 1000 | 0 | 0 | 0 |  | DKS26-VL-XY-UJ-TM-A27-RF-00-UX |  | IP65 |  | PTFE |  | GRANULAR SLUDGE PUMP A OUTLET |  | 38 | 86 | 76 | 86 | 300 | [5 empty] | IP65 | [23 empty] | Endress+Hauser | [5 empty] | Endress+Hauser | Endress+Hauser | www.sg.endress.com | +65 67685716 | +65 6566 6848 | info.sg@endress.com | India
0010306463 | AT_INST_CS | WST02-204-PE-0131 | C4B | 131242-WST02-DR-P-6013.dgn | WST02-204-DC-00119-25-CSEL | WST02 | 204 | DC | PE | 0131 |  | GRANULAR SLUDG PUMP A DISCHARGE PRESSURE TRANSMITTER SEAL | GRANULAR SLUDG P A DISCHARGE PIT SEAL | NON-HAZARDOUS |  | 25 | 1000 | 0 | 0 | 0 |  | DKS26-VL-XY-UJ-TM-A27-RF-00-UX |  | IP65 |  | PTFE |  | GRANULAR SLUDGE PUMP A OUTLET |  | 38 | 86 | 76 | 86 | 300 | [5 empty] | IP65 | [23 empty] | Endress+Hauser | [5 empty] | Endress+Hauser | Endress+Hauser | www.sg.endress.com | +65 67685716 | +65 6566 6848 | info.sg@endress.com | India
0010300359 | AT_INST_CS | WST02-204-PE-0150 | C4B | 131242-WST02-DR-P-6014.dgn | WST02-204-DC-00128-25-CSEL | WST02 | 204 | DC | PE | 0150 |  | SLUDGE TRANSFER PUMP A PRESSURE INDICATOR SEAL | SLUDGE TRANSFER PUMP A PRESSURE INDICATOR SEAL | NON-HAZARDOUS |  | 25 | 1000 | 0 | 0 | 0 |  | DKS26-VL-XY-UJ-TM-A27-RF-00-UX |  | IP65 |  | PTFE |  | SLUDGE TRANS.PUMP A DISCHARGE |  | 38 | 86 | 76 | 86 | 300 | [5 empty] | IP65 | [23 empty] | Endress+Hauser | [5 empty] | Endress+Hauser | Endress+Hauser | www.sg.endress.com | +65 67685716 | +65 6566 6848 | info.sg@endress.com | India
0010300321 | AT_INST_CS | WST02-204-PE-0151 | C4B | 131242-WST02-DR-P-6014.dgn | WST02-204-DC-00129-25-CSEL | WST02 | 204 | DC | PE | 0151 |  | SLUDGE TRANSFER PUMP A PRESSURE TRANSMITTER SEAL | SLUDGE TRANSFER PUMP A PRESSURE TRANSMITTER SEAL | NON-HAZARDOUS |  | 25 | 1000 | 0 | 0 | 0 |  | DKS26-VL-XY-UJ-TM-A27-RF-00-UX |  | IP65 |  | PTFE |  | SLUDGE TRANS.PUMP A DISCHARGE |  | 38 | 86 | 76 | 86 | 300 | [5 empty] | IP65 | [23 empty] | Endress+Hauser | [5 empty] | Endress+Hauser | Endress+Hauser | www.sg.endress.com | +65 67685716 | +65 6566 6848 | info.sg@endress.com | India
0010329897 | AT_INST_CS | WST02-204-PE-0210 | C4B | 131242-WST02-DR-P-6012.dgn | WST02-204-DC-00270-25-CSEL | WST02 | 204 | DC | PE | 0210 |  | DISCHARGE TRANSFER PUMP B PRESSURE INDICATOR SEAL | DISCHARGE TRANSFER PUMP B PRESSURE INDICATOR SEAL | NON-HAZARDOUS |  | 25 | 1000 | 0 | 0 | 0 |  | DKS26-VL-XY-UJ-TM-A27-RF-00-UX |  | IP65 |  | PTFE |  | DISCHARGE PUMP B DISCHARGE |  | 38 | 259 | 216 | 284 | 800 | [5 empty] | IP65 | [23 empty] | Endress+Hauser | [5 empty] | Endress+Hauser | Endress+Hauser | www.sg.endress.com | +65 67685716 | +65 6566 6848 | info.sg@endress.com | India
0010299556 | AT_INST_CS | WST02-204-PE-0211 | C4B | 131242-WST02-DR-P-6012.dgn | WST02-204-DC-00207-25-CSEL | WST02 | 204 | DC | PE | 0211 |  | DISCHARGE TRANSFER PUMP B PRESSURE TRANSMITTER SEAL | DISCHARGE TRANSFER P B PIT SEAL | NON-HAZARDOUS |  | 25 | 1000 | 0 | 0 | 0 |  | DKS26-VL-XY-UJ-TM-A27-RF-00-UX |  | IP65 |  | PTFE |  | DIS.TRANS.PUMP B OUTLET |  | 38 | 259 | 216 | 284 | 800 | [5 empty] | IP65 | [23 empty] | Endress+Hauser | [5 empty] | Endress+Hauser | Endress+Hauser | www.sg.endress.com | +65 67685716 | +65 6566 6848 | info.sg@endress.com | India
0010306464 | AT_INST_CS | WST02-204-PE-0230 | C4B | 131242-WST02-DR-P-6013.dgn | WST02-204-DC-00218-25-CSEL | WST02 | 204 | DC | PE | 0230 |  | GRANULAR SLUDG PUMP B DISCHARGE PRESSURE INDICATOR SEAL | GRANULAR SLUDG P B DISCHARGE PI SEAL | NON-HAZARDOUS |  | 25 | 1000 | 0 | 0 | 0 |  | DKS26-VL-XY-UJ-TM-A27-RF-00-UX |  | IP65 |  | PTFE |  | GRANULAR SLUDGE PUMP B OUTLET |  | 38 | 86 | 76 | 86 | 300 | [5 empty] | IP65 | [23 empty] | Endress+Hauser | [5 empty] | Endress+Hauser | Endress+Hauser | www.sg.endress.com | +65 67685716 | +65 6566 6848 | info.sg@endress.com | India
0010306465 | AT_INST_CS | WST02-204-PE-0231 | C4B | 131242-WST02-DR-P-6013.dgn | WST02-204-DC-00219-25-CSEL | WST02 | 204 | DC | PE | 0231 |  | GRANULAR SLUDG PUMP B DISCHARGE PRESSURE TRANSMITTER SEAL | GRANULAR SLUDG P B DISCHARGE PIT SEAL | NON-HAZARDOUS |  | 25 | 1000 | 0 | 0 | 0 |  | DKS26-VL-XY-UJ-TM-A27-RF-00-UX |  | IP65 |  | PTFE |  | GRANULAR SLUDGE PUMP B OUTLET |  | 38 | 86 | 76 | 86 | 300 | [5 empty] | IP65 | [23 empty] | Endress+Hauser | [5 empty] | Endress+Hauser | Endress+Hauser | www.sg.endress.com | +65 67685716 | +65 6566 6848 | info.sg@endress.com | India
0010300372 | AT_INST_CS | WST02-204-PE-0250 | C4B | 131242-WST02-DR-P-6014.dgn | WST02-204-DC-00228-25-CSEL | WST02 | 204 | DC | PE | 0250 |  | SLUDGE TRANSFER PUMP B PRESSURE INDICATOR SEAL | SLUDGE TRANSFER PUMP B PRESSURE INDICATOR SEAL | NON-HAZARDOUS |  | 25 | 1000 | 0 | 0 | 0 |  | DKS26-VL-XY-UJ-TM-A27-RF-00-UX |  | IP65 |  | PTFE |  | SLUDGE TRANS.PUMP B DISCHARGE |  | 38 | 86 | 76 | 86 | 300 |  | H |  |  |  | IP65 | [23 empty] | Endress+Hauser | [5 empty] | Endress+Hauser | Endress+Hauser | www.sg.endress.com | +65 67685716 | +65 6566 6848 | info.sg@endress.com | India
0010300361 | AT_INST_CS | WST02-204-PE-0251 | C4B | 131242-WST02-DR-P-6014.dgn | WST02-204-DC-00229-25-CSEL | WST02 | 204 | DC | PE | 0251 |  | SLUDGE TRANSFER PUMP B PRESSURE TRANSMITTER SEAL | SLUDGE TRANSFER PUMP B PRESSURE TRANSMITTER SEAL | NON-HAZARDOUS |  | 25 | 1000 | 0 | 0 | 0 |  | DKS26-VL-XY-UJ-TM-A27-RF-00-UX |  | IP65 |  | PTFE |  | SLUDGE TRANS.PUMP B DISCHARGE |  | 38 | 86 | 76 | 86 | 300 | [5 empty] | IP65 | [23 empty] | Endress+Hauser | [5 empty] | Endress+Hauser | Endress+Hauser | www.sg.endress.com | +65 67685716 | +65 6566 6848 | info.sg@endress.com | India
0010329900 | AT_INST_CS | WST02-204-PE-0310 | C4B | 131242-WST02-DR-P-6012.dgn | WST02-204-DC-00370-25-CSEL | WST02 | 204 | DC | PE | 0310 |  | DISCHARGE TRANSFER PUMP C PRESSURE INDICATOR SEAL | DISCHARGE TRANSFER PUMP C PRESSURE INDICATOR SEAL | NON-HAZARDOUS |  | 25 | 1000 | 0 | 0 | 0 |  | DKS26-VL-XY-UJ-TM-A27-RF-00-UX |  | IP65 |  | PTFE |  | DISCHARGE PUMP C DISCHARGE |  | 38 | 259 | 216 | 284 | 800 | [5 empty] | IP65 | [23 empty] | Endress+Hauser | [5 empty] | Endress+Hauser | Endress+Hauser | www.sg.endress.com | +65 67685716 | +65 6566 6848 | info.sg@endress.com | India
0010299572 | AT_INST_CS | WST02-204-PE-0311 | C4B | 131242-WST02-DR-P-6012.dgn | WST02-204-DC-00307-25-CSEL | WST02 | 204 | DC | PE | 0311 |  | DISCHARGE TRANSFER PUMP C PRESSURE TRANSMITTER SEAL | DISCHARGE TRANSFER P C PIT SEAL | NON-HAZARDOUS |  | 25 | 1000 | 0 | 0 | 0 |  | DKS26-VL-XY-UJ-TM-A27-RF-00-UX |  | IP65 |  | PTFE |  | DIS.TRANS.PUMP C OUTLET |  | 38 | 259 | 216 | 284 | 800 | [5 empty] | IP65 | [23 empty] | Endress+Hauser | [5 empty] | Endress+Hauser | Endress+Hauser | www.sg.endress.com | +65 67685716 | +65 6566 6848 | info.sg@endress.com | India
0010306466 | AT_INST_CS | WST02-204-PE-0330 | C4B | 131242-WST02-DR-P-6013.dgn | WST02-204-DC-00318-25-CSEL | WST02 | 204 | DC | PE | 0330 |  | GRANULAR SLUDG PUMP C DISCHARGE PRESSURE INDICATOR SEAL | GRANULAR SLUDG P C DISCHARGE PI SEAL | NON-HAZARDOUS |  | 25 | 1000 | 0 | 0 | 0 |  | DKS26-VL-XY-UJ-TM-A27-RF-00-UX |  | IP65 |  | PTFE |  | GRANULAR SLUDGE PUMP C OUTLET |  | 38 | 86 | 76 | 86 | 300 | [5 empty] | IP65 | [23 empty] | Endress+Hauser | [5 empty] | Endress+Hauser | Endress+Hauser | www.sg.endress.com | +65 67685716 | +65 6566 6848 | info.sg@endress.com | India
0010306467 | AT_INST_CS | WST02-204-PE-0331 | C4B | 131242-WST02-DR-P-6013.dgn | WST02-204-DC-00319-25-CSEL | WST02 | 204 | DC | PE | 0331 |  | GRANULAR SLUDG PUMP C DISCHARGE PRESSURE TRANSMITTER SEAL | GRANULAR SLUDG P C DISCHARGE PIT SEAL | NON-HAZARDOUS |  | 25 | 1000 | 0 | 0 | 0 |  | DKS26-VL-XY-UJ-TM-A27-RF-00-UX |  | IP65 |  | PTFE |  | GRANULAR SLUDGE PUMP C OUTLET |  | 38 | 86 | 76 | 86 | 300 | [5 empty] | IP65 | [23 empty] | Endress+Hauser | [5 empty] | Endress+Hauser | Endress+Hauser | www.sg.endress.com | +65 67685716 | +65 6566 6848 | info.sg@endress.com | India
0010329895 | AT_INST_ | WST02-204-PI-0110 | C4B | 131242-WST02-DR-P-6012.dgn | WST02-204-DC-00170-25-CSEL | WST02 | 204 | DC | PI | 0110 |  | DISCHARGE TRANSFER PUMP A PRESSURE INDICATOR | DISCHARGE TRANSFER PUMP A PRESSURE INDICATOR | NON-HAZARDOUS |  |  | 1000 | 0 | 0 | 0 | BOURDON TUBE | ALH-02-4BM-B19/_PY_ZL_RX_SX_PW_PS2 | SS316L | IP65 | 0 - 600 kPa(g) | SS316 |  | DISCHARGE PUMP A DISCHARGE | 0 - 450 kPa(g) | 38 | 259 | 216 | 284 | 800 |  |  |  |  | SS316 | IP65 |  |  |  | 2% of Span |  | 0 - 600 kPa(g) | [17 empty] | Baumer | [5 empty] | Baumer | Baumer (Singapore) Pte Ltd | www.baumer.com | 62912677 | 62912077 | sales.sg@baumer.com | India
0010329969 | AT_INST_ | WST02-204-PI-0130 | C4B | 131242-WST02-DR-P-6013.dgn | WST02-204-DC-00118-25-CSEL | WST02 | 204 | DC | PI | 0130 |  | GRANULAR SLUDG PUMP A DISCHARGE PRESSURE INDICATOR | GRANULAR SLUDG PUMP A DISCHARGE PRESSURE INDICATOR | NON-HAZARDOUS |  |  | 1000 | 0 | 0 | 0 | BOURDON TUBE | ALH-02-4BM-B19/_PY_ZL_RX_SX_PW_PS2 | SS316L | IP65 | 0 - 250 kPa(g) | SS316 |  | GRANULAR SLUDGE PUMP A OUTLET | 0 - 240 kPa(g) | 38 | 86 | 76 | 86 | 300 |  |  |  |  | SS316 | IP65 |  |  |  | 2% of Span |  | 0 - 250 kPa(g) | [17 empty] | Baumer | [5 empty] | Baumer | Baumer (Singapore) Pte Ltd | www.baumer.com | 62912677 | 62912077 | sales.sg@baumer.com | India
0010329976 | AT_INST_ | WST02-204-PI-0150 | C4B | 131242-WST02-DR-P-6014.dgn | WST02-204-DC-00128-25-CSEL | WST02 | 204 | DC | PI | 0150 |  | SLUDGE TRANSFER PUMP A PRESSURE INDICATOR | SLUDGE TRANSFER PUMP A PRESSURE INDICATOR | NON-HAZARDOUS |  |  | 1000 | 0 | 0 | 0 | BOURDON TUBE | ALH-02-4BM-B19/_PY_ZL_RX_SX_PW_PS2 | SS316L | IP65 | 0 - 250 kPa(g) | SS316 |  | SLUDGE TRANS.PUMP A DISCHARGE | 0 - 240 kPa(g) | 38 | 86 | 76 | 86 | 300 |  |  |  |  | SS316 | IP65 |  |  |  | 2% of Span |  | 0 - 250 kPa(g) | [17 empty] | Baumer | [5 empty] | Baumer | Baumer (Singapore) Pte Ltd | www.baumer.com | 62912677 | 62912077 | sales.sg@baumer.com | India
0010329898 | AT_INST_ | WST02-204-PI-0210 | C4B | 131242-WST02-DR-P-6012.dgn | WST02-204-DC-00270-25-CSEL | WST02 | 204 | DC | PI | 0210 |  | DISCHARGE TRANSFER PUMP B PRESSURE INDICATOR | DISCHARGE TRANSFER PUMP B PRESSURE INDICATOR | NON-HAZARDOUS |  |  | 1000 | 0 | 0 | 0 | BOURDON TUBE | ALH-02-4BM-B19/_PY_ZL_RX_SX_PW_PS2 | SS316L | IP65 | 0 - 600 kPa(g) | SS316 |  | DISCHARGE PUMP B DISCHARGE | 0 - 450 kPa(g) | 38 | 259 | 216 | 284 | 800 |  |  |  |  | SS316 | IP65 |  |  |  | 2% of Span |  | 0 - 600 kPa(g) | [17 empty] | Baumer | [5 empty] | Baumer | Baumer (Singapore) Pte Ltd | www.baumer.com | 62912677 | 62912077 | sales.sg@baumer.com | India
0010329971 | AT_INST_ | WST02-204-PI-0230 | C4B | 131242-WST02-DR-P-6013.dgn | WST02-204-DC-00218-25-CSEL | WST02 | 204 | DC | PI | 0230 |  | GRANULAR SLUDG PUMP B DISCHARGE PRESSURE INDICATOR | GRANULAR SLUDG PUMP B DISCHARGE PRESSURE INDICATOR | NON-HAZARDOUS |  |  | 1000 | 0 | 0 | 0 | BOURDON TUBE | ALH-02-4BM-B19/_PY_ZL_RX_SX_PW_PS2 | SS316L | IP65 | 0 - 250 kPa(g) | SS316 |  | GRANULAR SLUDGE PUMP B OUTLET | 0 - 240 kPa(g) | 38 | 86 | 76 | 86 | 300 |  |  |  |  | SS316 | IP65 |  |  |  | 2% of Span |  | 0 - 250 kPa(g) | [17 empty] | Baumer | [5 empty] | Baumer | Baumer (Singapore) Pte Ltd | www.baumer.com | 62912677 | 62912077 | sales.sg@baumer.com | India
0010329977 | AT_INST_ | WST02-204-PI-0250 | C4B | 131242-WST02-DR-P-6014.dgn | WST02-204-DC-00228-25-CSEL | WST02 | 204 | DC | PI | 0250 |  | SLUDGE TRANSFER PUMP B PRESSURE INDICATOR | SLUDGE TRANSFER PUMP B PRESSURE INDICATOR | NON-HAZARDOUS |  |  | 1000 | 0 | 0 | 0 | BOURDON TUBE | ALH-02-4BM-B19/_PY_ZL_RX_SX_PW_PS2 | SS316L | IP65 | 0 - 250 kPa(g) | SS316 |  | SLUDGE TRANS.PUMP B DISCHARGE | 0 - 240 kPa(g) | 38 | 86 | 76 | 86 | 300 |  |  |  |  | SS316 | IP65 |  |  |  | 2% of Span |  | 0 - 250 kPa(g) | [17 empty] | Baumer | [5 empty] | Baumer | Baumer (Singapore) Pte Ltd | www.baumer.com | 62912677 | 62912077 | sales.sg@baumer.com | India
0010329901 | AT_INST_ | WST02-204-PI-0310 | C4B | 131242-WST02-DR-P-6012.dgn | WST02-204-DC-00370-25-CSEL | WST02 | 204 | DC | PI | 0310 |  | DISCHARGE TRANSFER PUMP C PRESSURE INDICATOR | DISCHARGE TRANSFER PUMP C PRESSURE INDICATOR | NON-HAZARDOUS |  |  | 1000 | 0 | 0 | 0 | BOURDON TUBE | ALH-02-4BM-B19/_PY_ZL_RX_SX_PW_PS2 | SS316L | IP65 | 0 - 600 kPa(g) | SS316 |  | DISCHARGE PUMP C DISCHARGE | 0 - 450 kPa(g) | 38 | 259 | 216 | 284 | 800 |  |  |  |  | SS316 | IP65 |  |  |  | 2% of Span |  | 0 - 600 kPa(g) | [17 empty] | Baumer | [5 empty] | Baumer | Baumer (Singapore) Pte Ltd | www.baumer.com | 62912677 | 62912077 | sales.sg@baumer.com | India
0010329972 | AT_INST_ | WST02-204-PI-0330 | C4B | 131242-WST02-DR-P-6013.dgn | WST02-204-DC-00318-25-CSEL | WST02 | 204 | DC | PI | 0330 |  | GRANULAR SLUDG PUMP C DISCHARGE PRESSURE INDICATOR | GRANULAR SLUDG PUMP C DISCHARGE PRESSURE INDICATOR | NON-HAZARDOUS |  |  | 1000 | 0 | 0 | 0 | BOURDON TUBE | ALH-02-4BM-B19/_PY_ZL_RX_SX_PW_PS2 | SS316L | IP65 | 0 - 250 kPa(g) | SS316 |  | GRANULAR SLUDGE PUMP C OUTLET | 0 - 240 kPa(g) | 38 | 86 | 76 | 86 | 300 |  |  |  |  | SS316 | IP65 |  |  |  | 2% of Span |  | 0 - 250 kPa(g) | [17 empty] | Baumer | [5 empty] | Baumer | Baumer (Singapore) Pte Ltd | www.baumer.com | 62912677 | 62912077 | sales.sg@baumer.com | India
0010299569 | AT_INST_ | WST02-204-PIA-0111 | C4B | 131242-WST02-DR-P-6012.dgn |  | WST02 | 204 | DC | PIA | 0111 |  | DISCHARGE TRANSFER PUMP A PRESSURE ALARM | DISCHARGE TRANSFER PUMP A PRESSURE ALARM | NON-HAZARDOUS | [15 empty] | 37 | 300 | 0 | 330 | [8 empty] | SOFT I/O
0010310843 | AT_INST_ | WST02-204-PIA-0131 | C4B | 131242-WST02-DR-P-6013.dgn |  | WST02 | 204 | DC | PIA | 0131 |  | GRANULAR SLUDG PUMP A DISCHARGE PRESSURE ALARM | GRANULAR SLUDG PUMP A DISCHARGE PRESSURE ALARM | NON-HAZARDOUS | [15 empty] | 37 | 100 | 0 | 200 |  |  | H | [5 empty] | SOFT I/O
0010300322 | AT_INST_ | WST02-204-PIA-0151 | C4B | 131242-WST02-DR-P-6014.dgn |  | WST02 | 204 | DC | PIA | 0151 |  | SLUDGE TRANSFER PUMP A PRESSURE ALARM | SLUDGE TRANSFER PUMP A PRESSURE ALARM | NON-HAZARDOUS | [15 empty] | 37 | 100 | 0 | 200 |  |  | H | [5 empty] | SOFT I/O
0010299557 | AT_INST_ | WST02-204-PIA-0211 | C4B | 131242-WST02-DR-P-6012.dgn |  | WST02 | 204 | DC | PIA | 0211 |  | DISCHARGE TRANSFER PUMP A PRESSURE ALARM | DISCHARGE TRANSFER PUMP A PRESSURE ALARM | NON-HAZARDOUS | [15 empty] | 37 | 300 | 0 | 330 | [8 empty] | SOFT I/O
0010310844 | AT_INST_ | WST02-204-PIA-0231 | C4B | 131242-WST02-DR-P-6013.dgn |  | WST02 | 204 | DC | PIA | 0231 |  | GRANULAR SLUDG PUMP A DISCHARGE PRESSURE ALARM | GRANULAR SLUDG PUMP A DISCHARGE PRESSURE ALARM | NON-HAZARDOUS | [15 empty] | 37 | 100 | 0 | 200 |  |  | H | [5 empty] | SOFT I/O
0010300362 | AT_INST_ | WST02-204-PIA-0251 | C4B | 131242-WST02-DR-P-6014.dgn |  | WST02 | 204 | DC | PIA | 0251 |  | SLUDGE TRANSFER PUMP B PRESSURE ALARM | SLUDGE TRANSFER PUMP B PRESSURE ALARM | NON-HAZARDOUS | [15 empty] | 37 | 100 | 0 | 200 |  |  | H | [5 empty] | SOFT I/O
0010299597 | AT_INST_ | WST02-204-PIA-0311 | C4B | 131242-WST02-DR-P-6012.dgn |  | WST02 | 204 | DC | PIA | 0311 |  | DISCHARGE TRANSFER PUMP A PRESSURE INSTRUMENT AIRLARM | DISCHARGE TRANSFER P A PRESSURE IALARM | NON-HAZARDOUS | [15 empty] | 37 | 300 | 0 | 330 | [8 empty] | SOFT I/O
0010310845 | AT_INST_ | WST02-204-PIA-0331 | C4B | 131242-WST02-DR-P-6013.dgn |  | WST02 | 204 | DC | PIA | 0331 |  | GRANULAR SLUDG PUMP A DISCHARGE PRESSURE ALARM | GRANULAR SLUDG PUMP A DISCHARGE PRESSURE ALARM | NON-HAZARDOUS | [15 empty] | 37 | 100 | 0 | 200 |  |  | H | [5 empty] | SOFT I/O
0010329966 | AT_INST_ | WST02-204-PIT-0111 | C4B | 131242-WST02-DR-P-6012.dgn | WST02-204-DC-00107-25-CSEL | WST02 | 204 | DC | PIT | 0111 |  | DISCHARGE TRANSFER PUMP A PRESSURE TRANSMITTER | DISCHARGE TRANSFER PUMP A PRESSURE TRANSMITTER | NON-HAZARDOUS | P |  | 1000 | 0 | 0 | 0 | PIEZORESISTIVE | PMP71B-AABAEJA6BD3PBEBH0JG2+NAZ1 | SS316L | IP65 | -100-600kPa(g) | SS316L |  | DIS.TRANS.PUMP A OUTLET | 0 - 450 kPa(g) | 38 | 259 | 216 | 284 | 800 |  |  |  |  | ALUMINUM W/ POLYSTER | IP65 | YES | 4-20mA, HART |  | 0.25% of Span |  | -100-600kPa(g) | LOOP-POWERED |  |  |  |  | WST02-ECCP-1000 | SSNR XLV ROOM | WST02-RIO-0203 | SSN NORTH PUMP AREA | [8 empty] | Endress+Hauser | [5 empty] | Endress+Hauser | Endress+Hauser | www.sg.endress.com | +65 67685716 | +65 6566 6848 | info.sg@endress.com | India
0010329970 | AT_INST_ | WST02-204-PIT-0131 | C4B | 131242-WST02-DR-P-6013.dgn | WST02-204-DC-00119-25-CSEL | WST02 | 204 | DC | PIT | 0131 |  | GRANULAR SLUDG PUMP A DISCHARGE PRESSURE TRANSMITTER | GRANULAR SLUDG P A DISCHARGE PIT | NON-HAZARDOUS | P |  | 1000 | 0 | 0 | 0 | PIEZORESISTIVE | PMP71B-AABAEJA6BD3MBEBH0JG2+NAZ1 | SS316L | IP65 | -100 - 400 kPa(g) | SS316L |  | GRANULAR SLUDGE PUMP A OUTLET | 0 - 240 kPa(g) | 38 | 86 | 76 | 86 | 300 |  |  |  |  | ALUMINUM W/ POLYSTER | IP65 | YES | 4-20mA, HART |  | 0.25% of Span |  | -100-400kPa(g) | LOOP-POWERED |  |  |  |  | WST02-ECCP-1000 | SSNR XLV ROOM | WST02-RIO-0203 | SSN NORTH PUMP AREA | [8 empty] | Endress+Hauser | [5 empty] | Endress+Hauser | Endress+Hauser | www.sg.endress.com | +65 67685716 | +65 6566 6848 | info.sg@endress.com | India
0010329975 | AT_INST_ | WST02-204-PIT-0151 | C4B | 131242-WST02-DR-P-6014.dgn | WST02-204-DC-00129-25-CSEL | WST02 | 204 | DC | PIT | 0151 |  | SLUDGE TRANSFER PUMP A PRESSURE TRANSMITTER | SLUDGE TRANSFER PUMP A PRESSURE TRANSMITTER | NON-HAZARDOUS | P |  | 1000 | 0 | 0 | 0 | PIEZORESISTIVE | PMP71B-AABAEJA6BD3MBEBH0JG2+NAZ1 | SS316L | IP65 | -100 - 400 kPa(g) | SS316L |  | SLUDGE TRANS.PUMP A DISCHARGE | 0 - 240 kPa(g) | 38 | 86 | 76 | 86 | 300 |  |  |  |  | ALUMINUM W/ POLYSTER | IP65 | YES | 4-20mA, HART |  | 0.25% of Span |  | -100-400kPa(g) | LOOP-POWERED |  |  |  |  | WST02-ECCP-1000 | SSNR XLV ROOM | WST02-RIO-0203 | SSN NORTH PUMP AREA | [8 empty] | Endress+Hauser | [5 empty] | Endress+Hauser | Endress+Hauser | www.sg.endress.com | +65 67685716 | +65 6566 6848 | info.sg@endress.com | India
0010329967 | AT_INST_ | WST02-204-PIT-0211 | C4B | 131242-WST02-DR-P-6012.dgn | WST02-204-DC-00207-25-CSEL | WST02 | 204 | DC | PIT | 0211 |  | DISCHARGE TRANSFER PUMP B PRESSURE TRANSMITTER | DISCHARGE TRANSFER PUMP B PRESSURE TRANSMITTER | NON-HAZARDOUS | P |  | 1000 | 0 | 0 | 0 | PIEZORESISTIVE | PMP71B-AABAEJA6BD3PBEBH0JG2+NAZ1 | SS316L | IP65 | -100-600kPa(g) | SS316L |  | DIS.TRANS.PUMP A OUTLET | 0 - 450 kPa(g) | 38 | 259 | 216 | 284 | 800 |  |  |  |  | ALUMINUM W/ POLYSTER | IP65 | YES | 4-20mA, HART |  | 0.25% of Span |  | -100-600kPa(g) | LOOP-POWERED |  |  |  |  | WST02-ECCP-1000 | SSNR XLV ROOM | WST02-RIO-0203 | SSN NORTH PUMP AREA | [8 empty] | Endress+Hauser | [5 empty] | Endress+Hauser | Endress+Hauser | www.sg.endress.com | +65 67685716 | +65 6566 6848 | info.sg@endress.com | India
0010329973 | AT_INST_ | WST02-204-PIT-0231 | C4B | 131242-WST02-DR-P-6013.dgn | WST02-204-DC-00219-25-CSEL | WST02 | 204 | DC | PIT | 0231 |  | GRANULAR SLUDG PUMP B DISCHARGE PRESSURE TRANSMITTER | GRANULAR SLUDG P B DISCHARGE PIT | NON-HAZARDOUS | P |  | 1000 | 0 | 0 | 0 | PIEZORESISTIVE | PMP71B-AABAEJA6BD3MBEBH0JG2+NAZ1 | SS316L | IP65 | -100 - 400 kPa(g) | SS316L |  | GRANULAR SLUDGE PUMP B OUTLET | 0 - 240 kPa(g) | 38 | 86 | 76 | 86 | 300 |  |  |  |  | ALUMINUM W/ POLYSTER | IP65 | YES | 4-20mA, HART |  | 0.25% of Span |  | -100-400kPa(g) | LOOP-POWERED |  |  |  |  | WST02-ECCP-1000 | SSNR XLV ROOM | WST02-RIO-0203 | SSN NORTH PUMP AREA | [8 empty] | Endress+Hauser | [5 empty] | Endress+Hauser | Endress+Hauser | www.sg.endress.com | +65 67685716 | +65 6566 6848 | info.sg@endress.com | India
0010329978 | AT_INST_ | WST02-204-PIT-0251 | C4B | 131242-WST02-DR-P-6014.dgn | WST02-204-DC-00129-25-CSEL | WST02 | 204 | DC | PIT | 0251 |  | SLUDGE TRANSFER PUMP B PRESSURE TRANSMITTER | SLUDGE TRANSFER PUMP B PRESSURE TRANSMITTER | NON-HAZARDOUS | P |  | 1000 | 0 | 0 | 0 | PIEZORESISTIVE | PMP71B-AABAEJA6BD3MBEBH0JG2+NAZ1 | SS316L | IP65 | -100 - 400 kPa(g) | SS316L |  | SLUDGE TRANS.PUMP B DISCHARGE | 0 - 240 kPa(g) | 38 | 86 | 76 | 86 | 300 |  |  |  |  | ALUMINUM W/ POLYSTER | IP65 | YES | 4-20mA, HART |  | 0.25% of Span |  | -100-400kPa(g) | LOOP-POWERED |  |  |  |  | WST02-ECCP-1000 | SSNR XLV ROOM | WST02-RIO-0203 | SSN NORTH PUMP AREA | [8 empty] | Endress+Hauser | [5 empty] | Endress+Hauser | Endress+Hauser | www.sg.endress.com | +65 67685716 | +65 6566 6848 | info.sg@endress.com | India
0010329968 | AT_INST_ | WST02-204-PIT-0311 | C4B | 131242-WST02-DR-P-6012.dgn | WST02-204-DC-00307-25-CSEL | WST02 | 204 | DC | PIT | 0311 |  | DISCHARGE TRANSFER PUMP C PRESSURE TRANSMITTER | DISCHARGE TRANSFER PUMP C PRESSURE TRANSMITTER | NON-HAZARDOUS | P |  | 1000 | 0 | 0 | 0 | PIEZORESISTIVE | PMP71B-AABAEJA6BD3PBEBH0JG2+NAZ1 | SS316L | IP65 | -100-600kPa(g) | SS316L |  | DIS.TRANS.PUMP A OUTLET | 0 - 450 kPa(g) | 38 | 259 | 216 | 284 | 800 |  |  |  |  | ALUMINUM W/ POLYSTER | IP65 | YES | 4-20mA, HART |  | 0.25% of Span |  | -100-600kPa(g) | LOOP-POWERED |  |  |  |  | WST02-ECCP-1000 | SSNR XLV ROOM | WST02-RIO-0203 | SSN NORTH PUMP AREA | [8 empty] | Endress+Hauser | [5 empty] | Endress+Hauser | Endress+Hauser | www.sg.endress.com | +65 67685716 | +65 6566 6848 | info.sg@endress.com | India
0010329974 | AT_INST_ | WST02-204-PIT-0331 | C4B | 131242-WST02-DR-P-6013.dgn | WST02-204-DC-00319-25-CSEL | WST02 | 204 | DC | PIT | 0331 |  | GRANULAR SLUDG PUMP C DISCHARGE PRESSURE TRANSMITTER | GRANULAR SLUDG P C DISCHARGE PIT | NON-HAZARDOUS | P |  | 1000 | 0 | 0 | 0 | PIEZORESISTIVE | PMP71B-AABAEJA6BD3MBEBH0JG2+NAZ1 | SS316L | IP65 | -100 - 400 kPa(g) | SS316L |  | GRANULAR SLUDGE PUMP C OUTLET | 0 - 240 kPa(g) | 38 | 86 | 76 | 86 | 300 |  |  |  |  | ALUMINUM W/ POLYSTER | IP65 | YES | 4-20mA, HART |  | 0.25% of Span |  | -100-400kPa(g) | LOOP-POWERED |  |  |  |  | WST02-ECCP-1000 | SSNR XLV ROOM | WST02-RIO-0203 | SSN NORTH PUMP AREA | [8 empty] | Endress+Hauser | [5 empty] | Endress+Hauser | Endress+Hauser | www.sg.endress.com | +65 67685716 | +65 6566 6848 | info.sg@endress.com | India
0010329908 | AT_INST_ | WST02-204-TAH-0102 | C4B | 131242-WST02-DR-P-6013.dgn |  | WST02 | 204 | DC | TAH | 0102 |  | GRANULAR SLUDGE PUMP A STATOR TEMPERATURE ALARM HIGH | GRANULAR SLUDGE P A STATOR TAH | NON-HAZARDOUS | [27 empty] | SOFT I/O | [21 empty] | Netsch | [6 empty] | Netsch | https://pumps-systems.netzsch.com/en-SG | +65 6863 4453 | +65 6863 4483 | info.nap@NETZSCH.com | Germany/China
0010329916 | AT_INST_ | WST02-204-TAH-0103 | C4B | 131242-WST02-DR-P-6014.dgn |  | WST02 | 204 | DC | TAH | 0103 |  | SLUDGE TRANSFER PUMP A STATOR TEMPERATURE ALARM HIGH | SLUDGE TRANSFER P A STATOR TAH | NON-HAZARDOUS | [27 empty] | SOFT I/O | [21 empty] | Netsch | [6 empty] | Netsch | https://pumps-systems.netzsch.com/en-SG | +65 6863 4453 | +65 6863 4483 | info.nap@NETZSCH.com | Germany/China
0010329909 | AT_INST_ | WST02-204-TAH-0202 | C4B | 131242-WST02-DR-P-6013.dgn |  | WST02 | 204 | DC | TAH | 0202 |  | GRANULAR SLUDGE PUMP B STATOR TEMPERATURE ALARM HIGH | GRANULAR SLUDGE P B STATOR TAH | NON-HAZARDOUS | [27 empty] | SOFT I/O | [21 empty] | Netsch | [6 empty] | Netsch | https://pumps-systems.netzsch.com/en-SG | +65 6863 4453 | +65 6863 4483 | info.nap@NETZSCH.com | Germany/China
0010329915 | AT_INST_ | WST02-204-TAH-0203 | C4B | 131242-WST02-DR-P-6014.dgn |  | WST02 | 204 | DC | TAH | 0203 |  | SLUDGE TRANSFER PUMP B STATOR TEMPERATURE ALARM HIGH | SLUDGE TRANSFER P B STATOR TAH | NON-HAZARDOUS | [27 empty] | SOFT I/O | [21 empty] | Netsch | [6 empty] | Netsch | https://pumps-systems.netzsch.com/en-SG | +65 6863 4453 | +65 6863 4483 | info.nap@NETZSCH.com | Germany/China
0010329910 | AT_INST_ | WST02-204-TAH-0302 | C4B | 131242-WST02-DR-P-6013.dgn |  | WST02 | 204 | DC | TAH | 0302 |  | GRANULAR SLUDGE PUMP C STATOR TEMPERATURE ALARM HIGH | GRANULAR SLUDGE P C STATOR TAH | NON-HAZARDOUS | [27 empty] | SOFT I/O | [21 empty] | Netsch | [6 empty] | Netsch | https://pumps-systems.netzsch.com/en-SG | +65 6863 4453 | +65 6863 4483 | info.nap@NETZSCH.com | Germany/China
0010306470 | AT_INST_ | WST02-204-TI-0102 | C4B | 131242-WST02-DR-P-6013.dgn |  | WST02 | 204 | DC | TI | 0102 |  | GRANULAR SLUDGE PUMP A STATOR TEMPERATURE INDICATOR | GRANULAR SLUDGE P A STATOR TEMPERATURE INDICATOR | NON-HAZARDOUS | [9 empty] | IP65 | VTA | VTA |  | GRANULAR SLUDGE PUMP A STATOR | VTA | 30 | 0 | 0 | 0 | [6 empty] | IP65 |  |  |  | VTA | [19 empty] | Netsch | [6 empty] | Netsch | https://pumps-systems.netzsch.com/en-SG | +65 6863 4453 | +65 6863 4483 | info.nap@NETZSCH.com | Germany/China
0010300289 | AT_INST_ | WST02-204-TI-0103 | C4B | 131242-WST02-DR-P-6014.dgn |  | WST02 | 204 | DC | TI | 0103 |  | SLUDGE TRANSFER PUMP A STATOR TEMPERATURE INDICATOR | SLUDGE TRANSFER P A STATOR TEMPERATURE INDICATOR | NON-HAZARDOUS | [9 empty] | IP65 | VTA | VTA |  | SLUDGE TRANSFER PUMP A STATOR | VTA | 30 | 0 | 0 | 0 | [6 empty] | IP65 |  |  |  | VTA | [19 empty] | Netsch | [6 empty] | Netsch | https://pumps-systems.netzsch.com/en-SG | +65 6863 4453 | +65 6863 4483 | info.nap@NETZSCH.com | Germany/China
0010306471 | AT_INST_ | WST02-204-TI-0202 | C4B | 131242-WST02-DR-P-6013.dgn |  | WST02 | 204 | DC | TI | 0202 |  | GRANULAR SLUDGE PUMP B STATOR TEMPERATURE INDICATOR | GRANULAR SLUDGE P B STATOR TEMPERATURE INDICATOR | NON-HAZARDOUS | [9 empty] | IP65 | VTA | VTA |  | GRANULAR SLUDGE PUMP B STATOR | VTA | 30 | 0 | 0 | 0 | [6 empty] | IP65 |  |  |  | VTA | [19 empty] | Netsch | [6 empty] | Netsch | https://pumps-systems.netzsch.com/en-SG | +65 6863 4453 | +65 6863 4483 | info.nap@NETZSCH.com | Germany/China
0010300330 | AT_INST_ | WST02-204-TI-0203 | C4B | 131242-WST02-DR-P-6014.dgn |  | WST02 | 204 | DC | TI | 0203 |  | SLUDGE TRANSFER PUMP B STATOR TEMPERATURE INDICATOR | SLUDGE TRANSFER P B STATOR TEMPERATURE INDICATOR | NON-HAZARDOUS | [9 empty] | IP65 | VTA | VTA |  | SLUDGE TRANSFER PUMP B STATOR | VTA | 30 | 0 | 0 | 0 | [6 empty] | IP65 |  |  |  | VTA | [19 empty] | Netsch | [6 empty] | Netsch | https://pumps-systems.netzsch.com/en-SG | +65 6863 4453 | +65 6863 4483 | info.nap@NETZSCH.com | Germany/China
0010306472 | AT_INST_ | WST02-204-TI-0302 | C4B | 131242-WST02-DR-P-6013.dgn |  | WST02 | 204 | DC | TI | 0302 |  | GRANULAR SLUDGE PUMP C STATOR TEMPERATURE INDICATOR | GRANULAR SLUDGE P C STATOR TEMPERATURE INDICATOR | NON-HAZARDOUS | [9 empty] | IP65 | VTA | VTA |  | GRANULAR SLUDGE PUMP C STATOR | VTA | 30 | 0 | 0 | 0 | [6 empty] | IP65 |  |  |  | VTA | [19 empty] | Netsch | [6 empty] | Netsch | https://pumps-systems.netzsch.com/en-SG | +65 6863 4453 | +65 6863 4483 | info.nap@NETZSCH.com | Germany/China
0010306479 | AT_INST_ | WST02-204-TSH-0102 | C4B | 131242-WST02-DR-P-6013.dgn |  | WST02 | 204 | DC | TSH | 0102 |  | GRANULAR SLUDGE PUMP A STATOR TEMPERATURE SWITCH HIGH | GRANULAR SLUDGE P A STATOR TSH | NON-HAZARDOUS | [6 empty] | RTD | PT100 | SS316 | IP66 | -35 - 150 ℃ | SS316 | YES | GRANULAR SLUDGE PUMP A STATOR | 28 - 41 ℃ | 30 | 0 | 0 | 0 | [6 empty] | IP65 |  | VTA | VTA | VTA | 41℃ |  | VTA |  |  |  |  | WST02-ECCP-1000 | SSNR XLV ROOM | TBA | TBA | [8 empty] | Netsch | [6 empty] | Netsch | https://pumps-systems.netzsch.com/en-SG | +65 6863 4453 | +65 6863 4483 | info.nap@NETZSCH.com | Germany/China
0010300290 | AT_INST_ | WST02-204-TSH-0103 | C4B | 131242-WST02-DR-P-6014.dgn |  | WST02 | 204 | DC | TSH | 0103 |  | SLUDGE TRANSFER PUMP A STATOR TEMPERATURE SWITCH HIGH | SLUDGE TRANSFER P A STATOR TSH | NON-HAZARDOUS | [6 empty] | RTD | PT100 | SS316 | IP66 | -35 - 150 ℃ | SS316 | YES | SLUDGE TRANSFER PUMP A STATOR | 28 - 41 ℃ | 30 | 0 | 0 | 0 | [6 empty] | IP65 |  | VTA | VTA | VTA | 41℃ |  | VTA |  |  |  |  | WST02-ECCP-1000 | SSNR XLV ROOM | WST02-RIO-0203 | SSN NORTH PUMP AREA | [8 empty] | Netsch | [6 empty] | Netsch | https://pumps-systems.netzsch.com/en-SG | +65 6863 4453 | +65 6863 4483 | info.nap@NETZSCH.com | Germany/China
0010306480 | AT_INST_ | WST02-204-TSH-0202 | C4B | 131242-WST02-DR-P-6013.dgn |  | WST02 | 204 | DC | TSH | 0202 |  | GRANULAR SLUDGE PUMP B STATOR TEMPERATURE SWITCH HIGH | GRANULAR SLUDGE P B STATOR TSH | NON-HAZARDOUS | [6 empty] | RTD | PT100 | SS316 | IP66 | -35 - 150 ℃ | SS316 | YES | GRANULAR SLUDGE PUMP B STATOR | 28 - 41 ℃ | 30 | 0 | 0 | 0 | [6 empty] | IP65 |  | VTA | VTA | VTA | 41℃ |  | VTA |  |  |  |  | WST02-ECCP-1000 | SSNR XLV ROOM | TBA | TBA | [8 empty] | Netsch | [6 empty] | Netsch | https://pumps-systems.netzsch.com/en-SG | +65 6863 4453 | +65 6863 4483 | info.nap@NETZSCH.com | Germany/China
0010300329 | AT_INST_ | WST02-204-TSH-0203 | C4B | 131242-WST02-DR-P-6014.dgn |  | WST02 | 204 | DC | TSH | 0203 |  | SLUDGE TRANSFER PUMP B STATOR TEMPERATURE SWITCH HIGH | SLUDGE TRANSFER P B STATOR TSH | NON-HAZARDOUS | [6 empty] | RTD | PT100 | SS316 | IP66 | -35 - 150 ℃ | SS316 | YES | SLUDGE TRANSFER PUMP B STATOR | 28 - 41 ℃ | 30 | 0 | 0 | 0 | [6 empty] | IP65 |  | VTA | VTA | VTA | 41℃ |  | VTA |  |  |  |  | WST02-ECCP-1000 | SSNR XLV ROOM | WST02-RIO-0203 | SSN NORTH PUMP AREA | [8 empty] | Netsch | [6 empty] | Netsch | https://pumps-systems.netzsch.com/en-SG | +65 6863 4453 | +65 6863 4483 | info.nap@NETZSCH.com | Germany/China
0010306481 | AT_INST_ | WST02-204-TSH-0302 | C4B | 131242-WST02-DR-P-6013.dgn |  | WST02 | 204 | DC | TSH | 0302 |  | GRANULAR SLUDGE PUMP C STATOR TEMPERATURE SWITCH HIGH | GRANULAR SLUDGE P C STATOR TSH | NON-HAZARDOUS | [6 empty] | RTD | PT100 | SS316 | IP66 | -35 - 150 ℃ | SS316 | YES | GRANULAR SLUDGE PUMP C STATOR | 28 - 41 ℃ | 30 | 0 | 0 | 0 | [6 empty] | IP65 |  | VTA | VTA | VTA | 41℃ |  | VTA |  |  |  |  | WST02-ECCP-1000 | SSNR XLV ROOM | TBA | TBA | [8 empty] | Netsch | [6 empty] | Netsch | https://pumps-systems.netzsch.com/en-SG | +65 6863 4453 | +65 6863 4483 | info.nap@NETZSCH.com | Germany/China
0010311694 | AT_INST_FLO | WST02-400-FE-0101 | C4B | 131242-WST02-DR-P-6018.dgn | WST02-400-DEF-00123-32-HDPE | WST02 | 400 | DEF | FE | 0101 |  | ANTIFOAM DOSING TO ANAMMOX REACTOR 1 FLOW ELEMENT | ANTIFOAM DOSING TO ANAMMOX REACTOR 1 FLOW ELEMENT | NON-HAZARDOUS |  | 15 | 1000 | 0.4 | 0.2 | 10 | ELECTROMAGNETIC | Promag H 500 |  | IP65 | 3-420L/hr | SS316L; PFA; Kalrez |  | ANAMMOX Rx 1 DEF DOSING INLET | 0 - 10 L/H | 30 | 196 | 196 | 226 | 600 |  |  |  |  | Stainless Steel | IP65 |  |  |  | ±0.2% |  |  |  | PFA | Stainless Steel | 2 | [13 empty] | Endress+Hauser | [5 empty] | Endress+Hauser | Endress+Hauser | www.sg.endress.com | +65 67685716 | +65 6566 6848 | info.sg@endress.com | India/Switzerland
0010311660 | AT_INST_FLO | WST02-400-FE-0102 | C4B | 131242-WST02-DR-P-6019.dgn | WST02-400-BN-00143-15-CPVC | WST02 | 400 | BN | FE | 0102 |  | MICRONUTRIENTS DOSING TO ANAMMOX REACTOR 1 FLOW ELEMENT | BN DOSING TO AMX REACTOR 1 FE | NON-HAZARDOUS |  | 15 | 1000 | 1.5 | 0.5 | 10 | ELECTROMAGNETIC | Promag H 500 |  | IP65 | 0.6-108L/hr | Ta;PFA;PVDF;Kalrez |  | ANAMOX Rx 1 BN DOSING INLET | 0 - 10 L/H | 30 | 219 | 220 | 221 | 600 |  |  |  |  | Stainless Steel | IP65 |  |  |  | ±0.2% |  |  |  | PFA | Stainless Steel | 2 | [13 empty] | Endress+Hauser | [5 empty] | Endress+Hauser | Endress+Hauser | www.sg.endress.com | +65 67685716 | +65 6566 6848 | info.sg@endress.com | India/Switzerland
0010311653 | AT_INST_FLO | WST02-400-FE-0103 | C4B | 131242-WST02-DR-P-6020.dgn | WST02-400-ASC-00163-15-CPVC | WST02 | 400 | ASC | FE | 0103 |  | ANTISCALANT DOSING TO EQUALIZATION TANK 1 OUTLET FLOW ELEMENT | ASC DOSING TO EQ TANK 1 OUTLET FE | NON-HAZARDOUS |  | 15 | 1000 | 5.3 | 1 | 20 | ELECTROMAGNETIC | Promag H 500 |  | IP65 | 3-420L/hr | C22/PFA/PVDF/Kalrez |  | EQ TANK 1 ASC DOSING INLET | 0 - 20 L/H | 30 | 130 | 120 | 176 | 600 |  |  |  |  | Stainless Steel | IP65 |  |  |  | ±0.2% |  |  |  | PFA | Stainless Steel | 2 | [13 empty] | Endress+Hauser | [5 empty] | Endress+Hauser | Endress+Hauser | www.sg.endress.com | +65 67685716 | +65 6566 6848 | info.sg@endress.com | India/Switzerland
0010311695 | AT_INST_FLO | WST02-400-FE-0201 | C4B | 131242-WST02-DR-P-6018.dgn | WST02-400-DEF-00223-32-HDPE | WST02 | 400 | DEF | FE | 0201 |  | ANTIFOAM DOSING TO ANAMMOX REACTOR 2 FLOW ELEMENT | ANTIFOAM DOSING TO ANAMMOX REACTOR 2 FLOW ELEMENT | NON-HAZARDOUS |  | 15 | 1000 | 0.4 | 0.2 | 10 | ELECTROMAGNETIC | Promag H 500 |  | IP65 | 3-420L/hr | SS316L; PFA; Kalrez |  | ANAMMOX Rx 2 DEF DOSING INLET | 0 - 10 L/H | 30 | 196 | 196 | 226 | 600 |  |  |  |  | Stainless Steel | IP65 |  |  |  | ±0.2% |  |  |  | PFA | Stainless Steel | 2 | [13 empty] | Endress+Hauser | [5 empty] | Endress+Hauser | Endress+Hauser | www.sg.endress.com | +65 67685716 | +65 6566 6848 | info.sg@endress.com | India/Switzerland
0010311661 | AT_INST_FLO | WST02-400-FE-0202 | C4B | 131242-WST02-DR-P-6019.dgn | WST02-400-BN-00243-15-CPVC | WST02 | 400 | BN | FE | 0202 |  | MICRONUTRIENTS DOSING TO ANAMMOX REACTOR 2 FLOW ELEMENT | BN DOSING TO AMX REACTOR 2 FE | NON-HAZARDOUS |  | 15 | 1000 | 1.5 | 0.5 | 10 | ELECTROMAGNETIC | Promag H 500 |  | IP65 | 0.6-108L/hr | Ta;PFA;PVDF;Kalrez |  | ANAMOX Rx 2 BN DOSING INLET | 0 - 10 L/H | 30 | 219 | 220 | 221 | 600 |  |  |  |  | Stainless Steel | IP65 |  |  |  | ±0.2% |  |  |  | PFA | Stainless Steel | 2 | [13 empty] | Endress+Hauser | [5 empty] | Endress+Hauser | Endress+Hauser | www.sg.endress.com | +65 67685716 | +65 6566 6848 | info.sg@endress.com | India/Switzerland
0010311654 | AT_INST_FLO | WST02-400-FE-0203 | C4B | 131242-WST02-DR-P-6020.dgn | WST02-400-ASC-00263-15-CPVC | WST02 | 400 | ASC | FE | 0203 |  | ANTISCALANT DOSING TO EQUALIZATION TANK 2 OUTLET FLOW ELEMENT | ASC DOSING TO EQ TANK 2 OUTLET FE | NON-HAZARDOUS |  | 15 | 1000 | 5.3 | 1 | 20 | ELECTROMAGNETIC | Promag H 500 |  | IP65 | 3-420L/hr | C22/PFA/PVDF/Kalrez |  | EQ TANK 2 ASC DOSING INLET | 0 - 20 L/H | 30 | 130 | 120 | 176 | 600 |  |  |  |  | Stainless Steel | IP65 |  |  |  | ±0.2% |  |  |  | PFA | Stainless Steel | 2 | [13 empty] | Endress+Hauser | [5 empty] | Endress+Hauser | Endress+Hauser | www.sg.endress.com | +65 67685716 | +65 6566 6848 | info.sg@endress.com | India/Switzerland
0010311696 | AT_INST_FLO | WST02-400-FE-0301 | C4B | 131242-WST02-DR-P-6018.dgn | WST02-400-DEF-00323-32-HDPE | WST02 | 400 | DEF | FE | 0301 |  | ANTIFOAM DOSING TO ANAMMOX REACTOR 3 FLOW ELEMENT | ANTIFOAM DOSING TO ANAMMOX REACTOR 3 FLOW ELEMENT | NON-HAZARDOUS |  | 15 | 1000 | 0.4 | 0.2 | 10 | ELECTROMAGNETIC | Promag H 500 |  | IP65 | 3-420L/hr | SS316L; PFA; Kalrez |  | ANAMMOX Rx 3 DEF DOSING INLET | 0 - 10 L/H | 30 | 196 | 196 | 226 | 600 |  |  |  |  | Stainless Steel | IP65 |  |  |  | ±0.2% |  |  |  | PFA | Stainless Steel | 2 | [13 empty] | Endress+Hauser | [5 empty] | Endress+Hauser | Endress+Hauser | www.sg.endress.com | +65 67685716 | +65 6566 6848 | info.sg@endress.com | India/Switzerland
0010311662 | AT_INST_FLO | WST02-400-FE-0302 | C4B | 131242-WST02-DR-P-6019.dgn | WST02-400-BN-00343-15-CPVC | WST02 | 400 | BN | FE | 0302 |  | MICRONUTRIENTS DOSING TO ANAMMOX REACTOR 3 FLOW ELEMENT | BN DOSING TO AMX REACTOR 3 FE | NON-HAZARDOUS |  | 15 | 1000 | 1.5 | 0.5 | 10 | ELECTROMAGNETIC | Promag H 500 |  | IP65 | 0.6-108L/hr | Ta;PFA;PVDF;Kalrez |  | ANAMOX Rx 3 BN DOSING INLET | 0 - 10 L/H | 30 | 219 | 220 | 221 | 600 |  |  |  |  | Stainless Steel | IP65 |  |  |  | ±0.2% |  |  |  | PFA | Stainless Steel | 2 | [13 empty] | Endress+Hauser | [5 empty] | Endress+Hauser | Endress+Hauser | www.sg.endress.com | +65 67685716 | +65 6566 6848 | info.sg@endress.com | India/Switzerland
0010311697 | AT_INST_FLO | WST02-400-FE-0401 | C4B | 131242-WST02-DR-P-6018.dgn | WST02-400-DEF-00423-32-HDPE | WST02 | 400 | DEF | FE | 0401 |  | ANTIFOAM DOSING TO ANAMMOX REACTOR 4 FLOW ELEMENT | ANTIFOAM DOSING TO ANAMMOX REACTOR 4 FLOW ELEMENT | NON-HAZARDOUS |  | 15 | 1000 | 0.4 | 0.2 | 10 | ELECTROMAGNETIC | Promag H 500 |  | IP65 | 3-420L/hr | SS316L; PFA; Kalrez |  | ANAMMOX Rx 4 DEF DOSING INLET | 0 - 10 L/H | 30 | 196 | 196 | 226 | 600 |  |  |  |  | Stainless Steel | IP65 |  |  |  | ±0.2% |  |  |  | PFA | Stainless Steel | 2 | [13 empty] | Endress+Hauser | [5 empty] | Endress+Hauser | Endress+Hauser | www.sg.endress.com | +65 67685716 | +65 6566 6848 | info.sg@endress.com | India/Switzerland
0010311663 | AT_INST_FLO | WST02-400-FE-0402 | C4B | 131242-WST02-DR-P-6019.dgn | WST02-400-BN-00443-15-CPVC | WST02 | 400 | BN | FE | 0402 |  | MICRONUTRIENTS DOSING TO ANAMMOX REACTOR 4 FLOW ELEMENT | BN DOSING TO AMX REACTOR 4 FE | NON-HAZARDOUS |  | 15 | 1000 | 1.5 | 0.5 | 10 | ELECTROMAGNETIC | Promag H 500 |  | IP65 | 0.6-108L/hr | Ta;PFA;PVDF;Kalrez |  | ANAMOX Rx 4 BN DOSING INLET | 0 - 10 L/H | 30 | 219 | 220 | 221 | 600 |  |  |  |  | Stainless Steel | IP65 |  |  |  | ±0.2% |  |  |  | PFA | Stainless Steel | 2 | [13 empty] | Endress+Hauser | [5 empty] | Endress+Hauser | Endress+Hauser | www.sg.endress.com | +65 67685716 | +65 6566 6848 | info.sg@endress.com | India/Switzerland
0010311702 | AT_INST_ | WST02-400-FIA-0101 | C4B | 131242-WST02-DR-P-6018.dgn |  | WST02 | 400 | DEF | FIA | 0101 |  | ANTIFOAM DOSING TO ANAMMOX REACTOR 1 FLOW ALARM | ANTIFOAM DOSING TO ANAMMOX REACTOR 1 FLOW ALARM | NON-HAZARDOUS | [21 empty] | H | L |  |  |  |  | SOFT I/O
0010311668 | AT_INST_ | WST02-400-FIA-0102 | C4B | 131242-WST02-DR-P-6019.dgn |  | WST02 | 400 | BN | FIA | 0102 |  | MICRONUTRIENTS DOSING TO ANAMMOX REACTOR 1 FLOW ALARM | BN DOSING TO AMX REACTOR 1 FLOW ALARM | NON-HAZARDOUS | [21 empty] | H | L |  |  |  |  | SOFT I/O
0010311658 | AT_INST_ | WST02-400-FIA-0103 | C4B | 131242-WST02-DR-P-6020.dgn |  | WST02 | 400 | ASC | FIA | 0103 |  | ANTISCALANT DOSING TO EQUALIZATION TANK 1 OUTLET FLOW ALARM | ASC DOSING TO EQ TANK 1 OUTLET FLOW ALARM | NON-HAZARDOUS | [21 empty] | H | L |  |  |  |  | SOFT I/O
0010311703 | AT_INST_ | WST02-400-FIA-0201 | C4B | 131242-WST02-DR-P-6018.dgn |  | WST02 | 400 | DEF | FIA | 0201 |  | ANTIFOAM DOSING TO ANAMMOX REACTOR 2 FLOW ALARM | ANTIFOAM DOSING TO ANAMMOX REACTOR 2 FLOW ALARM | NON-HAZARDOUS | [21 empty] | H | L |  |  |  |  | SOFT I/O
0010311669 | AT_INST_ | WST02-400-FIA-0202 | C4B | 131242-WST02-DR-P-6019.dgn |  | WST02 | 400 | BN | FIA | 0202 |  | MICRONUTRIENTS DOSING TO ANAMMOX REACTOR 2 FLOW ALARM | BN DOSING TO AMX REACTOR 2 FLOW ALARM | NON-HAZARDOUS | [21 empty] | H | L |  |  |  |  | SOFT I/O
0010311656 | AT_INST_ | WST02-400-FIA-0203 | C4B | 131242-WST02-DR-P-6020.dgn |  | WST02 | 400 | ASC | FIA | 0203 |  | ANTISCALANT DOSING TO EQUALIZATION TANK 2 OUTLET FLOW ALARM | ASC DOSING TO EQ TANK 2 OUTLET FLOW ALARM | NON-HAZARDOUS | [21 empty] | H | L |  |  |  |  | SOFT I/O
0010311704 | AT_INST_ | WST02-400-FIA-0301 | C4B | 131242-WST02-DR-P-6018.dgn |  | WST02 | 400 | DEF | FIA | 0301 |  | ANTIFOAM DOSING TO ANAMMOX REACTOR 3 FLOW ALARM | ANTIFOAM DOSING TO ANAMMOX REACTOR 3 FLOW ALARM | NON-HAZARDOUS | [21 empty] | H | L |  |  |  |  | SOFT I/O
0010311670 | AT_INST_ | WST02-400-FIA-0302 | C4B | 131242-WST02-DR-P-6019.dgn |  | WST02 | 400 | BN | FIA | 0302 |  | MICRONUTRIENTS DOSING TO ANAMMOX REACTOR 3 FLOW ALARM | BN DOSING TO AMX REACTOR 3 FLOW ALARM | NON-HAZARDOUS | [21 empty] | H | L |  |  |  |  | SOFT I/O
0010311705 | AT_INST_ | WST02-400-FIA-0401 | C4B | 131242-WST02-DR-P-6018.dgn |  | WST02 | 400 | DEF | FIA | 0401 |  | ANTIFOAM DOSING TO ANAMMOX REACTOR 4 FLOW ALARM | ANTIFOAM DOSING TO ANAMMOX REACTOR 4 FLOW ALARM | NON-HAZARDOUS | [21 empty] | H | L |  |  |  |  | SOFT I/O
0010311671 | AT_INST_ | WST02-400-FIA-0402 | C4B | 131242-WST02-DR-P-6019.dgn |  | WST02 | 400 | BN | FIA | 0402 |  | MICRONUTRIENTS DOSING TO ANAMMOX REACTOR 4 FLOW ALARM | BN DOSING TO AMX REACTOR 4 FLOW ALARM | NON-HAZARDOUS | [21 empty] | H | L |  |  |  |  | SOFT I/O
0010311698 | AT_INST_ | WST02-400-FIT-0101 | C4B | 131242-WST02-DR-P-6018.dgn |  | WST02 | 400 | DEF | FIT | 0101 |  | ANTIFOAM DOSING TO ANAMMOX REACTOR 1 FLOW TRANSMITTER | DEF DOSING TO AMX REACTOR 1 FLOW TRANSMITTER | NON-HAZARDOUS | [6 empty] | ELECTROMAGNETIC | 5H5B02-AAIBAEAAFAAALACA1S09A2+AAPCZ1 |  | IP65 | 3-420L/hr | SS316L; PFA; Kalrez |  |  | 0 - 10 L/H | [10 empty] | IP65 |  | 4-20 mA + HART | Pulse | ±0.2% |  |  | 24VDC |  |  | 2 |  | WST02-ECCP-1000 | SSNR XLV ROOM | WST02-RIO-0401 | SSN CHEMICAL AREA | [8 empty] | Endress+Hauser |  |  |  | Promag W 400 |  | Endress+Hauser | Endress+Hauser | www.sg.endress.com | +65 67685716 | +65 6566 6848 | info.sg@endress.com | India/Switzerland
0010311664 | AT_INST_ | WST02-400-FIT-0102 | C4B | 131242-WST02-DR-P-6019.dgn |  | WST02 | 400 | BN | FIT | 0102 |  | MICRONUTRIENTS DOSING TO ANAMMOX REACTOR 1 FLOW TRANSMITTER | BN DOSING TO AMX REACTOR 1 FLOW TRANSMITTER | NON-HAZARDOUS | [6 empty] | ELECTROMAGNETIC | 5H5B02-AAIBAEAAFAAALACA1PD9A2+AAPCZ1 |  | IP65 | 0.6-108L/hr | Ta;PFA;PVDF;Kalrez |  |  | 0 - 10 L/H | [10 empty] | IP65 |  | 4-20 mA + HART | Pulse | ±0.2% |  |  | 24VDC |  |  | 2 |  | WST02-ECCP-1000 | SSNR XLV ROOM | WST02-RIO-0401 | SSN CHEMICAL AREA | [8 empty] | Endress+Hauser |  |  |  | Promag W 400 |  | Endress+Hauser | Endress+Hauser | www.sg.endress.com | +65 67685716 | +65 6566 6848 | info.sg@endress.com | India/Switzerland
0010311657 | AT_INST_ | WST02-400-FIT-0103 | C4B | 131242-WST02-DR-P-6020.dgn |  | WST02 | 400 | ASC | FIT | 0103 |  | ANTISCALANT DOSING TO EQUALIZATION TANK 1 OUTLET FLOW TRANSMITTER | ASC DOSING TO EQ TANK 1 OUTLET FLOW TRANSMITTER | NON-HAZARDOUS | [6 empty] | ELECTROMAGNETIC | 5H5B02-AAIBAEAAFAAALACA1PB9A2+AAPCZ1 |  | IP65 | 3-420L/hr | C22/PFA/PVDF/Kalrez |  |  | 0 - 20 L/H | [10 empty] | IP65 | YES | 4-20 mA + HART | Pulse | ±0.2% |  |  | 24VDC |  |  | 2 |  | WST02-ECCP-1000 | SSNR XLV ROOM | WST02-RIO-0401 | SSN CHEMICAL AREA | [8 empty] | Endress+Hauser |  |  |  | Promag W 400 |  | Endress+Hauser | Endress+Hauser | www.sg.endress.com | +65 67685716 | +65 6566 6848 | info.sg@endress.com | India/Switzerland
0010311699 | AT_INST_ | WST02-400-FIT-0201 | C4B | 131242-WST02-DR-P-6018.dgn |  | WST02 | 400 | DEF | FIT | 0201 |  | ANTIFOAM DOSING TO ANAMMOX REACTOR 2 FLOW TRANSMITTER | DEF DOSING TO AMX REACTOR 2 FLOW TRANSMITTER | NON-HAZARDOUS | [6 empty] | ELECTROMAGNETIC | 5H5B02-AAIBAEAAFAAALACA1S09A2+AAPCZ1 |  | IP65 | 3-420L/hr | SS316L; PFA; Kalrez |  |  | 0 - 10 L/H | [10 empty] | IP65 |  | 4-20 mA + HART | Pulse | ±0.2% |  |  | 24VDC |  |  | 2 |  | WST02-ECCP-1000 | SSNR XLV ROOM | WST02-RIO-0401 | SSN CHEMICAL AREA | [8 empty] | Endress+Hauser |  |  |  | Promag W 400 |  | Endress+Hauser | Endress+Hauser | www.sg.endress.com | +65 67685716 | +65 6566 6848 | info.sg@endress.com | India/Switzerland
0010311665 | AT_INST_ | WST02-400-FIT-0202 | C4B | 131242-WST02-DR-P-6019.dgn |  | WST02 | 400 | BN | FIT | 0202 |  | MICRONUTRIENTS DOSING TO ANAMMOX REACTOR 2 FLOW TRANSMITTER | BN DOSING TO AMX REACTOR 2 FLOW TRANSMITTER | NON-HAZARDOUS | [6 empty] | ELECTROMAGNETIC | 5H5B02-AAIBAEAAFAAALACA1PD9A2+AAPCZ1 |  | IP65 | 0.6-108L/hr | Ta;PFA;PVDF;Kalrez |  |  | 0 - 10 L/H | [10 empty] | IP65 |  | 4-20 mA + HART | Pulse | ±0.2% |  |  | 24VDC |  |  | 2 |  | WST02-ECCP-1000 | SSNR XLV ROOM | WST02-RIO-0401 | SSN CHEMICAL AREA | [8 empty] | Endress+Hauser |  |  |  | Promag W 400 |  | Endress+Hauser | Endress+Hauser | www.sg.endress.com | +65 67685716 | +65 6566 6848 | info.sg@endress.com | India/Switzerland
0010311655 | AT_INST_ | WST02-400-FIT-0203 | C4B | 131242-WST02-DR-P-6020.dgn |  | WST02 | 400 | ASC | FIT | 0203 |  | ANTISCALANT DOSING TO EQUALIZATION TANK 2 OUTLET FLOW TRANSMITTER | ASC DOSING TO EQ TANK 2 OUTLET FLOW TRANSMITTER | NON-HAZARDOUS | [6 empty] | ELECTROMAGNETIC | 5H5B02-AAIBAEAAFAAALACA1PB9A2+AAPCZ1 |  | IP65 | 3-420L/hr | C22/PFA/PVDF/Kalrez |  |  | 0 - 20 L/H | [10 empty] | IP65 |  | 4-20 mA + HART | Pulse | ±0.2% |  |  | 24VDC |  |  | 2 |  | WST02-ECCP-1000 | SSNR XLV ROOM | WST02-RIO-0401 | SSN CHEMICAL AREA | [8 empty] | Endress+Hauser |  |  |  | Promag W 400 |  | Endress+Hauser | Endress+Hauser | www.sg.endress.com | +65 67685716 | +65 6566 6848 | info.sg@endress.com | India/Switzerland
0010311700 | AT_INST_ | WST02-400-FIT-0301 | C4B | 131242-WST02-DR-P-6018.dgn |  | WST02 | 400 | DEF | FIT | 0301 |  | ANTIFOAM DOSING TO ANAMMOX REACTOR 3 FLOW TRANSMITTER | DEF DOSING TO AMX REACTOR 3 FLOW TRANSMITTER | NON-HAZARDOUS | [6 empty] | ELECTROMAGNETIC | 5H5B02-AAIBAEAAFAAALACA1S09A2+AAPCZ1 |  | IP65 | 3-420L/hr | SS316L; PFA; Kalrez |  |  | 0 - 10 L/H | [10 empty] | IP65 |  | 4-20 mA + HART | Pulse | ±0.2% |  |  | 24VDC |  |  | 2 |  | WST02-ECCP-1000 | SSNR XLV ROOM | WST02-RIO-0401 | SSN CHEMICAL AREA | [8 empty] | Endress+Hauser |  |  |  | Promag W 400 |  | Endress+Hauser | Endress+Hauser | www.sg.endress.com | +65 67685716 | +65 6566 6848 | info.sg@endress.com | India/Switzerland
0010311666 | AT_INST_ | WST02-400-FIT-0302 | C4B | 131242-WST02-DR-P-6019.dgn |  | WST02 | 400 | BN | FIT | 0302 |  | MICRONUTRIENTS DOSING TO ANAMMOX REACTOR 3 FLOW TRANSMITTER | BN DOSING TO AMX REACTOR 3 FLOW TRANSMITTER | NON-HAZARDOUS | [6 empty] | ELECTROMAGNETIC | 5H5B02-AAIBAEAAFAAALACA1PD9A2+AAPCZ1 |  | IP65 | 0.6-108L/hr | Ta;PFA;PVDF;Kalrez |  |  | 0 - 10 L/H | [10 empty] | IP65 |  | 4-20 mA + HART | Pulse | ±0.2% |  |  | 24VDC |  |  | 2 |  | WST02-ECCP-1000 | SSNR XLV ROOM | WST02-RIO-0401 | SSN CHEMICAL AREA | [8 empty] | Endress+Hauser |  |  |  | Promag W 400 |  | Endress+Hauser | Endress+Hauser | www.sg.endress.com | +65 67685716 | +65 6566 6848 | info.sg@endress.com | India/Switzerland
0010311701 | AT_INST_ | WST02-400-FIT-0401 | C4B | 131242-WST02-DR-P-6018.dgn |  | WST02 | 400 | DEF | FIT | 0401 |  | ANTIFOAM DOSING TO ANAMMOX REACTOR 4 FLOW TRANSMITTER | DEF DOSING TO AMX REACTOR 4 FLOW TRANSMITTER | NON-HAZARDOUS | [6 empty] | ELECTROMAGNETIC | Promag H 500 |  | IP65 | 3-420L/hr | SS316L; PFA; Kalrez |  |  | 0 - 10 L/H | [10 empty] | IP65 |  | 4-20 mA + HART | Pulse | ±0.2% |  |  | 24VDC |  |  | 2 |  | WST02-ECCP-1000 | SSNR XLV ROOM | WST02-RIO-0401 | SSN CHEMICAL AREA | [8 empty] | Endress+Hauser |  |  |  | Promag W 400 |  | Endress+Hauser | Endress+Hauser | www.sg.endress.com | +65 67685716 | +65 6566 6848 | info.sg@endress.com | India/Switzerland
0010311667 | AT_INST_ | WST02-400-FIT-0402 | C4B | 131242-WST02-DR-P-6019.dgn |  | WST02 | 400 | BN | FIT | 0402 |  | MICRONUTRIENTS DOSING TO ANAMMOX REACTOR 4 FLOW TRANSMITTER | BN DOSING TO AMX REACTOR 4 FLOW TRANSMITTER | NON-HAZARDOUS | [6 empty] | ELECTROMAGNETIC | 5H5B02-AAIBAEAAFAAALACA1PD9A2+AAPCZ1 |  | IP65 | 0.6-108L/hr | Ta;PFA;PVDF;Kalrez |  |  | 0 - 10 L/H | [10 empty] | IP65 |  | 4-20 mA + HART | Pulse | ±0.2% |  |  | 24VDC |  |  | 2 |  | WST02-ECCP-1000 | SSNR XLV ROOM | WST02-RIO-0401 | SSN CHEMICAL AREA | [8 empty] | Endress+Hauser |  |  |  | Promag W 400 |  | Endress+Hauser | Endress+Hauser | www.sg.endress.com | +65 67685716 | +65 6566 6848 | info.sg@endress.com | India/Switzerland
0010296272 | AT_INST_ | WST02-400-LAH-0001 | C4B | 131242-WST02-DR-P-6018.dgn |  | WST02 | 400 | DEF | LAH | 0001 |  | ANTIFOAM BUND LEVEL ALARM HIGH | ANTIFOAM BUND LEVEL ALARM HIGH | NON-HAZARDOUS | [27 empty] | SOFT I/O
0010296171 | AT_INST_ | WST02-400-LAH-0002 | C4B | 131242-WST02-DR-P-6018.dgn |  | WST02 | 400 | DEF | LAH | 0002 |  | ANTIFOAM CATCHPOT LEVEL ALARM HIGH | ANTIFOAM CATCHPOT LEVEL ALARM HIGH | NON-HAZARDOUS | [27 empty] | SOFT I/O
0010296429 | AT_INST_ | WST02-400-LAH-0003 | C4B | 131242-WST02-DR-P-6019.dgn |  | WST02 | 400 | BN | LAH | 0003 |  | MICRONUTRIENTS BUND LEVEL ALARM HIGH | MICRONUTRIENTS BUND LEVEL ALARM HIGH | NON-HAZARDOUS | [27 empty] | SOFT I/O
0010296414 | AT_INST_ | WST02-400-LAH-0004 | C4B | 131242-WST02-DR-P-6019.dgn |  | WST02 | 400 | BN | LAH | 0004 |  | MICRONUTRIENTS CATCHPOT LEVEL ALARM HIGH | MICRONUTRIENTS CATCHPOT LEVEL ALARM HIGH | NON-HAZARDOUS | [27 empty] | SOFT I/O
0010296660 | AT_INST_ | WST02-400-LAH-0005 | C4B | 131242-WST02-DR-P-6020.dgn |  | WST02 | 400 | ASC | LAH | 0005 |  | ANTISCALANT BUND LEVEL ALARM HIGH | ANTISCALANT BUND LEVEL ALARM HIGH | NON-HAZARDOUS | [27 empty] | SOFT I/O
0010296549 | AT_INST_ | WST02-400-LAH-0006 | C4B | 131242-WST02-DR-P-6020.dgn |  | WST02 | 400 | ASC | LAH | 0006 |  | ANTISCALANT CATCHPOT LEVEL ALARM HIGH | ANTISCALANT CATCHPOT LEVEL ALARM HIGH | NON-HAZARDOUS | [27 empty] | SOFT I/O
0010296264 | AT_INST_ | WST02-400-LAH-0120 | C4B | 131242-WST02-DR-P-6018.dgn |  | WST02 | 400 | DEF | LAH | 0120 |  | ANTIFOAM TO ANAMMOX REACTOR 1 CATCHPOT 1 HIGH LEVEL ALARM | DEF TO AMX REACTOR 1 CATCHPOT 1 LAH | NON-HAZARDOUS | [27 empty] | SOFT I/O
0010331883 | AT_INST_ | WST02-400-LAH-0121 | C4B | 131242-WST02-DR-P-6005.dgn |  | WST02 | 400 | DEF | LAH | 0121 |  | ANTIFOAM TO ANAMMOX REACTOR 1 CATCHPOT 2 HIGH LEVEL ALARM | DEF TO AMX REACTOR 1 CATCHPOT 2 LAH | NON-HAZARDOUS | [27 empty] | SOFT I/O
0010296476 | AT_INST_ | WST02-400-LAH-0140 | C4B | 131242-WST02-DR-P-6019.dgn |  | WST02 | 400 | BN | LAH | 0140 |  | MICRONUTRIENTS TO ANAMMOX REACTOR 1 CATCHPOT 1 HIGH LEVEL ALARM | BN TO AMX REACTOR 1 CATCHPOT 1 LAH | NON-HAZARDOUS | [27 empty] | SOFT I/O
0010331876 | AT_INST_ | WST02-400-LAH-0141 | C4B | 131242-WST02-DR-P-6005.dgn |  | WST02 | 400 | BN | LAH | 0141 |  | MICRONUTRIENTS TO ANAMMOX REACTOR 1 CATCHPOT 2 HIGH LEVEL ALARM | BN TO AMX REACTOR 1 CATCHPOT 2 LAH | NON-HAZARDOUS | [27 empty] | SOFT I/O
0010296648 | AT_INST_ | WST02-400-LAH-0160 | C4B | 131242-WST02-DR-P-6020.dgn |  | WST02 | 400 | ASC | LAH | 0160 |  | ANTISCALANT TO EQUALIZATION TANK 1 CATCHPOT 1 HIGH LEVEL ALARM | ASC TO EQ TANK 1 CATCHPOT 1 LAH | NON-HAZARDOUS | [27 empty] | SOFT I/O
0010331399 | AT_INST_ | WST02-400-LAH-0161 | C4B | 131242-WST02-DR-P-6000.dgn |  | WST02 | 400 | ASC | LAH | 0161 |  | ANTISCALANT TO EQUALIZATION TANK 1 CATCHPOT 2 HIGH LEVEL ALARM | ASC TO EQ TANK 1 CATCHPOT 2 LAH | NON-HAZARDOUS | [27 empty] | SOFT I/O
0010296266 | AT_INST_ | WST02-400-LAH-0220 | C4B | 131242-WST02-DR-P-6018.dgn |  | WST02 | 400 | DEF | LAH | 0220 |  | ANTIFOAM TO ANAMMOX REACTOR 2 CATCHPOT 1 HIGH LEVEL ALARM | DEF TO AMX REACTOR 2 CATCHPOT 1 LAH | NON-HAZARDOUS | [27 empty] | SOFT I/O
0010331908 | AT_INST_ | WST02-400-LAH-0221 | C4B | 131242-WST02-DR-P-6006.dgn |  | WST02 | 400 | DEF | LAH | 0221 |  | ANTIFOAM TO ANAMMOX REACTOR 2 CATCHPOT 2 HIGH LEVEL ALARM | DEF TO AMX REACTOR 2 CATCHPOT 2 LAH | NON-HAZARDOUS | [27 empty] | SOFT I/O
0010296478 | AT_INST_ | WST02-400-LAH-0240 | C4B | 131242-WST02-DR-P-6019.dgn |  | WST02 | 400 | BN | LAH | 0240 |  | MICRONUTRIENTS TO ANAMMOX REACTOR 2 CATCHPOT 1 HIGH LEVEL ALARM | BN TO AMX REACTOR 2 CATCHPOT 1 LAH | NON-HAZARDOUS | [27 empty] | SOFT I/O
0010331896 | AT_INST_ | WST02-400-LAH-0241 | C4B | 131242-WST02-DR-P-6006.dgn |  | WST02 | 400 | BN | LAH | 0241 |  | MICRONUTRIENTS TO ANAMMOX REACTOR 2 CATCHPOT 2 HIGH LEVEL ALARM | BN TO AMX REACTOR 2 CATCHPOT 2 LAH | NON-HAZARDOUS | [27 empty] | SOFT I/O
0010296546 | AT_INST_ | WST02-400-LAH-0260 | C4B | 131242-WST02-DR-P-6020.dgn |  | WST02 | 400 | ASC | LAH | 0260 |  | ANTISCALANT TO EQUALIZATION TANK 2 CATCHPOT 1 HIGH LEVEL ALARM | ASC TO EQ TANK 2 CATCHPOT 1 LAH | NON-HAZARDOUS | [27 empty] | SOFT I/O
0010331406 | AT_INST_ | WST02-400-LAH-0261 | C4B | 131242-WST02-DR-P-6000.dgn |  | WST02 | 400 | ASC | LAH | 0261 |  | ANTISCALANT TO EQUALIZATION TANK 2 CATCHPOT 2 HIGH LEVEL ALARM | ASC TO EQ TANK 2 CATCHPOT 2 LAH | NON-HAZARDOUS | [27 empty] | SOFT I/O
0010296268 | AT_INST_ | WST02-400-LAH-0320 | C4B | 131242-WST02-DR-P-6018.dgn |  | WST02 | 400 | DEF | LAH | 0320 |  | ANTIFOAM TO ANAMMOX REACTOR 3 CATCHPOT 1 HIGH LEVEL ALARM | DEF TO AMX REACTOR 3 CATCHPOT 1 LAH | NON-HAZARDOUS | [27 empty] | SOFT I/O
0010332026 | AT_INST_ | WST02-400-LAH-0321 | C4B | 131242-WST02-DR-P-6007.dgn |  | WST02 | 400 | DEF | LAH | 0321 |  | ANTIFOAM TO ANAMMOX REACTOR 3 CATCHPOT 2 HIGH LEVEL ALARM | DEF TO AMX REACTOR 3 CATCHPOT 2 LAH | NON-HAZARDOUS | [27 empty] | SOFT I/O
0010296480 | AT_INST_ | WST02-400-LAH-0340 | C4B | 131242-WST02-DR-P-6019.dgn |  | WST02 | 400 | BN | LAH | 0340 |  | MICRONUTRIENTS TO ANAMMOX REACTOR 3 CATCHPOT 1 HIGH LEVEL ALARM | BN TO AMX REACTOR 3 CATCHPOT 1 LAH | NON-HAZARDOUS | [27 empty] | SOFT I/O
0010332019 | AT_INST_ | WST02-400-LAH-0341 | C4B | 131242-WST02-DR-P-6007.dgn |  | WST02 | 400 | BN | LAH | 0341 |  | MICRONUTRIENTS TO ANAMMOX REACTOR 3 CATCHPOT 2 HIGH LEVEL ALARM | BN TO AMX REACTOR 3 CATCHPOT 2 LAH | NON-HAZARDOUS | [27 empty] | SOFT I/O
0010296270 | AT_INST_ | WST02-400-LAH-0420 | C4B | 131242-WST02-DR-P-6018.dgn |  | WST02 | 400 | DEF | LAH | 0420 |  | ANTIFOAM TO ANAMMOX REACTOR 4 CATCHPOT 1 HIGH LEVEL ALARM | DEF TO AMX REACTOR 4 CATCHPOT 1 LAH | NON-HAZARDOUS | [27 empty] | SOFT I/O
0010332105 | AT_INST_ | WST02-400-LAH-0421 | C4B | 131242-WST02-DR-P-6008.dgn |  | WST02 | 400 | DEF | LAH | 0421 |  | ANTIFOAM TO ANAMMOX REACTOR 4 CATCHPOT 2 HIGH LEVEL ALARM | DEF TO AMX REACTOR 4 CATCHPOT 2 LAH | NON-HAZARDOUS | [27 empty] | SOFT I/O
0010296482 | AT_INST_ | WST02-400-LAH-0440 | C4B | 131242-WST02-DR-P-6019.dgn |  | WST02 | 400 | BN | LAH | 0440 |  | MICRONUTRIENTS TO ANAMMOX REACTOR 4 CATCHPOT 1 HIGH LEVEL ALARM | BN TO AMX REACTOR 4 CATCHPOT 1 LAH | NON-HAZARDOUS | [27 empty] | SOFT I/O
0010332098 | AT_INST_ | WST02-400-LAH-0441 | C4B | 131242-WST02-DR-P-6008.dgn |  | WST02 | 400 | BN | LAH | 0441 |  | MICRONUTRIENTS TO ANAMMOX REACTOR 4 CATCHPOT 2 HIGH LEVEL ALARM | BN TO AMX REACTOR 4 CATCHPOT 2 LAH | NON-HAZARDOUS | [27 empty] | SOFT I/O
0010296239 | AT_INST_ | WST02-400-LAHH-0001 | C4B | 131242-WST02-DR-P-6018.dgn |  | WST02 | 400 | DEF | LAHH | 0001 |  | ANTIFOAM BUND LEVEL ALARM HIGH HIGH | ANTIFOAM BUND LEVEL ALARM HIGH HIGH | NON-HAZARDOUS | [27 empty] | SOFT I/O
0010296428 | AT_INST_ | WST02-400-LAHH-0003 | C4B | 131242-WST02-DR-P-6019.dgn |  | WST02 | 400 | BN | LAHH | 0003 |  | MICRONUTRIENTS BUND LEVEL ALARM HIGH HIGH | MICRONUTRIENTS BUND LEVEL ALARM HIGH HIGH | NON-HAZARDOUS | [27 empty] | SOFT I/O
0010296538 | AT_INST_ | WST02-400-LAHH-0005 | C4B | 131242-WST02-DR-P-6020.dgn |  | WST02 | 400 | ASC | LAHH | 0005 |  | ANTISCALANT BUND LEVEL ALARM HIGH HIGH | ANTISCALANT BUND LEVEL ALARM HIGH HIGH | NON-HAZARDOUS | [27 empty] | SOFT I/O
0010296249 | AT_INST_ | WST02-400-LAL-0110 | C4B | 131242-WST02-DR-P-6018.dgn |  | WST02 | 400 | DEF | LAL | 0110 |  | ANTIFOAM TANK 1 LEVEL ALARM LOW | ANTIFOAM TANK 1 LEVEL ALARM LOW | NON-HAZARDOUS
0010296386 | AT_INST_ | WST02-400-LAL-0130 | C4B | 131242-WST02-DR-P-6019.dgn |  | WST02 | 400 | BN | LAL | 0130 |  | MICRONUTRIENTS TANK 1 LEVEL ALARM LOW | MICRONUTRIENTS TANK 1 LEVEL ALARM LOW | NON-HAZARDOUS
0010296586 | AT_INST_ | WST02-400-LAL-0150 | C4B | 131242-WST02-DR-P-6020.dgn |  | WST02 | 400 | ASC | LAL | 0150 |  | ANTISCALANT TANK 1 LEVEL ALARM LOW | ANTISCALANT TANK 1 LEVEL ALARM LOW | NON-HAZARDOUS
0010296132 | AT_INST_ | WST02-400-LAL-0210 | C4B | 131242-WST02-DR-P-6018.dgn |  | WST02 | 400 | DEF | LAL | 0210 |  | ANTIFOAM TANK 2 LEVEL ALARM LOW | ANTIFOAM TANK 2 LEVEL ALARM LOW | NON-HAZARDOUS
0010296339 | AT_INST_ | WST02-400-LAL-0230 | C4B | 131242-WST02-DR-P-6019.dgn |  | WST02 | 400 | BN | LAL | 0230 |  | MICRONUTRIENTS TANK 2 LEVEL ALARM LOW | MICRONUTRIENTS TANK 2 LEVEL ALARM LOW | NON-HAZARDOUS
0010296669 | AT_INST_ | WST02-400-LAL-0250 | C4B | 131242-WST02-DR-P-6020.dgn |  | WST02 | 400 | ASC | LAL | 0250 |  | ANTISCALANT TANK 2 LEVEL ALARM LOW | ANTISCALANT TANK 2 LEVEL ALARM LOW | NON-HAZARDOUS
0010296152 | AT_INST_CS | WST02-400-LE-0110 | C4B | 131242-WST02-DR-P-6018.dgn | WST02-400-DEF-00112-32-HDPE | WST02 | 400 | DEF | LE | 0110 |  | ANTIFOAM TANK 1 LEVEL SWITCH LOW SEAL | ANTIFOAM TANK 1 LEVEL SWITCH LOW SEAL | NON-HAZARDOUS |  | 32 | 1000 | 0 | 0 | 10 |  |  |  | IP65 |  | PTFE(Diaphragm Seal) |  | ANTIFOAM TANK 1 OUTLET PIPE |  | 30 | 10 | 0 | 20 | 100 | [5 empty] | IP65
0010296437 | AT_INST_CS | WST02-400-LE-0130 | C4B | 131242-WST02-DR-P-6019.dgn | WST02-400-BN-00132-15-CPVC | WST02 | 400 | BN | LE | 0130 |  | MICRONUTRIENTS TANK 1 LEVEL SWITCH LOW SEAL | MICRONUTRIENTS TANK 1 LEVEL SWITCH LOW SEAL | NON-HAZARDOUS |  | 15 | 1000 | 0 | 0 | 0 |  |  |  | IP65 |  | PTFE(Diaphragm Seal) |  | BN TANK 1 OUTLET PIPE |  | 30 | 10 | 1 | 20 | 100 | [5 empty] | IP65
0010329777 | AT_INST_CS | WST02-400-LE-0150 | C4B | 131242-WST02-DR-P-6020.dgn | WST02-400-ASC-00152-15-CPVC | WST02 | 400 | ASC | LE | 0150 |  | ANTISCALANT TANK 1 LEVEL SWITCH LOW SEAL | ANTISCALANT TANK 1 LEVEL SWITCH LOW SEAL | NON-HAZARDOUS |  | 15 | 1000 | 0 | 0 | 0 |  |  |  | IP65 |  | PTFE(Diaphragm Seal) |  | ANTISCALANT TANK 1 OUTLET PIPE |  | 30 | 10 | 1 | 20 | 100 | [5 empty] | IP65
0010296134 | AT_INST_CS | WST02-400-LE-0210 | C4B | 131242-WST02-DR-P-6018.dgn | WST02-400-DEF-00212-32-HDPE | WST02 | 400 | DEF | LE | 0210 |  | ANTIFOAM TANK 2 LEVEL SWITCH LOW SEAL | ANTIFOAM TANK 2 LEVEL SWITCH LOW SEAL | NON-HAZARDOUS |  | 32 | 1000 | 0 | 0 | 10 |  |  |  | IP65 |  | PTFE(Diaphragm Seal) |  | ANTIFOAM TANK 2 OUTLET PIPE |  | 30 | 10 | 0 | 20 | 100 | [5 empty] | IP65
0010296446 | AT_INST_CS | WST02-400-LE-0230 | C4B | 131242-WST02-DR-P-6019.dgn | WST02-400-BN-00232-15-CPVC | WST02 | 400 | BN | LE | 0230 |  | MICRONUTRIENTS TANK 2 LEVEL SWITCH LOW SEAL | MICRONUTRIENTS TANK 2 LEVEL SWITCH LOW SEAL | NON-HAZARDOUS |  | 15 | 1000 | 0 | 0 | 0 |  |  |  | IP65 |  | PTFE(Diaphragm Seal) |  | BN TANK 2 OUTLET PIPE |  | 30 | 10 | 1 | 20 | 100 | [5 empty] | IP65
0010329776 | AT_INST_CS | WST02-400-LE-0250 | C4B | 131242-WST02-DR-P-6020.dgn | WST02-400-ASC-00252-15-CPVC | WST02 | 400 | ASC | LE | 0250 |  | ANTISCALANT TANK 2 LEVEL SWITCH LOW SEAL | ANTISCALANT TANK 2 LEVEL SWITCH LOW SEAL | NON-HAZARDOUS |  | 15 | 1000 | 0 | 0 | 0 |  |  |  | IP65 |  | PTFE(Diaphragm Seal) |  | ANTISCALANT TANK 2 OUTLET PIPE |  | 30 | 10 | 1 | 20 | 100 | [5 empty] | IP65
0010296271 | AT_INST_ | WST02-400-LSH-0001 | C4B | 131242-WST02-DR-P-6018.dgn |  | WST02 | 400 | DEF | LSH | 0001 |  | ANTIFOAM BUND LEVEL SWITCH HIGH | ANTIFOAM BUND LEVEL SWITCH HIGH | NON-HAZARDOUS | E |  | 10 |  |  |  | CONDUCTIVE | FTW31-A1A2CA0A + FTW325-A2B1A | SS316L | IP65 | 1000mm | SS316L |  | ANTIFOAM BUND SUMP | 0.1 m | 30 | 0 | 0 | 1.5 | [5 empty] | PPS & PBT | IP65 | YES | DRY CONTACT |  | ±10%At100Ω-100kΩ | 0.1m |  | 24VDC |  |  |  |  | WST02-ECCP-1000 | SSNR XLV ROOM | WST02-RIO-0401 | SSN CHEMICAL AREA |  |  | 450 | [5 empty] | Endress+Hauser | [5 empty] | Endress+Hauser | Endress+Hauser | www.sg.endress.com | +65 67685716 | +65 6566 6848 | info.sg@endress.com | Germany
0010296170 | AT_INST_ | WST02-400-LSH-0002 | C4B | 131242-WST02-DR-P-6018.dgn |  | WST02 | 400 | DEF | LSH | 0002 |  | ANTIFOAM CATCHPOT LEVEL SWITCH HIGH | ANTIFOAM CATCHPOT LEVEL SWITCH HIGH | NON-HAZARDOUS | TF | [5 empty] | TUNING FORK | FTL62-AAA2BBANN3BNAAAAJ+Z1 | ECTFE | IP65 |  | ECTFE |  | ANTIFOAM CATCHPOT | 0.1 m | 30 | 0 | 0 | 0 | [5 empty] | ALUMINUM | IP65 | YES | 3-WIRE PNP |  | 0to+0.9mm | 0.1 m |  | 24VDC |  |  |  |  | WST02-ECCP-1000 | SSNR XLV ROOM | WST02-RIO-0401 | SSN CHEMICAL AREA | [8 empty] | Endress+Hauser | [5 empty] | Endress+Hauser | Endress+Hauser | www.sg.endress.com | +65 67685716 | +65 6566 6848 | info.sg@endress.com | India/Germany
0010296430 | AT_INST_ | WST02-400-LSH-0003 | C4B | 131242-WST02-DR-P-6019.dgn |  | WST02 | 400 | BN | LSH | 0003 |  | MICRONUTRIENTS BUND LEVEL SWITCH HIGH | MICRONUTRIENTS BUND LEVEL SWITCH HIGH | NON-HAZARDOUS | E |  | 10 |  |  |  | CONDUCTIVE | FTW31-A1C2FA0A + FTW325-A2B1A | CARBON FIBER | IP65 | 600mm | CARBON FIBER |  | MICRONUTRIENTS BUND SUMP | 0.1 m | 30 | 0 | 0 | 1.5 | [5 empty] | PPS & PBT | IP65 | YES | DRY CONTACT |  | ±10%At100Ω-100kΩ | 0.1m |  | 24VDC |  |  |  |  | WST02-ECCP-1000 | SSNR XLV ROOM | WST02-RIO-0401 | SSN CHEMICAL AREA |  |  | 450 | [5 empty] | Endress+Hauser | [5 empty] | Endress+Hauser | Endress+Hauser | www.sg.endress.com | +65 67685716 | +65 6566 6848 | info.sg@endress.com | Germany
0010296338 | AT_INST_ | WST02-400-LSH-0004 | C4B | 131242-WST02-DR-P-6019.dgn |  | WST02 | 400 | BN | LSH | 0004 |  | MICRONUTRIENTS CATCHPOT LEVEL SWITCH HIGH | MICRONUTRIENTS CATCHPOT LEVEL SWITCH HIGH | NON-HAZARDOUS | TF | [5 empty] | TUNING FORK | FTL62-AAA2BBANN3BNAAAAJ+Z1 | ECTFE | IP65 |  | ECTFE |  | MICRONUTRIENTS CATCHPOT | 0.1 m | 30 | 0 | 0 | 0 | [5 empty] | ALUMINUM | IP65 | YES | 3-WIRE PNP |  | 0to+0.9mm | 0.1 m |  | 24VDC |  |  |  |  | WST02-ECCP-1000 | SSNR XLV ROOM | WST02-RIO-0401 | SSN CHEMICAL AREA | [8 empty] | Endress+Hauser | [5 empty] | Endress+Hauser | Endress+Hauser | www.sg.endress.com | +65 67685716 | +65 6566 6848 | info.sg@endress.com | India/Germany
0010296661 | AT_INST_ | WST02-400-LSH-0005 | C4B | 131242-WST02-DR-P-6020.dgn |  | WST02 | 400 | ASC | LSH | 0005 |  | ANTISCALANT BUND LEVEL SWITCH HIGH | ANTISCALANT BUND LEVEL SWITCH HIGH | NON-HAZARDOUS | E |  | 10 |  |  |  | CONDUCTIVE | FTW31-A1C2FA0A + FTW325-A2B1A | CARBON FIBER | IP65 | 600mm | CARBON FIBER |  | ANTISCALANT BUND SUMP | 0.1 m | 30 | 0 | 0 | 1.5 | [5 empty] | PPS & PBT | IP65 | YES | DRY CONTACT |  | ±10%At100Ω-100kΩ | 0.1m |  | 24VDC |  |  |  |  | WST02-ECCP-1000 | SSNR XLV ROOM | WST02-RIO-0401 | SSN CHEMICAL AREA |  |  | 450 | [5 empty] | Endress+Hauser | [5 empty] | Endress+Hauser | Endress+Hauser | www.sg.endress.com | +65 67685716 | +65 6566 6848 | info.sg@endress.com | Germany
0010296548 | AT_INST_ | WST02-400-LSH-0006 | C4B | 131242-WST02-DR-P-6020.dgn |  | WST02 | 400 | ASC | LSH | 0006 |  | ANTISCALANT CATCHPOT LEVEL SWITCH HIGH | ANTISCALANT CATCHPOT LEVEL SWITCH HIGH | NON-HAZARDOUS | TF | [5 empty] | TUNING FORK | FTL62-AAA2BBANN3BNAAAAJ+Z1 | ECTFE | IP65 |  | ECTFE |  | ANTISCALANT CATCHPOT | 0.1 m | 30 | 0 | 0 | 0 | [5 empty] | ALUMINUM | IP65 | YES | 3-WIRE PNP |  | 0to+0.9mm | 0.1 m |  | 24VDC |  |  |  |  | WST02-ECCP-1000 | SSNR XLV ROOM | WST02-RIO-0401 | SSN CHEMICAL AREA | [8 empty] | Endress+Hauser | [5 empty] | Endress+Hauser | Endress+Hauser | www.sg.endress.com | +65 67685716 | +65 6566 6848 | info.sg@endress.com | India/Germany
0010296263 | AT_INST_ | WST02-400-LSH-0120 | C4B | 131242-WST02-DR-P-6018.dgn |  | WST02 | 400 | DEF | LSH | 0120 |  | ANTIFOAM TO ANAMMOX REACTOR 1 CATCHPOT 1 LEVEL SWITCH HIGH | DEF TO AMX REACTOR 1 CATCHPOT 1 LSH | NON-HAZARDOUS | CAP | [5 empty] | CAPACITIVE | KI6000 + EVF004 + E11037 | PBT; PC; POM | IP65 | 0.5 to 40 mm | Non-contact Type |  | DEF TO ANAMMOX Rx 1 CATCHPOT 1 | - | 30 | 0 | 0 | 0 | [5 empty] | PBT; PC; POM | IP65 |  | 3-Wire PNP, NO |  | 1 - 15% | 40mm |  | 24VDC |  |  |  |  | WST02-ECCP-1000 | SSNR XLV ROOM | WST02-RIO-0401 | SSN CHEMICAL AREA | [8 empty] | IFM | [5 empty] | IFM | IFM | https://www.ifm.com/sg/en | 6562 8661 | 6562 8660 | sales.sg@ifm.com | Germany/Poland
0010331879 | AT_INST_ | WST02-400-LSH-0121 | C4B | 131242-WST02-DR-P-6005.dgn |  | WST02 | 400 | DEF | LSH | 0121 |  | ANTIFOAM TO ANAMMOX REACTOR 1 CATCHPOT 2 LEVEL SWITCH HIGH | DEF TO AMX REACTOR 1 CATCHPOT 2 LSH | NON-HAZARDOUS | CAP | [5 empty] | CAPACITIVE | KI6000 + EVF004 + E11037 | PBT; PC; POM | IP65 | 0.5 to 40 mm | Non-contact Type |  | DEF TO ANAMMOX Rx1 CATCHPOT 2 | - | 30 | 0 | 0 | 0 | [5 empty] | PBT; PC; POM | IP65 |  | 3-Wire PNP, NO |  | 1 - 15% | 40mm |  | 24VDC |  |  |  |  | WST02-ECCP-1000 | SSNR XLV ROOM | WST02-RIO-0202 | SSN ANAMMOX Rx AREA | [8 empty] | IFM | [5 empty] | IFM | IFM | https://www.ifm.com/sg/en | 6562 8661 | 6562 8660 | sales.sg@ifm.com | Germany/Poland
0010296475 | AT_INST_ | WST02-400-LSH-0140 | C4B | 131242-WST02-DR-P-6019.dgn |  | WST02 | 400 | BN | LSH | 0140 |  | MICRONUTRIENTS TO ANAMMOX REACTOR 1 CATCHPOT 1 LEVEL SWITCH HIGH | BN TO AMX REACTOR 1 CATCHPOT 1 LSH | NON-HAZARDOUS | CAP | [5 empty] | CAPACITIVE | KI6000 + EVF004 + E11037 | PBT; PC; POM | IP65 | 0.5 to 40 mm | Non-contact Type |  | BN TO ANAMMOX Rx 1 CATCHPOT 1 | - | 30 | 0 | 0 | 0 | [5 empty] | PBT; PC; POM | IP65 |  | 3-Wire PNP, NO |  | 1 - 15% | 40mm |  | 24VDC |  |  |  |  | WST02-ECCP-1000 | SSNR XLV ROOM | WST02-RIO-0401 | SSN CHEMICAL AREA | [8 empty] | IFM | [5 empty] | IFM | IFM | https://www.ifm.com/sg/en | 6562 8661 | 6562 8660 | sales.sg@ifm.com | Germany/Poland
0010331873 | AT_INST_ | WST02-400-LSH-0141 | C4B | 131242-WST02-DR-P-6005.dgn |  | WST02 | 400 | BN | LSH | 0141 |  | MICRONUTRIENTS TO ANAMMOX REACTOR 1 CATCHPOT 2 LEVEL SWITCH HIGH | BN TO AMX REACTOR 1 CATCHPOT 2 LSH | NON-HAZARDOUS | CAP | [5 empty] | CAPACITIVE | KI6000 + EVF004 + E11037 | PBT; PC; POM | IP65 | 0.5 to 40 mm | Non-contact Type |  | BN TO ANAMMOX RX 1 CATCHPOT 2 | - | 30 | 0 | 0 | 0 | [5 empty] | PBT; PC; POM | IP65 |  | 3-Wire PNP, NO |  | 1 - 15% | 40mm |  | 24VDC |  |  |  |  | WST02-ECCP-1000 | SSNR XLV ROOM | WST02-RIO-0202 | SSN ANAMMOX Rx AREA | [8 empty] | IFM | [5 empty] | IFM | IFM | https://www.ifm.com/sg/en | 6562 8661 | 6562 8660 | sales.sg@ifm.com | Germany/Poland
0010296649 | AT_INST_ | WST02-400-LSH-0160 | C4B | 131242-WST02-DR-P-6020.dgn |  | WST02 | 400 | ASC | LSH | 0160 |  | ANTISCALANT TO EQUALIZATION TANK 1 CATCHPOT 1 LEVEL SWITCH HIGH | ASC TO EQ TANK 1 CATCHPOT 1 LSH | NON-HAZARDOUS | CAP | [5 empty] | CAPACITIVE | KI6000 + EVF004 + E11037 | PBT; PC; POM | IP65 | 0.5 to 40 mm | Non-contact Type |  | ASC TO EQ TANK 1 CATCHPOT 1 | - | 30 | 0 | 0 | 0 | [5 empty] | PBT; PC; POM | IP65 |  | 3-Wire PNP, NO |  | 1 - 15% | 40mm |  | 24VDC |  |  |  |  | WST02-ECCP-1000 | SSNR XLV ROOM | WST02-RIO-0401 | SSN CHEMICAL AREA | [8 empty] | IFM | [5 empty] | IFM | IFM | https://www.ifm.com/sg/en | 6562 8661 | 6562 8660 | sales.sg@ifm.com | Germany/Poland
0010331395 | AT_INST_ | WST02-400-LSH-0161 | C4B | 131242-WST02-DR-P-6000.dgn |  | WST02 | 400 | ASC | LSH | 0161 |  | ANTISCALANT TO EQUALIZATION TANK 1 CATCHPOT 2 LEVEL SWITCH HIGH | ASC TO EQ TANK 1 CATCHPOT 2 LSH | NON-HAZARDOUS | CAP | [5 empty] | CAPACITIVE | KI6000 + EVF004 + E11037 | PBT; PC; POM | IP65 | 0.5 to 40 mm | Non-contact Type |  | ASC TO EQ TANK 1 CATCHPOT 2 | - | 30 | 0 | 0 | 0 | [5 empty] | PBT; PC; POM | IP65 |  | 3-Wire PNP, NO |  | 1 - 15% | 40mm |  | 24VDC |  |  |  |  | WST02-ECCP-1000 | SSNR XLV ROOM | WST02-RIO-0201 | SSN EQ TANK AREA | [8 empty] | IFM | [5 empty] | IFM | IFM | https://www.ifm.com/sg/en | 6562 8661 | 6562 8660 | sales.sg@ifm.com | Germany/Poland
0010296265 | AT_INST_ | WST02-400-LSH-0220 | C4B | 131242-WST02-DR-P-6018.dgn |  | WST02 | 400 | DEF | LSH | 0220 |  | ANTIFOAM TO ANAMMOX REACTOR 2 CATCHPOT 1 LEVEL SWITCH HIGH | DEF TO AMX REACTOR 2 CATCHPOT 1 LSH | NON-HAZARDOUS | CAP | [5 empty] | CAPACITIVE | KI6000 + EVF004 + E11037 | PBT; PC; POM | IP65 | 0.5 to 40 mm | Non-contact Type |  | DEF TO ANAMMOX Rx2 CATCHPOT 1 | - | 30 | 0 | 0 | 0 | [5 empty] | PBT; PC; POM | IP65 |  | 3-Wire PNP, NO |  | 1 - 15% | 40mm |  | 24VDC |  |  |  |  | WST02-ECCP-1000 | SSNR XLV ROOM | WST02-RIO-0401 | SSN CHEMICAL AREA | [8 empty] | IFM | [5 empty] | IFM | IFM | https://www.ifm.com/sg/en | 6562 8661 | 6562 8660 | sales.sg@ifm.com | Germany/Poland
0010331907 | AT_INST_ | WST02-400-LSH-0221 | C4B | 131242-WST02-DR-P-6006.dgn |  | WST02 | 400 | DEF | LSH | 0221 |  | ANTIFOAM TO ANAMMOX REACTOR 2 CATCHPOT 2 LEVEL SWITCH HIGH | DEF TO AMX REACTOR 2 CATCHPOT 2 LSH | NON-HAZARDOUS | CAP | [5 empty] | CAPACITIVE | KI6000 + EVF004 + E11037 | PBT; PC; POM | IP65 | 0.5 to 40 mm | Non-contact Type |  | DEF TO ANAMMOX Rx2 CATCHPOT 2 | - | 30 | 0 | 0 | 0 | [5 empty] | PBT; PC; POM | IP65 |  | 3-Wire PNP, NO |  | 1 - 15% | 40mm |  | 24VDC |  |  |  |  | WST02-ECCP-1000 | SSNR XLV ROOM | TBA | TBA | [8 empty] | IFM | [5 empty] | IFM | IFM | https://www.ifm.com/sg/en | 6562 8661 | 6562 8660 | sales.sg@ifm.com | Germany/Poland
0010296477 | AT_INST_ | WST02-400-LSH-0240 | C4B | 131242-WST02-DR-P-6019.dgn |  | WST02 | 400 | BN | LSH | 0240 |  | MICRONUTRIENTS TO ANAMMOX REACTOR 2 CATCHPOT 1 LEVEL SWITCH HIGH | BN TO AMX REACTOR 2 CATCHPOT 1 LSH | NON-HAZARDOUS | CAP | [5 empty] | CAPACITIVE | KI6000 + EVF004 + E11037 | PBT; PC; POM | IP65 | 0.5 to 40 mm | Non-contact Type |  | BN TO ANAMMOX Rx 2 CATCHPOT 1 | - | 30 | 0 | 0 | 0 | [5 empty] | PBT; PC; POM | IP65 |  | 3-Wire PNP, NO |  | 1 - 15% | 40mm |  | 24VDC |  |  |  |  | WST02-ECCP-1000 | SSNR XLV ROOM | WST02-RIO-0401 | SSN CHEMICAL AREA | [8 empty] | IFM | [5 empty] | IFM | IFM | https://www.ifm.com/sg/en | 6562 8661 | 6562 8660 | sales.sg@ifm.com | Germany/Poland
0010331895 | AT_INST_ | WST02-400-LSH-0241 | C4B | 131242-WST02-DR-P-6006.dgn |  | WST02 | 400 | BN | LSH | 0241 |  | MICRONUTRIENTS TO ANAMMOX REACTOR 2 CATCHPOT 2 LEVEL SWITCH HIGH | BN TO AMX REACTOR 2 CATCHPOT 2 LSH | NON-HAZARDOUS | CAP | [5 empty] | CAPACITIVE | KI6000 + EVF004 + E11037 | PBT; PC; POM | IP65 | 0.5 to 40 mm | Non-contact Type |  | BN TO ANAMMOX RX 2 CATCHPOT 2 | - | 30 | 0 | 0 | 0 | [5 empty] | PBT; PC; POM | IP65 |  | 3-Wire PNP, NO |  | 1 - 15% | 40mm |  | 24VDC |  |  |  |  | WST02-ECCP-1000 | SSNR XLV ROOM | TBA | TBA | [8 empty] | IFM | [5 empty] | IFM | IFM | https://www.ifm.com/sg/en | 6562 8661 | 6562 8660 | sales.sg@ifm.com | Germany/Poland
0010296547 | AT_INST_ | WST02-400-LSH-0260 | C4B | 131242-WST02-DR-P-6020.dgn |  | WST02 | 400 | ASC | LSH | 0260 |  | ANTISCALANT TO EQUALIZATION TANK 2 CATCHPOT 1 LEVEL SWITCH HIGH | ASC TO EQ TANK 2 CATCHPOT 1 LSH | NON-HAZARDOUS | CAP | [5 empty] | CAPACITIVE | KI6000 + EVF004 + E11037 | PBT; PC; POM | IP65 | 0.5 to 40 mm | Non-contact Type |  | ASC TO EQ TANK 2 CATCHPOT 1 | - | 30 | 0 | 0 | 0 | [5 empty] | PBT; PC; POM | IP65 |  | 3-Wire PNP, NO |  | 1 - 15% | 40mm |  | 24VDC |  |  |  |  | WST02-ECCP-1000 | SSNR XLV ROOM | WST02-RIO-0401 | SSN CHEMICAL AREA | [8 empty] | IFM | [5 empty] | IFM | IFM | https://www.ifm.com/sg/en | 6562 8661 | 6562 8660 | sales.sg@ifm.com | Germany/Poland
0010331402 | AT_INST_ | WST02-400-LSH-0261 | C4B | 131242-WST02-DR-P-6000.dgn |  | WST02 | 400 | ASC | LSH | 0261 |  | ANTISCALANT TO EQUALIZATION TANK 2 CATCHPOT 2 LEVEL SWITCH HIGH | ASC TO EQ TANK 2 CATCHPOT 2 LSH | NON-HAZARDOUS | CAP | [5 empty] | CAPACITIVE | KI6000 + EVF004 + E11037 | PBT; PC; POM | IP65 | 0.5 to 40 mm | Non-contact Type |  | ASC TO EQ TANK 2 CATCHPOT 2 | - | 30 | 0 | 0 | 0 | [5 empty] | PBT; PC; POM | IP65 |  | 3-Wire PNP, NO |  | 1 - 15% | 40mm |  | 24VDC |  |  |  |  | WST02-ECCP-1000 | SSNR XLV ROOM | WST02-RIO-0201 | SSN EQ TANK AREA | [8 empty] | IFM | [5 empty] | IFM | IFM | https://www.ifm.com/sg/en | 6562 8661 | 6562 8660 | sales.sg@ifm.com | Germany/Poland
0010296267 | AT_INST_ | WST02-400-LSH-0320 | C4B | 131242-WST02-DR-P-6018.dgn |  | WST02 | 400 | DEF | LSH | 0320 |  | ANTIFOAM TO ANAMMOX REACTOR 3 CATCHPOT 1 LEVEL SWITCH HIGH | DEF TO AMX REACTOR 3 CATCHPOT 1 LSH | NON-HAZARDOUS | CAP | [5 empty] | CAPACITIVE | KI6000 + EVF004 + E11037 | PBT; PC; POM | IP65 | 0.5 to 40 mm | Non-contact Type |  | DEF TO ANAMMOX Rx3 CATCHPOT 1 | - | 30 | 0 | 0 | 0 | [5 empty] | PBT; PC; POM | IP65 |  | 3-Wire PNP, NO |  | 1 - 15% | 40mm |  | 24VDC |  |  |  |  | WST02-ECCP-1000 | SSNR XLV ROOM | WST02-RIO-0401 | SSN CHEMICAL AREA | [8 empty] | IFM | [5 empty] | IFM | IFM | https://www.ifm.com/sg/en | 6562 8661 | 6562 8660 | sales.sg@ifm.com | Germany/Poland
0010332022 | AT_INST_ | WST02-400-LSH-0321 | C4B | 131242-WST02-DR-P-6007.dgn |  | WST02 | 400 | DEF | LSH | 0321 |  | ANTIFOAM TO ANAMMOX REACTOR 3 CATCHPOT 2 LEVEL SWITCH HIGH | DEF TO AMX REACTOR 3 CATCHPOT 2 LSH | NON-HAZARDOUS | CAP | [5 empty] | CAPACITIVE | KI6000 + EVF004 + E11037 | PBT; PC; POM | IP65 | 0.5 to 40 mm | Non-contact Type |  | DEF TO ANAMMOX Rx3 CATCHPOT 2 | - | 30 | 0 | 0 | 0 | [5 empty] | PBT; PC; POM | IP65 |  | 3-Wire PNP, NO |  | 1 - 15% | 40mm |  | 24VDC |  |  |  |  | WST02-ECCP-1000 | SSNR XLV ROOM | WST02-RIO-0202 | SSN ANAMMOX Rx AREA | [8 empty] | IFM | [5 empty] | IFM | IFM | https://www.ifm.com/sg/en | 6562 8661 | 6562 8660 | sales.sg@ifm.com | Germany/Poland
0010296479 | AT_INST_ | WST02-400-LSH-0340 | C4B | 131242-WST02-DR-P-6019.dgn |  | WST02 | 400 | BN | LSH | 0340 |  | MICRONUTRIENTS TO ANAMMOX REACTOR 3 CATCHPOT 1 LEVEL SWITCH HIGH | BN TO AMX REACTOR 3 CATCHPOT 1 LSH | NON-HAZARDOUS | CAP | [5 empty] | CAPACITIVE | KI6000 + EVF004 + E11037 | PBT; PC; POM | IP65 | 0.5 to 40 mm | Non-contact Type |  | BN TO ANAMMOX RX 3 CATCHPOT 1 | - | 30 | 0 | 0 | 0 | [5 empty] | PBT; PC; POM | IP65 |  | 3-Wire PNP, NO |  | 1 - 15% | 40mm |  | 24VDC |  |  |  |  | WST02-ECCP-1000 | SSNR XLV ROOM | WST02-RIO-0401 | SSN CHEMICAL AREA | [8 empty] | IFM | [5 empty] | IFM | IFM | https://www.ifm.com/sg/en | 6562 8661 | 6562 8660 | sales.sg@ifm.com | Germany/Poland
0010332013 | AT_INST_ | WST02-400-LSH-0341 | C4B | 131242-WST02-DR-P-6007.dgn |  | WST02 | 400 | BN | LSH | 0341 |  | MICRONUTRIENTS TO ANAMMOX REACTOR 3 CATCHPOT 2 LEVEL SWITCH HIGH | BN TO AMX REACTOR 3 CATCHPOT 2 LSH | NON-HAZARDOUS | CAP | [5 empty] | CAPACITIVE | KI6000 + EVF004 + E11037 | PBT; PC; POM | IP65 | 0.5 to 40 mm | Non-contact Type |  | BN TO ANAMMOX RX 3 CATCHPOT 2 | - | 30 | 0 | 0 | 0 | [5 empty] | PBT; PC; POM | IP65 |  | 3-Wire PNP, NO |  | 1 - 15% | 40mm |  | 24VDC |  |  |  |  | WST02-ECCP-1000 | SSNR XLV ROOM | WST02-RIO-0202 | SSN ANAMMOX Rx AREA | [8 empty] | IFM | [5 empty] | IFM | IFM | https://www.ifm.com/sg/en | 6562 8661 | 6562 8660 | sales.sg@ifm.com | Germany/Poland
0010296269 | AT_INST_ | WST02-400-LSH-0420 | C4B | 131242-WST02-DR-P-6018.dgn |  | WST02 | 400 | DEF | LSH | 0420 |  | ANTIFOAM TO ANAMMOX REACTOR 4 CATCHPOT 1 LEVEL SWITCH HIGH | DEF TO AMX REACTOR 4 CATCHPOT 1 LSH | NON-HAZARDOUS | CAP | [5 empty] | CAPACITIVE | KI6000 + EVF004 + E11037 | PBT; PC; POM | IP65 | 0.5 to 40 mm | Non-contact Type |  | DEF TO ANAMMOX Rx4 CATCHPOT 1 | - | 30 | 0 | 0 | 0 | [5 empty] | PBT; PC; POM | IP65 |  | 3-Wire PNP, NO |  | 1 - 15% | 40mm |  | 24VDC |  |  |  |  | WST02-ECCP-1000 | SSNR XLV ROOM | WST02-RIO-0401 | SSN CHEMICAL AREA | [8 empty] | IFM | [5 empty] | IFM | IFM | https://www.ifm.com/sg/en | 6562 8661 | 6562 8660 | sales.sg@ifm.com | Germany/Poland
0010332101 | AT_INST_ | WST02-400-LSH-0421 | C4B | 131242-WST02-DR-P-6008.dgn |  | WST02 | 400 | DEF | LSH | 0421 |  | ANTIFOAM TO ANAMMOX REACTOR 4 CATCHPOT 2 LEVEL SWITCH HIGH | DEF TO AMX REACTOR 4 CATCHPOT 2 LSH | NON-HAZARDOUS | CAP | [5 empty] | CAPACITIVE | KI6000 + EVF004 + E11037 | PBT; PC; POM | IP65 | 0.5 to 40 mm | Non-contact Type |  | DEF TO ANAMMOX Rx4 CATCHPOT 2 | - | 30 | 0 | 0 | 0 | [5 empty] | PBT; PC; POM | IP65 |  | 3-Wire PNP, NO |  | 1 - 15% | 40mm |  | 24VDC |  |  |  |  | WST02-ECCP-1000 | SSNR XLV ROOM | WST02-RIO-0202 | SSN ANAMMOX Rx AREA | [8 empty] | IFM | [5 empty] | IFM | IFM | https://www.ifm.com/sg/en | 6562 8661 | 6562 8660 | sales.sg@ifm.com | Germany/Poland
0010296481 | AT_INST_ | WST02-400-LSH-0440 | C4B | 131242-WST02-DR-P-6019.dgn |  | WST02 | 400 | BN | LSH | 0440 |  | MICRONUTRIENTS TO ANAMMOX REACTOR 4 CATCHPOT 1 LEVEL SWITCH HIGH | BN TO AMX REACTOR 4 CATCHPOT 1 LSH | NON-HAZARDOUS | CAP | [5 empty] | CAPACITIVE | KI6000 + EVF004 + E11037 | PBT; PC; POM | IP65 | 0.5 to 40 mm | Non-contact Type |  | BN TO ANAMMOX Rx 4 CATCHPOT 1 | - | 30 | 0 | 0 | 0 | [5 empty] | PBT; PC; POM | IP65 |  | 3-Wire PNP, NO |  | 1 - 15% | 40mm |  | 24VDC |  |  |  |  | WST02-ECCP-1000 | SSNR XLV ROOM | WST02-RIO-0401 | SSN CHEMICAL AREA | [8 empty] | IFM | [5 empty] | IFM | IFM | https://www.ifm.com/sg/en | 6562 8661 | 6562 8660 | sales.sg@ifm.com | Germany/Poland
0010332094 | AT_INST_ | WST02-400-LSH-0441 | C4B | 131242-WST02-DR-P-6008.dgn |  | WST02 | 400 | BN | LSH | 0441 |  | MICRONUTRIENTS TO ANAMMOX REACTOR 4 CATCHPOT 2 LEVEL SWITCH HIGH | BN TO AMX REACTOR 4 CATCHPOT 2 LSH | NON-HAZARDOUS | CAP | [5 empty] | CAPACITIVE | KI6000 + EVF004 + E11037 | PBT; PC; POM | IP65 | 0.5 to 40 mm | Non-contact Type |  | BN TO ANAMMOX RX 4 CATCHPOT 2 | - | 30 | 0 | 0 | 0 | [5 empty] | PBT; PC; POM | IP65 |  | 3-Wire PNP, NO |  | 1 - 15% | 40mm |  | 24VDC |  |  |  |  | WST02-ECCP-1000 | SSNR XLV ROOM | WST02-RIO-0202 | SSN ANAMMOX Rx AREA | [8 empty] | IFM | [5 empty] | IFM | IFM | https://www.ifm.com/sg/en | 6562 8661 | 6562 8660 | sales.sg@ifm.com | Germany/Poland
0010296240 | AT_INST_ | WST02-400-LSHH-0001 | C4B | 131242-WST02-DR-P-6018.dgn |  | WST02 | 400 | DEF | LSHH | 0001 |  | ANTIFOAM BUND LEVEL SWITCH HIGH HIGH | ANTIFOAM BUND LEVEL SWITCH HIGH HIGH | NON-HAZARDOUS | E |  | 10 |  |  |  | CONDUCTIVE | FTW31-A1A2CA0A + FTW325-A2B1A | SS316L | IP65 | 1000mm | SS316L |  | ANTIFOAM BUND SUMP | 0.2m | 30 | 0 | 0 | 1.5 | [5 empty] | PPS & PBT | IP65 | YES | DRY CONTACT |  | ±10%At100Ω-100kΩ | 0.2m |  | 24VDC |  |  |  |  | WST02-ECCP-1000 | SSNR XLV ROOM | WST02-RIO-0401 | SSN CHEMICAL AREA |  |  |  | 300 |  |  |  |  | Endress+Hauser | [5 empty] | Endress+Hauser | Endress+Hauser | www.sg.endress.com | +65 67685716 | +65 6566 6848 | info.sg@endress.com | Germany
0010296427 | AT_INST_ | WST02-400-LSHH-0003 | C4B | 131242-WST02-DR-P-6019.dgn |  | WST02 | 400 | BN | LSHH | 0003 |  | MICRONUTRIENTS BUND LEVEL SWITCH HIGH HIGH | MICRONUTRIENTS BUND LEVEL SWITCH HIGH HIGH | NON-HAZARDOUS | E |  | 10 |  |  |  | CONDUCTIVE | FTW31-A1C2FA0A + FTW325-A2B1A | CARBON FIBER | IP65 | 400mm | CARBON FIBER |  | MICONUTRIENTS BUND SUMP | 0.2m | 30 | 0 | 0 | 1.5 | [5 empty] | PPS & PBT | IP65 | YES | DRY CONTACT |  | ±10%At100Ω-100kΩ | 0.2m |  | 24VDC |  |  |  |  | WST02-ECCP-1000 | SSNR XLV ROOM | WST02-RIO-0401 | SSN CHEMICAL AREA |  |  |  | 300 |  |  |  |  | Endress+Hauser | [5 empty] | Endress+Hauser | Endress+Hauser | www.sg.endress.com | +65 67685716 | +65 6566 6848 | info.sg@endress.com | Germany
0010296539 | AT_INST_ | WST02-400-LSHH-0005 | C4B | 131242-WST02-DR-P-6020.dgn |  | WST02 | 400 | ASC | LSHH | 0005 |  | ANTISCALANT BUND LEVEL SWITCH HIGH HIGH | ANTISCALANT BUND LEVEL SWITCH HIGH HIGH | NON-HAZARDOUS | E |  | 10 |  |  |  | CONDUCTIVE | FTW31-A1C2FA0A + FTW325-A2B1A | CARBON FIBER | IP65 | 400mm | CARBON FIBER |  | ANTISCALANT BUND SUMP | 0.2m | 30 | 0 | 0 | 1.5 | [5 empty] | PPS & PBT | IP65 | YES | DRY CONTACT |  | ±10%At100Ω-100kΩ | 0.2m |  | 24VDC |  |  |  |  | WST02-ECCP-1000 | SSNR XLV ROOM | WST02-RIO-0401 | SSN CHEMICAL AREA |  |  |  | 300 |  |  |  |  | Endress+Hauser | [5 empty] | Endress+Hauser | Endress+Hauser | www.sg.endress.com | +65 67685716 | +65 6566 6848 | info.sg@endress.com | Germany
0010330002 | AT_INST_ | WST02-400-LSL-0110 | C4B | 131242-WST02-DR-P-6018.dgn | WST02-400-DEF-00112-32-HDPE | WST02 | 400 | DEF | LSL | 0110 |  | ANTIFOAM TANK 1 LEVEL SWITCH LOW | ANTIFOAM TANK 1 LEVEL SWITCH LOW | NON-HAZARDOUS | P |  | 1000 | 0 | 0 | 10 | HYDROSTATIC | RPPN8 + D820 | SS316L | IP65 | 0.2-4 bar | PTFE(Diaphragm Seal) |  | ANTIFOAM TANK 1 OUTLET PIPE |  | 30 | 10 | 0 | 20 | 100 |  |  |  |  | SS316L | IP65 |  | 1xSPDT |  | ±1% FS | TBA | 25 kPa(g) | 24VDC |  |  |  |  | WST02-ECCP-1000 | SSNR XLV ROOM | WST02-RIO-0401 | SSN CHEMICAL AREA | [8 empty] | IFM | [5 empty] | IFM | IFM | https://www.ifm.com/sg/en | 6562 8661 | 6562 8660 | sales.sg@ifm.com | Germany/Poland
0010330010 | AT_INST_ | WST02-400-LSL-0130 | C4B | 131242-WST02-DR-P-6019.dgn | WST02-400-BN-00132-15-CPVC | WST02 | 400 | BN | LSL | 0130 |  | MICRONUTRIENTS TANK 1 LEVEL SWITCH LOW | MICRONUTRIENTS TANK 1 LEVEL SWITCH LOW | NON-HAZARDOUS | P |  | 1000 | 0 | 0 | 0 | HYDROSTATIC | PN2098; DVC105 (ZHO003); EVF005 | SS316L | IP65 | 0.2-4 bar | PTFE(Diaphragm Seal) |  | BN TANK 1 OUTLET PIPE |  | 30 | 10 | 1 | 20 | 100 |  |  |  |  | SS316L | IP65 |  | 3-Wire PNP, NO |  | ±0.4% FS | TBA | 25 kPa(g) | 24VDC |  |  |  |  | WST02-ECCP-1000 | SSNR XLV ROOM | WST02-RIO-0401 | SSN CHEMICAL AREA | [8 empty] | IFM | [5 empty] | IFM | IFM | https://www.ifm.com/sg/en | 6562 8661 | 6562 8660 | sales.sg@ifm.com | Germany/Poland
0010330031 | AT_INST_ | WST02-400-LSL-0150 | C4B | 131242-WST02-DR-P-6020.dgn | WST02-400-ASC-00152-15-CPVC | WST02 | 400 | ASC | LSL | 0150 |  | ANTISCALANT TANK 1 LEVEL SWITCH LOW | ANTISCALANT TANK 1 LEVEL SWITCH LOW | NON-HAZARDOUS | P |  | 1000 | 0 | 0 | 0 | HYDROSTATIC | PN2098; DVC105 (ZHO003); EVF005 | SS316L | IP65 | 0.2-4 bar | PTFE(Diaphragm Seal) |  | ANTISCALANT TANK 1 OUTLET PIPE | 0.1 m | 30 | 10 | 1 | 20 | 100 |  |  |  |  | SS316L | IP65 |  | 3-Wire PNP, NO |  | ±0.4% FS | 0.1 m | 25 kPa(g) | 24VDC |  |  |  |  | WST02-ECCP-1000 | SSNR XLV ROOM | WST02-RIO-0401 | SSN CHEMICAL AREA | [8 empty] | IFM | [5 empty] | IFM | IFM | https://www.ifm.com/sg/en | 6562 8661 | 6562 8660 | sales.sg@ifm.com | Germany/Poland
0010330003 | AT_INST_ | WST02-400-LSL-0210 | C4B | 131242-WST02-DR-P-6018.dgn | WST02-400-DEF-00212-32-HDPE | WST02 | 400 | DEF | LSL | 0210 |  | ANTIFOAM TANK 2 LEVEL SWITCH LOW | ANTIFOAM TANK 2 LEVEL SWITCH LOW | NON-HAZARDOUS | P |  | 1000 | 0 | 0 | 10 | HYDROSTATIC | PN2098; DVC105 (ZHO003); EVF005 | SS316L | IP65 | 0.2-4 bar | PTFE(Diaphragm Seal) |  | ANTIFOAM TANK 2 OUTLET PIPE |  | 30 | 10 | 0 | 20 | 100 |  |  |  |  | SS316L | IP65 |  | 3-Wire PNP, NO |  | ±0.4% FS | TBA | 25 kPa(g) | 24VDC |  |  |  |  | WST02-ECCP-1000 | SSNR XLV ROOM | WST02-RIO-0401 | SSN CHEMICAL AREA | [8 empty] | IFM | [5 empty] | IFM | IFM | https://www.ifm.com/sg/en | 6562 8661 | 6562 8660 | sales.sg@ifm.com | Germany/Poland
0010330009 | AT_INST_ | WST02-400-LSL-0230 | C4B | 131242-WST02-DR-P-6019.dgn | WST02-400-BN-00232-15-CPVC | WST02 | 400 | BN | LSL | 0230 |  | MICRONUTRIENTS TANK 2 LEVEL SWITCH LOW | MICRONUTRIENTS TANK 2 LEVEL SWITCH LOW | NON-HAZARDOUS | P |  | 1000 | 0 | 0 | 0 | HYDROSTATIC | PN2098; DVC105 (ZHO003); EVF005 | SS316L | IP65 | 0.2-4 bar | PTFE(Diaphragm Seal) |  | BN TANK 2 OUTLET PIPE |  | 30 | 10 | 1 | 20 | 100 |  |  |  |  | SS316L | IP65 |  | 3-Wire PNP, NO |  | ±0.4% FS | TBA | 25 kPa(g) | 24VDC |  |  |  |  | WST02-ECCP-1000 | SSNR XLV ROOM | WST02-RIO-0401 | SSN CHEMICAL AREA | [8 empty] | IFM | [5 empty] | IFM | IFM | https://www.ifm.com/sg/en | 6562 8661 | 6562 8660 | sales.sg@ifm.com | Germany/Poland
0010330033 | AT_INST_ | WST02-400-LSL-0250 | C4B | 131242-WST02-DR-P-6020.dgn | WST02-400-ASC-00252-15-CPVC | WST02 | 400 | ASC | LSL | 0250 |  | ANTISCALANT TANK 2 LEVEL SWITCH LOW | ANTISCALANT TANK 2 LEVEL SWITCH LOW | NON-HAZARDOUS | P |  | 1000 | 0 | 0 | 0 | HYDROSTATIC | PN2098; DVC105 (ZHO003); EVF005 | SS316L | IP65 | 0.2-4 bar | PTFE(Diaphragm Seal) |  | ANTISCALANT TANK 2 OUTLET PIPE | 0.1 m | 30 | 10 | 1 | 20 | 100 |  |  |  |  | SS316L | IP65 |  | 3-Wire PNP, NO |  | ±0.4% FS | 0.1 m | 25 kPa(g) | 24VDC |  |  |  |  | WST02-ECCP-1000 | SSNR XLV ROOM | WST02-RIO-0401 | SSN CHEMICAL AREA | [8 empty] | IFM | [5 empty] | IFM | IFM | https://www.ifm.com/sg/en | 6562 8661 | 6562 8660 | sales.sg@ifm.com | Germany/Poland
0010296220 | AT_INST_CS | WST02-400-PE-0140 | C4B | 131242-WST02-DR-P-6018.dgn | WST02-400-DEF-00144-32-HDPE | WST02 | 400 | DEF | PE | 0140 |  | ANTIFOAM DOSING PUMP A DISCHARGE PRESSURE INDICATOR SEAL | DEF DOSING P A DISCHARGE PI SEAL | NON-HAZARDOUS |  | 32 | 1000 | 0 | 0 | 10 |  | DBS06-VL-XY-UJ-VI-TY-WA-VV-UX | SS316L | IP65 |  | PTFE |  | BN DOSING PUMP A DISCHARGE |  | 30 | 196 | 196 | 226 | 600 | [5 empty] | IP65 | [23 empty] | Endress+Hauser | [5 empty] | Endress+Hauser | Endress+Hauser | www.sg.endress.com | +65 67685716 | +65 6566 6848 | info.sg@endress.com | India
0010330017 | AT_INST_CS | WST02-400-PE-0141 | C4B | 131242-WST02-DR-P-6019.dgn | WST02-400-BN-00144-15-CPVC | WST02 | 400 | BN | PE | 0141 |  | MICRONUTRIENTS DOSING PUMP A DISCHARGE PRESSURE INDICATOR SEAL | BN DOSING P A DISCHARGE PI SEAL | NON-HAZARDOUS |  | 15 | 1000 | 1.5 | 0.5 | 10 |  | DBS06-VL-XY-UJ-VI-TY-WA-VV-UX |  | IP65 |  | PTFE |  | BN DOSING PUMP A DISCHARE LINE |  | 30 | 219 | 220 | 221 | 600 | [5 empty] | IP65 | [23 empty] | Endress+Hauser | [5 empty] | Endress+Hauser | Endress+Hauser | www.sg.endress.com | +65 67685716 | +65 6566 6848 | info.sg@endress.com | India
0010296626 | AT_INST_CS | WST02-400-PE-0160 | C4B | 131242-WST02-DR-P-6020.dgn | WST02-400-ASC-00164-15-CPVC | WST02 | 400 | ASC | PE | 0160 |  | ANTISCALANT DOSING PUMP A DISCHARGE PRESSURE INDICATOR SEAL | ASC DOSING P A DISCHARGE PI SEAL | NON-HAZARDOUS |  | 15 | 1000 | 0 | 0 | 20 |  | DBS06-VL-XY-UJ-VI-TY-WA-VV-UX | SS316L | IP65 |  | PTFE |  | ASC DOSING PUMP A DISCHARGE |  | 30 | 130 | 120 | 176 | 600 | [5 empty] | IP65 | [23 empty] | Endress+Hauser | [5 empty] | Endress+Hauser | Endress+Hauser | www.sg.endress.com | +65 67685716 | +65 6566 6848 | info.sg@endress.com | India
0010296222 | AT_INST_CS | WST02-400-PE-0240 | C4B | 131242-WST02-DR-P-6018.dgn | WST02-400-DEF-00244-32-HDPE | WST02 | 400 | DEF | PE | 0240 |  | ANTIFOAM DOSING PUMP B DISCHARGE PRESSURE INDICATOR SEAL | DEF DOSING P B DISCHARGE PI SEAL | NON-HAZARDOUS |  | 15 | 1000 | 0 | 0 | 10 |  | DBS06-VL-XY-UJ-VI-TY-WA-VV-UX | SS316L | IP65 |  | PTFE |  | DEF DOSING PUMP B DISCHARGE |  | 30 | 196 | 196 | 226 | 600 | [5 empty] | IP65 | [23 empty] | Endress+Hauser | [5 empty] | Endress+Hauser | Endress+Hauser | www.sg.endress.com | +65 67685716 | +65 6566 6848 | info.sg@endress.com | India
0010330022 | AT_INST_CS | WST02-400-PE-0241 | C4B | 131242-WST02-DR-P-6019.dgn | WST02-400-BN-00244-15-CPVC | WST02 | 400 | BN | PE | 0241 |  | MICRONUTRIENTS DOSING PUMP B DISCHARGE PRESSURE INDICATOR SEAL | BN DOSING P B DISCHARGE PI SEAL | NON-HAZARDOUS |  | 15 | 1000 | 0 | 0 | 10 |  | DBS06-VL-XY-UJ-VI-TY-WA-VV-UX |  | IP65 |  | PTFE |  | BN DOSING PUMP B DISCHARE LINE |  | 30 | 219 | 220 | 221 | 600 | [5 empty] | IP65 | [23 empty] | Endress+Hauser | [5 empty] | Endress+Hauser | Endress+Hauser | www.sg.endress.com | +65 67685716 | +65 6566 6848 | info.sg@endress.com | India
0010296633 | AT_INST_CS | WST02-400-PE-0260 | C4B | 131242-WST02-DR-P-6020.dgn | WST02-400-ASC-00264-15-CPVC | WST02 | 400 | ASC | PE | 0260 |  | ANTISCALANT DOSING PUMP B DISCHARGE PRESSURE INDICATOR SEAL | ASC DOSING P B DISCHARGE PI SEAL | NON-HAZARDOUS |  | 15 | 1000 | 0 | 0 | 20 |  | DBS06-VL-XY-UJ-VI-TY-WA-VV-UX | SS316L | IP65 |  | PTFE |  | ASC DOSING PUMP B DISCHARGE |  | 30 | 130 | 120 | 176 | 600 | [5 empty] | IP65 | [23 empty] | Endress+Hauser | [5 empty] | Endress+Hauser | Endress+Hauser | www.sg.endress.com | +65 67685716 | +65 6566 6848 | info.sg@endress.com | India
0010296224 | AT_INST_CS | WST02-400-PE-0340 | C4B | 131242-WST02-DR-P-6018.dgn | WST02-400-DEF-00344-32-HDPE | WST02 | 400 | DEF | PE | 0340 |  | ANTIFOAM DOSING PUMP C DISCHARGE PRESSURE INDICATOR SEAL | DEF DOSING P C DISCHARGE PI SEAL | NON-HAZARDOUS |  | 15 | 1000 | 0 | 0 | 10 |  | DBS06-VL-XY-UJ-VI-TY-WA-VV-UX | SS316L | IP65 |  | PTFE |  | DEF DOSING PUMP C DISCHARGE |  | 30 | 196 | 196 | 226 | 600 | [5 empty] | IP65 | [23 empty] | Endress+Hauser | [5 empty] | Endress+Hauser | Endress+Hauser | www.sg.endress.com | +65 67685716 | +65 6566 6848 | info.sg@endress.com | India
0010330023 | AT_INST_CS | WST02-400-PE-0341 | C4B | 131242-WST02-DR-P-6019.dgn | WST02-400-BN-00344-15-CPVC | WST02 | 400 | BN | PE | 0341 |  | MICRONUTRIENTS DOSING PUMP C DISCHARGE PRESSURE INDICATOR SEAL | BN DOSING P C DISCHARGE PI SEAL | NON-HAZARDOUS |  | 15 | 1000 | 0 | 0 | 10 |  | DBS06-VL-XY-UJ-VI-TY-WA-VV-UX |  | IP65 |  | PTFE |  | BN DOSING PUMP C DISCHARE LINE |  | 30 | 219 | 220 | 221 | 600 | [5 empty] | IP65 | [23 empty] | Endress+Hauser | [5 empty] | Endress+Hauser | Endress+Hauser | www.sg.endress.com | +65 67685716 | +65 6566 6848 | info.sg@endress.com | India
0010296585 | AT_INST_CS | WST02-400-PE-0360 | C4B | 131242-WST02-DR-P-6020.dgn | WST02-400-ASC-00364-15-CPVC | WST02 | 400 | ASC | PE | 0360 |  | ANTISCALANT DOSING PUMP C DISCHARGE PRESSURE INDICATOR SEAL | ASC DOSING P C DISCHARGE PI SEAL | NON-HAZARDOUS |  | 15 | 1000 | 0 | 0 | 20 |  | DBS06-VL-XY-UJ-VI-TY-WA-VV-UX | SS316L | IP65 |  | PTFE |  | ASC DOSING PUMP C DISCHARGE |  | 30 | 130 | 120 | 176 | 600 | [5 empty] | IP65 | [23 empty] | Endress+Hauser | [5 empty] | Endress+Hauser | Endress+Hauser | www.sg.endress.com | +65 67685716 | +65 6566 6848 | info.sg@endress.com | India
0010296227 | AT_INST_CS | WST02-400-PE-0440 | C4B | 131242-WST02-DR-P-6018.dgn | WST02-400-DEF-00444-32-HDPE | WST02 | 400 | DEF | PE | 0440 |  | ANTIFOAM DOSING PUMP D DISCHARGE PRESSURE INDICATOR SEAL | DEF DOSING P D DISCHARGE PI SEAL | NON-HAZARDOUS |  | 15 | 1000 | 0 | 0 | 10 |  | DBS06-VL-XY-UJ-VI-TY-WA-VV-UX | SS316L | IP65 |  | PTFE |  | DEF DOSING PUMP D DISCHARGE |  | 30 | 196 | 196 | 226 | 600 | [5 empty] | IP65 | [23 empty] | Endress+Hauser | [5 empty] | Endress+Hauser | Endress+Hauser | www.sg.endress.com | +65 67685716 | +65 6566 6848 | info.sg@endress.com | India
0010330024 | AT_INST_CS | WST02-400-PE-0441 | C4B | 131242-WST02-DR-P-6019.dgn | WST02-400-BN-00444-15-CPVC | WST02 | 400 | BN | PE | 0441 |  | MICRONUTRIENTS DOSING PUMP D DISCHARGE PRESSURE INDICATOR SEAL | BN DOSING P D DISCHARGE PI SEAL | NON-HAZARDOUS |  | 15 | 1000 | 0 | 0 | 10 |  | DBS06-VL-XY-UJ-VI-TY-WA-VV-UX |  | IP65 |  | PTFE |  | BN DOSING PUMP D DISCHARE LINE |  | 30 | 219 | 220 | 221 | 600 | [5 empty] | IP65 | [23 empty] | Endress+Hauser | [5 empty] | Endress+Hauser | Endress+Hauser | www.sg.endress.com | +65 67685716 | +65 6566 6848 | info.sg@endress.com | India
0010296230 | AT_INST_CS | WST02-400-PE-0540 | C4B | 131242-WST02-DR-P-6018.dgn | WST02-400-DEF-00544-32-HDPE | WST02 | 400 | DEF | PE | 0540 |  | ANTIFOAM DOSING PUMP E DISCHARGE PRESSURE INDICATOR SEAL | DEF DOSING P E DISCHARGE PI SEAL | NON-HAZARDOUS |  | 15 | 1000 | 0 | 0 | 10 |  | DBS06-VL-XY-UJ-VI-TY-WA-VV-UX | SS316L | IP65 |  | PTFE |  | BN DOSING PUMP E DISCHARGE |  | 30 | 196 | 196 | 226 | 600 | [5 empty] | IP65 | [23 empty] | Endress+Hauser | [5 empty] | Endress+Hauser | Endress+Hauser | www.sg.endress.com | +65 67685716 | +65 6566 6848 | info.sg@endress.com | India
0010330025 | AT_INST_CS | WST02-400-PE-0541 | C4B | 131242-WST02-DR-P-6019.dgn | WST02-400-BN-00544-15-CPVC | WST02 | 400 | BN | PE | 0541 |  | MICRONUTRIENTS DOSING PUMP E DISCHARGE PRESSURE INDICATOR SEAL | BN DOSING P E DISCHARGE PI SEAL | NON-HAZARDOUS |  | 15 | 1000 | 0 | 0 | 10 |  | DBS06-VL-XY-UJ-VI-TY-WA-VV-UX |  | IP65 |  | PTFE |  | BN DOSING PUMP E DISCHARE LINE |  | 30 | 219 | 220 | 221 | 600 | [5 empty] | IP65 | [23 empty] | Endress+Hauser | [5 empty] | Endress+Hauser | Endress+Hauser | www.sg.endress.com | +65 67685716 | +65 6566 6848 | info.sg@endress.com | India
0010330004 | AT_INST_ | WST02-400-PI-0120 | C4B | 131242-WST02-DR-P-6018.dgn | WST02-400-DEF-00144-32-HDPE | WST02 | 400 | DEF | PI | 0120 |  | ANTIFOAM DOSING PUMP A DISCHARGE PRESSURE INDICATOR | ANTIFOAM DOSING PUMP A DISCHARGE PI | NON-HAZARDOUS |  |  | 1000 | 0 | 0 | 10 | BOURDON TUBE | ALH-02-4BM-B20/_PY_ZL_RX_SX_PW_PS2 | SS316L | IP65 | 0 - 600 kPa(g) | PP + PTFE |  | BN DOSING PUMP A DISCHARGE | 0 - 500 kPa(g) | 30 | 196 | 196 | 226 | 600 |  |  |  |  | SS316 | IP65 |  |  |  | 2% of Span |  | 0 - 600 kPa(g) | [17 empty] | Baumer | [5 empty] | Baumer | Baumer (Singapore) Pte Ltd | www.baumer.com | 62912677 | 62912077 | sales.sg@baumer.com | India
0010330016 | AT_INST_ | WST02-400-PI-0140 | C4B | 131242-WST02-DR-P-6019.dgn | WST02-400-BN-00144-15-CPVC | WST02 | 400 | BN | PI | 0140 |  | MICRONUTRIENTS DOSING PUMP A DISCHARGE PRESSURE INDICATOR | BN DOSING P A DISCHARGE PI | NON-HAZARDOUS |  |  | 1000 | 1.5 | 0.5 | 10 | BOURDON TUBE | ALH-02-4BM-B20/_PY_ZL_RX_SX_PW_PS2 | SS316L | IP65 | 0 - 600 kPa(g) | PP + PTFE |  | BN DOSING PUMP A DISCHARGE | 0 - 500 kPa(g) | 30 | 219 | 220 | 221 | 600 |  |  |  |  | SS316 | IP65 |  |  |  | 2% of Span |  | 0 - 600 kPa(g) | [17 empty] | Baumer | [5 empty] | Baumer | Baumer (Singapore) Pte Ltd | www.baumer.com | 62912677 | 62912077 | sales.sg@baumer.com | India
0010330032 | AT_INST_ | WST02-400-PI-0160 | C4B | 131242-WST02-DR-P-6020.dgn | WST02-400-ASC-00164-15-CPVC | WST02 | 400 | ASC | PI | 0160 |  | ANTISCALANT DOSING PUMP A DISCHARGE PRESSURE INDICATOR | ASC DOSING P A DISCHARGE PI | NON-HAZARDOUS |  |  | 1000 | 0 | 0 | 20 | BOURDON TUBE | ALH-02-4BM-B20/_PY_ZL_RX_SX_PW_PS2 | SS316L | IP65 | 0 - 600 kPa(g) | PP + PTFE |  | ASC DOSING PUMP A DISCHARGE | 0 - 500 kPa(g) | 30 | 130 | 120 | 176 | 600 |  |  |  |  | SS316 | IP65 |  |  |  | 2% of Span |  | 0 - 600 kPa(g) | [17 empty] | Baumer | [5 empty] | Baumer | Baumer (Singapore) Pte Ltd | www.baumer.com | 62912677 | 62912077 | sales.sg@baumer.com | India
0010330005 | AT_INST_ | WST02-400-PI-0220 | C4B | 131242-WST02-DR-P-6018.dgn | WST02-400-DEF-00244-32-HDPE | WST02 | 400 | DEF | PI | 0220 |  | ANTIFOAM DOSING PUMP B DISCHARGE PRESSURE INDICATOR | ANTIFOAM DOSING PUMP B DISCHARGE PI | NON-HAZARDOUS |  |  | 1000 | 0 | 0 | 10 | BOURDON TUBE | ALH-02-4BM-B20/_PY_ZL_RX_SX_PW_PS2 | SS316L | IP65 | 0 - 600 kPa(g) | PP + PTFE |  | BN DOSING PUMP B DISCHARGE | 0 - 500 kPa(g) | 30 | 196 | 196 | 226 | 600 |  |  |  |  | SS316 | IP65 |  |  |  | 2% of Span |  | 0 - 600 kPa(g) | [17 empty] | Baumer | [5 empty] | Baumer | Baumer (Singapore) Pte Ltd | www.baumer.com | 62912677 | 62912077 | sales.sg@baumer.com | India
0010330021 | AT_INST_ | WST02-400-PI-0240 | C4B | 131242-WST02-DR-P-6019.dgn | WST02-400-BN-00244-15-CPVC | WST02 | 400 | BN | PI | 0240 |  | MICRONUTRIENTS DOSING PUMP B DISCHARGE PRESSURE INDICATOR | BN DOSING P B DISCHARGE PI | NON-HAZARDOUS |  |  | 1000 | 0 | 0 | 10 | BOURDON TUBE | ALH-02-4BM-B20/_PY_ZL_RX_SX_PW_PS2 | SS316L | IP65 | 0 - 600 kPa(g) | PP + PTFE |  | BN DOSING PUMP B DISCHARGE | 0 - 500 kPa(g) | 30 | 219 | 220 | 221 | 600 |  |  |  |  | SS316 | IP65 |  |  |  | 2% of Span |  | 0 - 600 kPa(g) | [17 empty] | Baumer | [5 empty] | Baumer | Baumer (Singapore) Pte Ltd | www.baumer.com | 62912677 | 62912077 | sales.sg@baumer.com | India
0010330034 | AT_INST_ | WST02-400-PI-0260 | C4B | 131242-WST02-DR-P-6020.dgn | WST02-400-ASC-00164-15-CPVC | WST02 | 400 | ASC | PI | 0260 |  | ANTISCALANT DOSING PUMP B DISCHARGE PRESSURE INDICATOR | ASC DOSING P B DISCHARGE PI | NON-HAZARDOUS |  |  | 1000 | 0 | 0 | 20 | BOURDON TUBE | ALH-02-4BM-B20/_PY_ZL_RX_SX_PW_PS2 | SS316L | IP65 | 0 - 600 kPa(g) | PP + PTFE |  | ASC DOSING PUMP B DISCHARGE | 0 - 500 kPa(g) | 30 | 130 | 120 | 176 | 600 |  |  |  |  | SS316 | IP65 |  |  |  | 2% of Span |  | 0 - 600 kPa(g) | [17 empty] | Baumer | [5 empty] | Baumer | Baumer (Singapore) Pte Ltd | www.baumer.com | 62912677 | 62912077 | sales.sg@baumer.com | India
0010330006 | AT_INST_ | WST02-400-PI-0320 | C4B | 131242-WST02-DR-P-6018.dgn | WST02-400-DEF-00344-32-HDPE | WST02 | 400 | DEF | PI | 0320 |  | ANTIFOAM DOSING PUMP C DISCHARGE PRESSURE INDICATOR | ANTIFOAM DOSING PUMP C DISCHARGE PI | NON-HAZARDOUS |  |  | 1000 | 0 | 0 | 10 | BOURDON TUBE | ALH-02-4BM-B20/_PY_ZL_RX_SX_PW_PS2 | SS316L | IP65 | 0 - 600 kPa(g) | PP + PTFE |  | BN DOSING PUMP C DISCHARGE | 0 - 500 kPa(g) | 30 | 196 | 196 | 226 | 600 |  |  |  |  | SS316 | IP65 |  |  |  | 2% of Span |  | 0 - 600 kPa(g) | [17 empty] | Baumer | [5 empty] | Baumer | Baumer (Singapore) Pte Ltd | www.baumer.com | 62912677 | 62912077 | sales.sg@baumer.com | India
0010330020 | AT_INST_ | WST02-400-PI-0340 | C4B | 131242-WST02-DR-P-6019.dgn | WST02-400-BN-00344-15-CPVC | WST02 | 400 | BN | PI | 0340 |  | MICRONUTRIENTS DOSING PUMP C DISCHARGE PRESSURE INDICATOR | BN DOSING P C DISCHARGE PI | NON-HAZARDOUS |  |  | 1000 | 0 | 0 | 10 | BOURDON TUBE | ALH-02-4BM-B20/_PY_ZL_RX_SX_PW_PS2 | SS316L | IP65 | 0 - 600 kPa(g) | PP + PTFE |  | BN DOSING PUMP C DISCHARGE | 0 - 500 kPa(g) | 30 | 219 | 220 | 221 | 600 |  |  |  |  | SS316 | IP65 |  |  |  | 2% of Span |  | 0 - 600 kPa(g) | [17 empty] | Baumer | [5 empty] | Baumer | Baumer (Singapore) Pte Ltd | www.baumer.com | 62912677 | 62912077 | sales.sg@baumer.com | India
0010330035 | AT_INST_ | WST02-400-PI-0360 | C4B | 131242-WST02-DR-P-6020.dgn | WST02-400-ASC-00164-15-CPVC | WST02 | 400 | ASC | PI | 0360 |  | ANTISCALANT DOSING PUMP C DISCHARGE PRESSURE INDICATOR | ASC DOSING P C DISCHARGE PI | NON-HAZARDOUS |  |  | 1000 | 0 | 0 | 20 | BOURDON TUBE | ALH-02-4BM-B20/_PY_ZL_RX_SX_PW_PS2 | SS316L | IP65 | 0 - 600 kPa(g) | PP + PTFE |  | ASC DOSING PUMP C DISCHARGE | 0 - 500 kPa(g) | 30 | 130 | 120 | 176 | 600 |  |  |  |  | SS316 | IP65 |  |  |  | 2% of Span |  | 0 - 600 kPa(g) | [17 empty] | Baumer | [5 empty] | Baumer | Baumer (Singapore) Pte Ltd | www.baumer.com | 62912677 | 62912077 | sales.sg@baumer.com | India
0010330007 | AT_INST_ | WST02-400-PI-0420 | C4B | 131242-WST02-DR-P-6018.dgn | WST02-400-DEF-00444-32-HDPE | WST02 | 400 | DEF | PI | 0420 |  | ANTIFOAM DOSING PUMP D DISCHARGE PRESSURE INDICATOR | ANTIFOAM DOSING PUMP D DISCHARGE PI | NON-HAZARDOUS |  |  | 1000 | 0 | 0 | 10 | BOURDON TUBE | ALH-02-4BM-B20/_PY_ZL_RX_SX_PW_PS2 | SS316L | IP65 | 0 - 600 kPa(g) | PP + PTFE |  | BN DOSING PUMP D DISCHARGE | 0 - 500 kPa(g) | 30 | 196 | 196 | 226 | 600 |  |  |  |  | SS316 | IP65 |  |  |  | 2% of Span |  | 0 - 600 kPa(g) | [17 empty] | Baumer | [5 empty] | Baumer | Baumer (Singapore) Pte Ltd | www.baumer.com | 62912677 | 62912077 | sales.sg@baumer.com | India
0010330019 | AT_INST_ | WST02-400-PI-0440 | C4B | 131242-WST02-DR-P-6019.dgn | WST02-400-BN-00444-15-CPVC | WST02 | 400 | BN | PI | 0440 |  | MICRONUTRIENTS DOSING PUMP D DISCHARGE PRESSURE INDICATOR | BN DOSING P D DISCHARGE PI | NON-HAZARDOUS |  |  | 1000 | 0 | 0 | 10 | BOURDON TUBE | ALH-02-4BM-B20/_PY_ZL_RX_SX_PW_PS2 | SS316L | IP65 | 0 - 600 kPa(g) | PP + PTFE |  | BN DOSING PUMP D DISCHARGE | 0 - 500 kPa(g) | 30 | 219 | 220 | 221 | 600 |  |  |  |  | SS316 | IP65 |  |  |  | 2% of Span |  | 0 - 600 kPa(g) | [17 empty] | Baumer | [5 empty] | Baumer | Baumer (Singapore) Pte Ltd | www.baumer.com | 62912677 | 62912077 | sales.sg@baumer.com | India
0010330008 | AT_INST_ | WST02-400-PI-0520 | C4B | 131242-WST02-DR-P-6018.dgn | WST02-400-DEF-00544-32-HDPE | WST02 | 400 | DEF | PI | 0520 |  | ANTIFOAM DOSING PUMP E DISCHARGE PRESSURE INDICATOR | ANTIFOAM DOSING PUMP E DISCHARGE PI | NON-HAZARDOUS |  |  | 1000 | 0 | 0 | 10 | BOURDON TUBE | ALH-02-4BM-B20/_PY_ZL_RX_SX_PW_PS2 | SS316L | IP65 | 0 - 600 kPa(g) | PP + PTFE |  | BN DOSING PUMP E DISCHARGE | 0 - 500 kPa(g) | 30 | 196 | 196 | 226 | 600 |  |  |  |  | SS316 | IP65 |  |  |  | 2% of Span |  | 0 - 600 kPa(g) | [17 empty] | Baumer | [5 empty] | Baumer | Baumer (Singapore) Pte Ltd | www.baumer.com | 62912677 | 62912077 | sales.sg@baumer.com | India
0010330018 | AT_INST_ | WST02-400-PI-0540 | C4B | 131242-WST02-DR-P-6019.dgn | WST02-400-BN-00544-15-CPVC | WST02 | 400 | BN | PI | 0540 |  | MICRONUTRIENTS DOSING PUMP E DISCHARGE PRESSURE INDICATOR | BN DOSING P E DISCHARGE PI | NON-HAZARDOUS |  |  | 1000 | 0 | 0 | 10 | BOURDON TUBE | ALH-02-4BM-B20/_PY_ZL_RX_SX_PW_PS2 | SS316L | IP65 | 0 - 600 kPa(g) | PP + PTFE |  | BN DOSING PUMP E DISCHARGE | 0 - 500 kPa(g) | 30 | 219 | 220 | 221 | 600 |  |  |  |  | SS316 | IP65 |  |  |  | 2% of Span |  | 0 - 600 kPa(g) | [17 empty] | Baumer | [5 empty] | Baumer | Baumer (Singapore) Pte Ltd | www.baumer.com | 62912677 | 62912077 | sales.sg@baumer.com | India
0010298490 | AT_INST_ | WST02-400-ZC-0101 | C4B | 131242-WST02-DR-P-6018.dgn |  | WST02 | 400 | DEF | ZC | 0101 |  | ANTIFOAM DOSING PUMP A STROKE LENGTH CONTROLLER | ANTIFOAM DOSING PUMP A STROKE LENGTH CONTROLLER | NON-HAZARDOUS | [13 empty] | ANTIFOAM DOSING PUMP A | [23 empty] | WST02-ECCP-1000 | SSNR XLV ROOM | WST02-RIO-0401 | SSN CHEMICAL AREA | [8 empty] | PROMINENT | [5 empty] | PROMINENT | PROMINENT | https://www.prominent.com/ | +6567474935 | +6567452240 | info-sg@prominent.com | GERMANY
0010298506 | AT_INST_ | WST02-400-ZC-0102 | C4B | 131242-WST02-DR-P-6019.dgn |  | WST02 | 400 | BN | ZC | 0102 |  | MICRONUTRIENTS DOSING PUMP A STROKE LENGTH CONTROLLER | BN DOSING P A STROKE LEN CONTROLLER | NON-HAZARDOUS | [13 empty] | MICRONUTRIENT DOSING PUMP A | [23 empty] | WST02-ECCP-1000 | SSNR XLV ROOM | WST02-RIO-0401 | SSN CHEMICAL AREA | [8 empty] | PROMINENT | [5 empty] | PROMINENT | PROMINENT | https://www.prominent.com/ | +6567474935 | +6567452240 | info-sg@prominent.com | GERMANY
0010298524 | AT_INST_ | WST02-400-ZC-0103 | C4B | 131242-WST02-DR-P-6020.dgn |  | WST02 | 400 | ASC | ZC | 0103 |  | ANTISCALANT DOSING PUMP A STROKE LENGTH CONTROLLER | ANTISCALANT DOSING PUMP A STROKE LENGTH CONTROLLER | NON-HAZARDOUS | [13 empty] | ANTISCALANT DOSING PUMP A | [23 empty] | WST02-ECCP-1000 | SSNR XLV ROOM | WST02-RIO-0401 | SSN CHEMICAL AREA | [8 empty] | PROMINENT | [5 empty] | PROMINENT | PROMINENT | https://www.prominent.com/ | +6567474935 | +6567452240 | info-sg@prominent.com | GERMANY
0010298491 | AT_INST_ | WST02-400-ZC-0201 | C4B | 131242-WST02-DR-P-6018.dgn |  | WST02 | 400 | DEF | ZC | 0201 |  | ANTIFOAM DOSING PUMP B STROKE LENGTH CONTROLLER | ANTIFOAM DOSING PUMP B STROKE LENGTH CONTROLLER | NON-HAZARDOUS | [13 empty] | ANTIFOAM DOSING PUMP B | [23 empty] | WST02-ECCP-1000 | SSNR XLV ROOM | WST02-RIO-0401 | SSN CHEMICAL AREA | [8 empty] | PROMINENT | [5 empty] | PROMINENT | PROMINENT | https://www.prominent.com/ | +6567474935 | +6567452240 | info-sg@prominent.com | GERMANY
0010298507 | AT_INST_ | WST02-400-ZC-0202 | C4B | 131242-WST02-DR-P-6019.dgn |  | WST02 | 400 | BN | ZC | 0202 |  | MICRONUTRIENTS DOSING PUMP B STROKE LENGTH CONTROLLER | BN DOSING P B STROKE LEN CONTROLLER | NON-HAZARDOUS | [13 empty] | MICRONUTRIENT DOSING PUMP B | [23 empty] | WST02-ECCP-1000 | SSNR XLV ROOM | WST02-RIO-0401 | SSN CHEMICAL AREA | [8 empty] | PROMINENT | [5 empty] | PROMINENT | PROMINENT | https://www.prominent.com/ | +6567474935 | +6567452240 | info-sg@prominent.com | GERMANY
0010298525 | AT_INST_ | WST02-400-ZC-0203 | C4B | 131242-WST02-DR-P-6020.dgn |  | WST02 | 400 | ASC | ZC | 0203 |  | ANTISCALANT DOSING PUMP B STROKE LENGTH CONTROLLER | ANTISCALANT DOSING PUMP B STROKE LENGTH CONTROLLER | NON-HAZARDOUS | [13 empty] | ANTISCALANT DOSING PUMP B | [23 empty] | WST02-ECCP-1000 | SSNR XLV ROOM | WST02-RIO-0401 | SSN CHEMICAL AREA | [8 empty] | PROMINENT | [5 empty] | PROMINENT | PROMINENT | https://www.prominent.com/ | +6567474935 | +6567452240 | info-sg@prominent.com | GERMANY
0010298492 | AT_INST_ | WST02-400-ZC-0301 | C4B | 131242-WST02-DR-P-6018.dgn |  | WST02 | 400 | DEF | ZC | 0301 |  | ANTIFOAM DOSING PUMP C STROKE LENGTH CONTROLLER | ANTIFOAM DOSING PUMP C STROKE LENGTH CONTROLLER | NON-HAZARDOUS | [13 empty] | ANTIFOAM DOSING PUMP C | [23 empty] | WST02-ECCP-1000 | SSNR XLV ROOM | WST02-RIO-0401 | SSN CHEMICAL AREA | [8 empty] | PROMINENT | [5 empty] | PROMINENT | PROMINENT | https://www.prominent.com/ | +6567474935 | +6567452240 | info-sg@prominent.com | GERMANY
0010298508 | AT_INST_ | WST02-400-ZC-0302 | C4B | 131242-WST02-DR-P-6019.dgn |  | WST02 | 400 | BN | ZC | 0302 |  | MICRONUTRIENTS DOSING PUMP C STROKE LENGTH CONTROLLER | BN DOSING P C STROKE LEN CONTROLLER | NON-HAZARDOUS | [13 empty] | MICRONUTRIENT DOSING PUMP C | [23 empty] | WST02-ECCP-1000 | SSNR XLV ROOM | WST02-RIO-0401 | SSN CHEMICAL AREA | [8 empty] | PROMINENT | [5 empty] | PROMINENT | PROMINENT | https://www.prominent.com/ | +6567474935 | +6567452240 | info-sg@prominent.com | GERMANY
0010298526 | AT_INST_ | WST02-400-ZC-0303 | C4B | 131242-WST02-DR-P-6020.dgn |  | WST02 | 400 | ASC | ZC | 0303 |  | ANTISCALANT DOSING PUMP C STROKE LENGTH CONTROLLER | ANTISCALANT DOSING PUMP C STROKE LENGTH CONTROLLER | NON-HAZARDOUS | [13 empty] | ANTISCALANT DOSING PUMP C | [23 empty] | WST02-ECCP-1000 | SSNR XLV ROOM | WST02-RIO-0401 | SSN CHEMICAL AREA | [8 empty] | PROMINENT | [5 empty] | PROMINENT | PROMINENT | https://www.prominent.com/ | +6567474935 | +6567452240 | info-sg@prominent.com | GERMANY
0010298493 | AT_INST_ | WST02-400-ZC-0401 | C4B | 131242-WST02-DR-P-6018.dgn |  | WST02 | 400 | DEF | ZC | 0401 |  | ANTIFOAM DOSING PUMP D STROKE LENGTH CONTROLLER | ANTIFOAM DOSING PUMP D STROKE LENGTH CONTROLLER | NON-HAZARDOUS | [13 empty] | ANTIFOAM DOSING PUMP D | [23 empty] | WST02-ECCP-1000 | SSNR XLV ROOM | WST02-RIO-0401 | SSN CHEMICAL AREA | [8 empty] | PROMINENT | [5 empty] | PROMINENT | PROMINENT | https://www.prominent.com/ | +6567474935 | +6567452240 | info-sg@prominent.com | GERMANY
0010298509 | AT_INST_ | WST02-400-ZC-0402 | C4B | 131242-WST02-DR-P-6019.dgn |  | WST02 | 400 | BN | ZC | 0402 |  | MICRONUTRIENTS DOSING PUMP D STROKE LENGTH CONTROLLER | BN DOSING P D STROKE LEN CONTROLLER | NON-HAZARDOUS | [13 empty] | MICRONUTRIENT DOSING PUMP D | [23 empty] | WST02-ECCP-1000 | SSNR XLV ROOM | WST02-RIO-0401 | SSN CHEMICAL AREA | [8 empty] | PROMINENT | [5 empty] | PROMINENT | PROMINENT | https://www.prominent.com/ | +6567474935 | +6567452240 | info-sg@prominent.com | GERMANY
0010298494 | AT_INST_ | WST02-400-ZC-0501 | C4B | 131242-WST02-DR-P-6018.dgn |  | WST02 | 400 | DEF | ZC | 0501 |  | ANTIFOAM DOSING PUMP E STROKE LENGTH CONTROLLER | ANTIFOAM DOSING PUMP E STROKE LENGTH CONTROLLER | NON-HAZARDOUS | [13 empty] | ANTIFOAM DOSING PUMP E | [23 empty] | WST02-ECCP-1000 | SSNR XLV ROOM | WST02-RIO-0401 | SSN CHEMICAL AREA | [8 empty] | PROMINENT | [5 empty] | PROMINENT | PROMINENT | https://www.prominent.com/ | +6567474935 | +6567452240 | info-sg@prominent.com | GERMANY
0010298510 | AT_INST_ | WST02-400-ZC-0502 | C4B | 131242-WST02-DR-P-6019.dgn |  | WST02 | 400 | BN | ZC | 0502 |  | MICRONUTRIENTS DOSING PUMP E STROKE LENGTH CONTROLLER | BN DOSING P E STROKE LEN CONTROLLER | NON-HAZARDOUS | [13 empty] | MICRONUTRIENT DOSING PUMP E | [23 empty] | WST02-ECCP-1000 | SSNR XLV ROOM | WST02-RIO-0401 | SSN CHEMICAL AREA | [8 empty] | PROMINENT | [5 empty] | PROMINENT | PROMINENT | https://www.prominent.com/ | +6567474935 | +6567452240 | info-sg@prominent.com | GERMANY
0010322623 | AT_INST_FLO | WST02-401-FE-0101 | C4B | 131242-WST02-DR-P-6015.dgn | WST02-401-FC-00114-20-CPVC | WST02 | 401 | FC | FE | 0101 |  | FERRIC CHLORIDE DOSING TO ANAMMOX REACTOR 1 FLOW ELEMENT | FC DOSING TO AMX REACTOR 1 FE | NON-HAZARDOUS |  | 15 | 1000 | 10.8 | 4.1 | 50 | ELECTROMAGNETIC | Promag H 500 |  | IP65 | 3-420L/hr | Ta;PFA;PVDF;Kalrez |  | ANAMMOX Rx 1 FeCl3 DOSING In. | 0 - 50 L/H | 30 | 234 | 235 | 251 | 600 |  |  |  |  | Stainless Steel | IP65 |  |  |  | ±0.2% |  |  |  | PFA | Stainless Steel | 2 | [13 empty] | Endress+Hauser | [5 empty] | Endress+Hauser | Endress+Hauser | www.sg.endress.com | +65 67685716 | +65 6566 6848 | info.sg@endress.com | India/Switzerland
0010322778 | AT_INST_FLO | WST02-401-FE-0110 | C4B | 131242-WST02-DR-P-6015.dgn | WST02-401-FC-00100-50-CPVC | WST02 | 401 | FC | FE | 0110 |  | FERRIC CHLORIDE TANKER OFFLOADING FLOW ELEMENT | FERRIC CHLORIDE TANKER OFFLOADING FLOW ELEMENT | NON-HAZARDOUS |  | 50 | 1000 | 32000 | 17000 | 40000 | ELECTROMAGNETIC | Promag W 400 |  | IP65 | 2.1 - 66 m3/hr | Ta; Hard Rubber |  | FeCl3 TANKER OFFLOADING LINE | 0 - 40000L/H | 30 | 300 | 300 | 300 | 600 |  |  |  |  | ALUMINUM | IP65 |  |  |  | ±0.2% |  |  |  | Hard Rubber | Aluminum | 50 | [13 empty] | Endress+Hauser | [5 empty] | Endress+Hauser | Endress+Hauser | www.sg.endress.com | +65 67685716 | +65 6566 6848 | info.sg@endress.com | India/Switzerland
0010322574 | AT_INST_FLO | WST02-401-FE-0201 | C4B | 131242-WST02-DR-P-6015.dgn | WST02-401-FC-00214-20-CPVC | WST02 | 401 | FC | FE | 0201 |  | FERRIC CHLORIDE DOSING TO ANAMMOX REACTOR 2 FLOW ELEMENT | FC DOSING TO AMX REACTOR 2 FE | NON-HAZARDOUS |  | 15 | 1000 | 10.8 | 4.1 | 50 | ELECTROMAGNETIC | Promag H 500 |  | IP65 | 3-420L/hr | Ta;PFA;PVDF;Kalrez |  | ANAMMOX Rx 2 FeCl3 DOSING In. | 0 - 50 L/H | 30 | 234 | 235 | 251 | 600 |  |  |  |  | Stainless Steel | IP65 |  |  |  | ±0.2% |  |  |  | PFA | Stainless Steel | 2 | [13 empty] | Endress+Hauser | [5 empty] | Endress+Hauser | Endress+Hauser | www.sg.endress.com | +65 67685716 | +65 6566 6848 | info.sg@endress.com | India/Switzerland
0010322550 | AT_INST_FLO | WST02-401-FE-0301 | C4B | 131242-WST02-DR-P-6015.dgn | WST02-401-FC-00314-20-CPVC | WST02 | 401 | FC | FE | 0301 |  | FERRIC CHLORIDE DOSING TO ANAMMOX REACTOR 3 FLOW ELEMENT | FC DOSING TO AMX REACTOR 3 FE | NON-HAZARDOUS |  | 15 | 1000 | 10.8 | 4.1 | 50 | ELECTROMAGNETIC | Promag H 500 |  | IP65 | 3-420L/hr | Ta;PFA;PVDF;Kalrez |  | ANAMMOX Rx 3 FeCl3 DOSING In. | 0 - 50 L/H | 30 | 234 | 235 | 251 | 600 |  |  |  |  | Stainless Steel | IP65 |  |  |  | ±0.2% |  |  |  | PFA | Stainless Steel | 2 | [13 empty] | Endress+Hauser | [5 empty] | Endress+Hauser | Endress+Hauser | www.sg.endress.com | +65 67685716 | +65 6566 6848 | info.sg@endress.com | India/Switzerland
0010322619 | AT_INST_FLO | WST02-401-FE-0401 | C4B | 131242-WST02-DR-P-6015.dgn | WST02-401-FC-00414-20-CPVC | WST02 | 401 | FC | FE | 0401 |  | FERRIC CHLORIDE DOSING TO ANAMMOX REACTOR 4 FLOW ELEMENT | FC DOSING TO AMX REACTOR 4 FE | NON-HAZARDOUS |  | 15 | 1000 | 10.8 | 4.1 | 50 | ELECTROMAGNETIC | Promag H 500 |  | IP65 | 3-420L/hr | Ta;PFA;PVDF;Kalrez |  | ANAMMOX Rx 4 FeCl3 DOSING In. | 0 - 50 L/H | 30 | 234 | 235 | 251 | 600 |  |  |  |  | Stainless Steel | IP65 |  |  |  | ±0.2% |  |  |  | PFA | Stainless Steel | 2 | [13 empty] | Endress+Hauser | [5 empty] | Endress+Hauser | Endress+Hauser | www.sg.endress.com | +65 67685716 | +65 6566 6848 | info.sg@endress.com | India/Switzerland
0010322643 | AT_INST_ | WST02-401-FIA-0101 | C4B | 131242-WST02-DR-P-6015.dgn |  | WST02 | 401 | FC | FIA | 0101 |  | FERRIC CHLORIDE DOSING TO ANAMMOX REACTOR 1 FLOW ALARM | FC DOSING TO AMX REACTOR 1 FLOW ALARM | NON-HAZARDOUS | [21 empty] | H | L |  |  |  |  | SOFT I/O
0010322864 | AT_INST_ | WST02-401-FIA-0110 | C4B | 131242-WST02-DR-P-6015.dgn |  | WST02 | 401 | FC | FIA | 0110 |  | FERRIC CHLORIDE TANKER OFFLOADING FLOW ALARM | FERRIC CHLORIDE TANKER OFFLOADING FLOW ALARM | NON-HAZARDOUS | [22 empty] | L |  |  |  |  | SOFT I/O
0010322575 | AT_INST_ | WST02-401-FIA-0201 | C4B | 131242-WST02-DR-P-6015.dgn |  | WST02 | 401 | FC | FIA | 0201 |  | FERRIC CHLORIDE DOSING TO ANAMMOX REACTOR 2 FLOW ALARM | FC DOSING TO AMX REACTOR 2 FLOW ALARM | NON-HAZARDOUS | [21 empty] | H | L |  |  |  |  | SOFT I/O
0010322737 | AT_INST_ | WST02-401-FIA-0301 | C4B | 131242-WST02-DR-P-6015.dgn |  | WST02 | 401 | FC | FIA | 0301 |  | FERRIC CHLORIDE DOSING TO ANAMMOX REACTOR 3 FLOW ALARM | FC DOSING TO AMX REACTOR 3 FLOW ALARM | NON-HAZARDOUS | [21 empty] | H | L |  |  |  |  | SOFT I/O
0010322620 | AT_INST_ | WST02-401-FIA-0401 | C4B | 131242-WST02-DR-P-6015.dgn |  | WST02 | 401 | FC | FIA | 0401 |  | FERRIC CHLORIDE DOSING TO ANAMMOX REACTOR 4 FLOW ALARM | FC DOSING TO AMX REACTOR 4 FLOW ALARM | NON-HAZARDOUS | [21 empty] | H | L |  |  |  |  | SOFT I/O
0010322642 | AT_INST_ | WST02-401-FIT-0101 | C4B | 131242-WST02-DR-P-6015.dgn |  | WST02 | 401 | FC | FIT | 0101 |  | FERRIC CHLORIDE DOSING TO ANAMMOX REACTOR 1 FLOW TRANSMITTER | FC DOSING TO AMX REACTOR 1 FLOW TRANSMITTER | NON-HAZARDOUS | [6 empty] | ELECTROMAGNETIC | 5H5B02-AAIBAEAAFAAALACA1PD9A2+AAPCZ1 |  | IP65 | 3-420L/hr | Ta;PFA;PVDF;Kalrez |  |  | 0 - 50 L/H | [10 empty] | IP65 |  | 4-20 mA + HART | Pulse | ±0.2% |  |  | 24VDC |  |  | 2 |  | WST02-ECCP-1000 | SSNR XLV ROOM | WST02-RIO-0401 | SSN CHEMICAL AREA | [8 empty] | Endress+Hauser |  |  |  | Promag W 400 |  | Endress+Hauser | Endress+Hauser | www.sg.endress.com | +65 67685716 | +65 6566 6848 | info.sg@endress.com | India/Switzerland
0010322863 | AT_INST_ | WST02-401-FIT-0110 | C4B | 131242-WST02-DR-P-6015.dgn |  | WST02 | 401 | FC | FIT | 0110 |  | FERRIC CHLORIDE TANKER OFFLOADING FLOW TRANSMITTER | FERRIC CHLORIDE TANKER OFFLOADING FLOW TRANSMITTER | NON-HAZARDOUS | [6 empty] | ELECTROMAGNETIC | 5W4C50-AAELHP2AHA1S29+AAPCZ1 |  | IP65 | 2.1 - 66 m3/hr | Ta; Hard Rubber |  |  | 0 - 40000L/H | [10 empty] | IP65 |  | 4-20 mA + HART | Pulse | ±0.2% |  |  | 24VDC |  |  | 50 |  | WST02-ECCP-1000 | SSNR XLV ROOM | WST02-RIO-0401 | SSN CHEMICAL AREA | [8 empty] | Endress+Hauser |  |  |  | Promag W 400 |  | Endress+Hauser | Endress+Hauser | www.sg.endress.com | +65 67685716 | +65 6566 6848 | info.sg@endress.com | India/Switzerland
0010322573 | AT_INST_ | WST02-401-FIT-0201 | C4B | 131242-WST02-DR-P-6015.dgn |  | WST02 | 401 | FC | FIT | 0201 |  | FERRIC CHLORIDE DOSING TO ANAMMOX REACTOR 2 FLOW TRANSMITTER | FC DOSING TO AMX REACTOR 2 FLOW TRANSMITTER | NON-HAZARDOUS | [6 empty] | ELECTROMAGNETIC | 5H5B02-AAIBAEAAFAAALACA1PD9A2+AAPCZ1 |  | IP65 | 3-420L/hr | Ta;PFA;PVDF;Kalrez |  |  | 0 - 50 L/H | [10 empty] | IP65 |  | 4-20 mA + HART | Pulse | ±0.2% |  |  | 24VDC |  |  | 2 |  | WST02-ECCP-1000 | SSNR XLV ROOM | WST02-RIO-0401 | SSN CHEMICAL AREA | [8 empty] | Endress+Hauser |  |  |  | Promag W 400 |  | Endress+Hauser | Endress+Hauser | www.sg.endress.com | +65 67685716 | +65 6566 6848 | info.sg@endress.com | India/Switzerland
0010322551 | AT_INST_ | WST02-401-FIT-0301 | C4B | 131242-WST02-DR-P-6015.dgn |  | WST02 | 401 | FC | FIT | 0301 |  | FERRIC CHLORIDE DOSING TO ANAMMOX REACTOR 3 FLOW TRANSMITTER | FC DOSING TO AMX REACTOR 3 FLOW TRANSMITTER | NON-HAZARDOUS | [6 empty] | ELECTROMAGNETIC | 5H5B02-AAIBAEAAFAAALACA1PD9A2+AAPCZ1 |  | IP65 | 3-420L/hr | Ta;PFA;PVDF;Kalrez |  |  | 0 - 50 L/H | [10 empty] | IP65 |  | 4-20 mA + HART | Pulse | ±0.2% |  |  | 24VDC |  |  | 2 |  | WST02-ECCP-1000 | SSNR XLV ROOM | WST02-RIO-0401 | SSN CHEMICAL AREA | [8 empty] | Endress+Hauser |  |  |  | Promag W 400 |  | Endress+Hauser | Endress+Hauser | www.sg.endress.com | +65 67685716 | +65 6566 6848 | info.sg@endress.com | India/Switzerland
0010322618 | AT_INST_ | WST02-401-FIT-0401 | C4B | 131242-WST02-DR-P-6015.dgn |  | WST02 | 401 | FC | FIT | 0401 |  | FERRIC CHLORIDE DOSING TO ANAMMOX REACTOR 4 FLOW TRANSMITTER | FC DOSING TO AMX REACTOR 4 FLOW TRANSMITTER | NON-HAZARDOUS | [6 empty] | ELECTROMAGNETIC | 5H5B02-AAIBAEAAFAAALACA1PD9A2+AAPCZ1 |  | IP65 | 3-420L/hr | Ta;PFA;PVDF;Kalrez |  |  | 0 - 50 L/H | [10 empty] | IP65 |  | 4-20 mA + HART | Pulse | ±0.2% |  |  | 24VDC |  |  | 2 |  | WST02-ECCP-1000 | SSNR XLV ROOM | WST02-RIO-0401 | SSN CHEMICAL AREA | [8 empty] | Endress+Hauser |  |  |  | Promag W 400 |  | Endress+Hauser | Endress+Hauser | www.sg.endress.com | +65 67685716 | +65 6566 6848 | info.sg@endress.com | India/Switzerland
0010322759 | AT_INST_ | WST02-401-LAH-0001 | C4B | 131242-WST02-DR-P-6015.dgn |  | WST02 | 401 | FC | LAH | 0001 |  | FERRIC CHLORIDE BUND LEVEL ALARM HIGH | FERRIC CHLORIDE BUND LEVEL ALARM HIGH | NON-HAZARDOUS | [27 empty] | SOFT I/O
0010322757 | AT_INST_ | WST02-401-LAH-0002 | C4B | 131242-WST02-DR-P-6015.dgn |  | WST02 | 401 | FC | LAH | 0002 |  | FERRIC CHLORIDE CATCHPOT LEVEL ALARM HIGH | FERRIC CHLORIDE CATCHPOT LEVEL ALARM HIGH | NON-HAZARDOUS | [27 empty] | SOFT I/O
0010322852 | AT_INST_ | WST02-401-LAH-0120 | C4B | 131242-WST02-DR-P-6015.dgn |  | WST02 | 401 | FC | LAH | 0120 |  | FERRIC CHLORIDE TO ANAMMOX REACTOR 1 CATCHPOT 1 HIGH LEVEL ALARM | FC TO AMX REACTOR 1 CATCHPOT 1 LAH | NON-HAZARDOUS | [27 empty] | SOFT I/O
0010331860 | AT_INST_ | WST02-401-LAH-0131 | C4B | 131242-WST02-DR-P-6005.dgn |  | WST02 | 401 | FC | LAH | 0131 |  | FERRIC CHLORIDE TO ANAMMOX REACTOR 1 CATCHPOT 2 HIGH LEVEL ALARM | FC TO AMX REACTOR 1 CATCHPOT 2 LAH | NON-HAZARDOUS | [27 empty] | SOFT I/O
0010322854 | AT_INST_ | WST02-401-LAH-0220 | C4B | 131242-WST02-DR-P-6015.dgn |  | WST02 | 401 | FC | LAH | 0220 |  | FERRIC CHLORIDE TO ANAMMOX REACTOR 2 CATCHPOT 1 HIGH LEVEL ALARM | FC TO AMX REACTOR 2 CATCHPOT 1 LAH | NON-HAZARDOUS | [27 empty] | SOFT I/O
0010331915 | AT_INST_ | WST02-401-LAH-0231 | C4B | 131242-WST02-DR-P-6006.dgn |  | WST02 | 401 | FC | LAH | 0231 |  | FeCl3 TO ANAMMOX REACTOR 2 CATCHPOT 2 HIGH LEVEL ALARM | FeCl3 TO AMX REACTOR 2 CATCHPOT 2 LAH | NON-HAZARDOUS | [27 empty] | SOFT I/O
0010322856 | AT_INST_ | WST02-401-LAH-0320 | C4B | 131242-WST02-DR-P-6015.dgn |  | WST02 | 401 | FC | LAH | 0320 |  | FERRIC CHLORIDE TO ANAMMOX REACTOR 3 CATCHPOT 1 HIGH LEVEL ALARM | FC TO AMX REACTOR 3 CATCHPOT 1 LAH | NON-HAZARDOUS | [27 empty] | SOFT I/O
0010332033 | AT_INST_ | WST02-401-LAH-0331 | C4B | 131242-WST02-DR-P-6007.dgn |  | WST02 | 401 | FC | LAH | 0331 |  | FERRIC CHLORIDE TO ANAMMOX REACTOR 3 CATCHPOT 2 HIGH LEVEL ALARM | FC TO AMX REACTOR 3 CATCHPOT 2 LAH | NON-HAZARDOUS | [27 empty] | SOFT I/O
0010322548 | AT_INST_ | WST02-401-LAH-0420 | C4B | 131242-WST02-DR-P-6015.dgn |  | WST02 | 401 | FC | LAH | 0420 |  | FERRIC CHLORIDE TO ANAMMOX REACTOR 4 CATCHPOT 1 HIGH LEVEL ALARM | FC TO AMX REACTOR 4 CATCHPOT 1 LAH | NON-HAZARDOUS | [27 empty] | SOFT I/O
0010332119 | AT_INST_ | WST02-401-LAH-0431 | C4B | 131242-WST02-DR-P-6008.dgn |  | WST02 | 401 | FC | LAH | 0431 |  | FERRIC CHLORIDE TO ANAMMOX REACTOR 4 CATCHPOT 2 HIGH LEVEL ALARM | FC TO AMX REACTOR 4 CATCHPOT 2 LAH | NON-HAZARDOUS | [27 empty] | SOFT I/O
0010322493 | AT_INST_ | WST02-401-LAHH-0001 | C4B | 131242-WST02-DR-P-6015.dgn |  | WST02 | 401 | FC | LAHH | 0001 |  | FERRIC CHLORIDE BUND LEVEL ALARM HIGH HIGH | FERRIC CHLORIDE BUND LEVEL ALARM HIGH HIGH | NON-HAZARDOUS | [27 empty] | SOFT I/O
0010322809 | AT_INST_ | WST02-401-LAHH-0101 | C4B | 131242-WST02-DR-P-6015.dgn |  | WST02 | 401 | FC | LAHH | 0101 |  | FERRIC CHLORIDE STORAGE TANK 1 LEVEL ALARM HIGH HIGH | FC STORAGE TANK 1 LAHH | NON-HAZARDOUS | [27 empty] | SOFT I/O
0010322615 | AT_INST_ | WST02-401-LAHH-0201 | C4B | 131242-WST02-DR-P-6015.dgn |  | WST02 | 401 | FC | LAHH | 0201 |  | FERRIC CHLORIDE STORAGE TANK 2 LEVEL ALARM HIGH HIGH | FC STORAGE TANK 2 LAHH | NON-HAZARDOUS | [27 empty] | SOFT I/O
0010322781 | AT_INST_ | WST02-401-LALL-0101 | C4B | 131242-WST02-DR-P-6015.dgn |  | WST02 | 401 | FC | LALL | 0101 |  | FERRIC CHLORIDE STORAGE TANK 1 LEVEL ALARM LOW LOW | FERRIC CHLORIDE STORAGE TANK 1 LEVEL ALARM LOW LOW | NON-HAZARDOUS
0010322616 | AT_INST_ | WST02-401-LALL-0201 | C4B | 131242-WST02-DR-P-6015.dgn |  | WST02 | 401 | FC | LALL | 0201 |  | FERRIC CHLORIDE STORAGE TANK 2 LEVEL ALARM LOW LOW | FERRIC CHLORIDE STORAGE TANK 2 LEVEL ALARM LOW LOW | NON-HAZARDOUS
0010322803 | AT_INST_CS | WST02-401-LE-0101 | C4B | 131242-WST02-DR-P-6015.dgn | WST02-401-FC-00121-25-CPVC | WST02 | 401 | FC | LE | 0101 |  | FERRIC CHLORIDE STORAGE TANK 1 LEVEL TRANSMITTER SEAL | FC STORAGE TANK 1 LIT SEAL | NON-HAZARDOUS |  | 25 | 1000 | 0 | 0 | 0 |  |  |  | IP65 |  | VTA |  | FeCl3 STORAGE TANK 1 | 0 - 2.2m | 30 | 30 | 0 | 35 | 100 | [5 empty] | IP65
0010322808 | AT_INST_CS | WST02-401-LE-0102 | C4B | 131242-WST02-DR-P-6015.dgn | WST02-401-FC-00123-25-CPVC | WST02 | 401 | FC | LE | 0102 |  | FERRIC CHLORIDE STORAGE TANK 1 LEVEL SWITCH HIGH HIGH SEAL | FC STORAGE TANK 1 LSHH SEAL | NON-HAZARDOUS |  | 25 | 1000 | 0 | 0 | 0 |  |  |  | IP65 |  | VTA |  | FeCl3 STORAGE TANK 1 |  | 30 | 30 | 0 | 35 | 100 | [5 empty] | IP65
0010322782 | AT_INST_CS | WST02-401-LE-0103 | C4B | 131242-WST02-DR-P-6015.dgn | WST02-401-FC-00125-25-CPVC | WST02 | 401 | FC | LE | 0103 |  | FERRIC CHLORIDE STORAGE TANK 1 LEVEL SWITCH LOW SEAL | FC STORAGE TANK 1 LSL SEAL | NON-HAZARDOUS |  | 25 | 1000 | 0 | 0 | 0 |  |  |  | IP65 |  | VTA |  | FeCl3 STORAGE TANK 1 |  | 30 | 30 | 0 | 35 | 100 | [5 empty] | IP65
0010322586 | AT_INST_CS | WST02-401-LE-0201 | C4B | 131242-WST02-DR-P-6015.dgn | WST02-401-FC-00221-25-CPVC | WST02 | 401 | FC | LE | 0201 |  | FERRIC CHLORIDE STORAGE TANK 2 LEVEL TRANSMITTER SEAL | FC STORAGE TANK 2 LIT SEAL | NON-HAZARDOUS |  | 25 | 1000 | 0 | 0 | 0 |  |  |  | IP65 |  | VTA |  | FeCl3 STORAGE TANK 2 | 0 - 2.2m | 30 | 30 | 0 | 35 | 100 | [5 empty] | IP65
0010322593 | AT_INST_CS | WST02-401-LE-0202 | C4B | 131242-WST02-DR-P-6015.dgn | WST02-401-FC-00223-25-CPVC | WST02 | 401 | FC | LE | 0202 |  | FERRIC CHLORIDE STORAGE TANK 2 LEVEL SWITCH HIGH HIGH SEAL | FC STORAGE TANK 2 LSHH SEAL | NON-HAZARDOUS |  | 25 | 1000 | 0 | 0 | 0 |  |  |  | IP65 |  | VTA |  | FeCl3 STORAGE TANK 2 |  | 30 | 30 | 0 | 35 | 100 | [5 empty] | IP65
0010322600 | AT_INST_CS | WST02-401-LE-0203 | C4B | 131242-WST02-DR-P-6015.dgn | WST02-401-FC-00225-25-CPVC | WST02 | 401 | FC | LE | 0203 |  | FERRIC CHLORIDE STORAGE TANK 2 LEVEL SWITCH LOW SEAL | FC STORAGE TANK 2 LSL SEAL | NON-HAZARDOUS |  | 25 | 1000 | 0 | 0 | 0 |  |  |  | IP65 |  | VTA |  | FeCl3 STORAGE TANK 2 |  | 30 | 30 | 0 | 35 | 100 | [5 empty] | IP65
0010322772 | AT_INST_ | WST02-401-LG-0110 | C4B | 131242-WST02-DR-P-6015.dgn | WST02-401-FC-00130-25-CPVC | WST02 | 401 | FC | LG | 0110 |  | FERRIC CHLORIDE STORAGE TANK 1 LEVEL GAUGE | FERRIC CHLORIDE STORAGE TANK 1 LEVEL GAUGE | NON-HAZARDOUS |  |  | 1000 | 0 | 0 | 0 | MAGNETIC LEVEL INDICATOR | M-C-5-E-(SS316+PC)-A-0-0-2-A-0-1.43g/cm3-2310mm-N | PP | IP65 | 0 - 2310 mm | PP |  | FeCl3 STORAGE TANK 1 |  | 30 | 30 | 0 | 35 | 100 |  |  |  |  | SS316+PC | IP65 |  |  |  | ±10mm | [19 empty] | Pipeline | [5 empty] | New-Flow | New-Flow Technologies | https://www.new-flow.com/en | 886-7-8135500 | 886-7-8225588 | info@new-flow.com | TAIWAN
0010322553 | AT_INST_ | WST02-401-LG-0210 | C4B | 131242-WST02-DR-P-6015.dgn | WST02-401-FC-00230-25-CPVC | WST02 | 401 | FC | LG | 0210 |  | FERRIC CHLORIDE STORAGE TANK 2 LEVEL GAUGE | FERRIC CHLORIDE STORAGE TANK 2 LEVEL GAUGE | NON-HAZARDOUS |  |  | 1000 | 0 | 0 | 0 | MAGNETIC LEVEL INDICATOR | M-C-5-E-(SS316+PC)-A-0-0-2-A-0-1.43g/cm3-2310mm-N | PP | IP65 | 0 - 2310 mm | PP |  | FeCl3 STORAGE TANK 2 |  | 30 | 30 | 0 | 35 | 100 |  |  |  |  | SS316+PC | IP65 |  |  |  | ±10mm | [19 empty] | Pipeline | [5 empty] | New-Flow | Golden Mountain Enterprise | https://www.new-flow.com/en | 886-7-8135500 | 886-7-8225588 | info@new-flow.com | TAIWAN
0010322804 | AT_INST_ | WST02-401-LIA-0101 | C4B | 131242-WST02-DR-P-6015.dgn |  | WST02 | 401 | FC | LIA | 0101 |  | FERRIC CHLORIDE STORAGE TANK 1 LEVEL ALARM | FERRIC CHLORIDE STORAGE TANK 1 LEVEL ALARM | NON-HAZARDOUS | [20 empty] | HH | H | L | LL |  |  |  | SOFT I/O
0010322614 | AT_INST_ | WST02-401-LIA-0201 | C4B | 131242-WST02-DR-P-6015.dgn |  | WST02 | 401 | FC | LIA | 0201 |  | FERRIC CHLORIDE STORAGE TANK 2 LEVEL ALARM | FERRIC CHLORIDE STORAGE TANK 2 LEVEL ALARM | NON-HAZARDOUS | [20 empty] | HH | H | L | LL |  |  |  | SOFT I/O
0010329980 | AT_INST_ | WST02-401-LIT-0101 | C4B | 131242-WST02-DR-P-6015.dgn | WST02-401-FC-00121-25-CPVC | WST02 | 401 | FC | LIT | 0101 |  | FERRIC CHLORIDE STORAGE TANK 1 LEVEL TRANSMITTER | FERRIC CHLORIDE STORAGE TANK 1 LEVEL TRANSMITTER | NON-HAZARDOUS | P |  | 1000 | 0 | 0 | 0 | HYDROSTATIC | PMP71B-AABAEJA6BD3HDAB9YYJ2+AANAZ1 |  | IP65 | -100-100 kPa(g) | Tantalum (On Hold) |  | FeCl3 STORAGE TANK 1 | 0 - 2.2m | 30 | 30 | 0 | 35 | 100 | [5 empty] | IP65 |  | 4-20 mA + HART |  | 0.25% of Span |  |  | LOOP-POWERED |  |  |  |  | WST02-ECCP-1000 | SSNR XLV ROOM | WST02-RIO-0401 | SSN CHEMICAL AREA | [8 empty] | Endress+Hauser | [5 empty] | Endress+Hauser | Endress+Hauser | www.sg.endress.com | +65 67685716 | +65 6566 6848 | info.sg@endress.com | India
0010329982 | AT_INST_ | WST02-401-LIT-0201 | C4B | 131242-WST02-DR-P-6015.dgn | WST02-401-FC-00221-25-CPVC | WST02 | 401 | FC | LIT | 0201 |  | FERRIC CHLORIDE STORAGE TANK 2 LEVEL TRANSMITTER | FERRIC CHLORIDE STORAGE TANK 2 LEVEL TRANSMITTER | NON-HAZARDOUS | P |  | 1000 | 0 | 0 | 0 | HYDROSTATIC | PMP71B-AABAEJA6BD3HDAB9YYJ2+AANAZ1 |  | IP65 | -100-100 kPa(g) | Tantalum (On Hold) |  | FeCl3 STORAGE TANK 2 | 0 - 2.2m | 30 | 30 | 0 | 35 | 100 | [5 empty] | IP65 |  | 4-20 mA + HART |  | 0.25% of Span |  |  | LOOP-POWERED |  |  |  |  | WST02-ECCP-1000 | SSNR XLV ROOM | WST02-RIO-0401 | SSN CHEMICAL AREA | [8 empty] | Endress+Hauser | [5 empty] | Endress+Hauser | Endress+Hauser | www.sg.endress.com | +65 67685716 | +65 6566 6848 | info.sg@endress.com | India
0010322758 | AT_INST_ | WST02-401-LSH-0001 | C4B | 131242-WST02-DR-P-6015.dgn |  | WST02 | 401 | FC | LSH | 0001 |  | FERRIC CHLORIDE BUND LEVEL SWITCH HIGH | FERRIC CHLORIDE BUND LEVEL SWITCH HIGH | NON-HAZARDOUS | E |  | 10 |  |  |  | CONDUCTIVE | FTW31-A1C2FA0A + FTW325-A2B1A | CARBON FIBER | IP65 | 1000mm | CARBON FIBER |  | FERRIC CHLORIDE BUND SUMP | 0.1 m | 30 | 0 | 0 | 3 | [5 empty] | PPS & PBT | IP65 | YES | DRY CONTACT |  | ±10%At100Ω-100kΩ | 0.1m |  | 24VDC |  |  |  |  | WST02-ECCP-1000 | SSNR XLV ROOM | WST02-RIO-0401 | SSN CHEMICAL AREA |  |  | 700 | [5 empty] | Endress+Hauser | [5 empty] | Endress+Hauser | Endress+Hauser | www.sg.endress.com | +65 67685716 | +65 6566 6848 | info.sg@endress.com | Germany
0010322756 | AT_INST_ | WST02-401-LSH-0002 | C4B | 131242-WST02-DR-P-6015.dgn |  | WST02 | 401 | FC | LSH | 0002 |  | FERRIC CHLORIDE CATCHPOT LEVEL SWITCH HIGH | FERRIC CHLORIDE CATCHPOT LEVEL SWITCH HIGH | NON-HAZARDOUS | TF | [5 empty] | TUNING FORK | FTL62-AAA2BBANN3BNAAAAJ+Z1 | ECTFE | IP65 |  | ECTFE |  | FERRIC CHLORIDE CATCHPOT | 0.1 m | 30 | 0 | 0 | 0 | [5 empty] | ALUMINUM | IP65 | YES | 3-WIRE PNP |  | 0to+0.9mm | 0.1 m |  | 24VDC |  |  |  |  | WST02-ECCP-1000 | SSNR XLV ROOM | WST02-RIO-0401 | SSN CHEMICAL AREA | [8 empty] | Endress+Hauser | [5 empty] | Endress+Hauser | Endress+Hauser | www.sg.endress.com | +65 67685716 | +65 6566 6848 | info.sg@endress.com | India/Germany
0010322851 | AT_INST_ | WST02-401-LSH-0120 | C4B | 131242-WST02-DR-P-6015.dgn | WST02-401-FC-00114-20-CPVC | WST02 | 401 | FC | LSH | 0120 |  | FERRIC CHLORIDE TO ANAMMOX REACTOR 1 CATCHPOT 1 LEVEL SWITCH HIGH | FC TO AMX REACTOR 1 CATCHPOT 1 LSH | NON-HAZARDOUS | CAP | [5 empty] | CAPACITIVE | KI6000 + EVF004 + E11037 | PBT; PC; POM | IP65 | 0.5 to 40 mm | Non-contact Type |  | FeCl3 TO Ana Rx 1 CATCHPOT 1 | - | 30 | 0 | 0 | 0 | [5 empty] | PBT; PC; POM | IP65 |  | 3-Wire PNP, NO |  | 1 - 15% | 40mm |  | 24VDC |  |  |  |  | WST02-ECCP-1000 | SSNR XLV ROOM | WST02-RIO-0401 | SSN CHEMICAL AREA | [8 empty] | IFM | [5 empty] | IFM | IFM | https://www.ifm.com/sg/en | 6562 8661 | 6562 8660 | sales.sg@ifm.com | Germany/Poland
0010331856 | AT_INST_ | WST02-401-LSH-0131 | C4B | 131242-WST02-DR-P-6005.dgn |  | WST02 | 401 | FC | LSH | 0131 |  | FERRIC CHLORIDE TO ANAMMOX REACTOR 1 CATCHPOT 2 LEVEL SWITCH HIGH | FC TO AMX REACTOR 1 CATCHPOT 2 LSH | NON-HAZARDOUS | CAP | [5 empty] | CAPACITIVE | KI6000 + EVF004 + E11037 | PBT; PC; POM | IP65 | 0.5 to 40 mm | Non-contact Type |  | FeCl3 TO Ana Rx 1 CATCHPOT 2 | - | 30 | 0 | 0 | 0 | [5 empty] | PBT; PC; POM | IP65 |  | 3-Wire PNP, NO |  | 1 - 15% | 40mm |  | 24VDC |  |  |  |  | WST02-ECCP-1000 | SSNR XLV ROOM | WST02-RIO-0202 | SSN ANAMMOX Rx AREA | [8 empty] | IFM | [5 empty] | IFM | IFM | https://www.ifm.com/sg/en | 6562 8661 | 6562 8660 | sales.sg@ifm.com | Germany/Poland
0010322853 | AT_INST_ | WST02-401-LSH-0220 | C4B | 131242-WST02-DR-P-6015.dgn |  | WST02 | 401 | FC | LSH | 0220 |  | FERRIC CHLORIDE TO ANAMMOX REACTOR 2 CATCHPOT 1 LEVEL SWITCH HIGH | FC TO AMX REACTOR 2 CATCHPOT 1 LSH | NON-HAZARDOUS | CAP | [5 empty] | CAPACITIVE | KI6000 + EVF004 + E11037 | PBT; PC; POM | IP65 | 0.5 to 40 mm | Non-contact Type |  | FeCl3 TO Ana Rx 2 CATCHPOT 1 | - | 30 | 0 | 0 | 0 | [5 empty] | PBT; PC; POM | IP65 |  | 3-Wire PNP, NO |  | 1 - 15% | 40mm |  | 24VDC |  |  |  |  | WST02-ECCP-1000 | SSNR XLV ROOM | WST02-RIO-0401 | SSN CHEMICAL AREA | [8 empty] | IFM | [5 empty] | IFM | IFM | https://www.ifm.com/sg/en | 6562 8661 | 6562 8660 | sales.sg@ifm.com | Germany/Poland
0010331914 | AT_INST_ | WST02-401-LSH-0231 | C4B | 131242-WST02-DR-P-6006.dgn |  | WST02 | 401 | FC | LSH | 0231 |  | FERRIC CHLORIDE TO ANAMMOX REACTOR 2 CATCHPOT 2 LEVEL SWITCH HIGH | FC TO AMX REACTOR 2 CATCHPOT 2 LSH | NON-HAZARDOUS | CAP | [5 empty] | CAPACITIVE | KI6000 + EVF004 + E11037 | PBT; PC; POM | IP65 | 0.5 to 40 mm | Non-contact Type |  | FeCl3 TO Ana Rx 2 CATCHPOT 2 | - | 30 | 0 | 0 | 0 | [5 empty] | PBT; PC; POM | IP65 |  | 3-Wire PNP, NO |  | 1 - 15% | 40mm |  | 24VDC |  |  |  |  | WST02-ECCP-1000 | SSNR XLV ROOM | TBA | TBA | [8 empty] | IFM | [5 empty] | IFM | IFM | https://www.ifm.com/sg/en | 6562 8661 | 6562 8660 | sales.sg@ifm.com | Germany/Poland
0010322855 | AT_INST_ | WST02-401-LSH-0320 | C4B | 131242-WST02-DR-P-6015.dgn |  | WST02 | 401 | FC | LSH | 0320 |  | FERRIC CHLORIDE TO ANAMMOX REACTOR 3 CATCHPOT 1 LEVEL SWITCH HIGH | FC TO AMX REACTOR 3 CATCHPOT 1 LSH | NON-HAZARDOUS | CAP | [5 empty] | CAPACITIVE | KI6000 + EVF004 + E11037 | PBT; PC; POM | IP65 | 0.5 to 40 mm | Non-contact Type |  | FeCl3 TO Ana Rx 3 CATCHPOT 1 | - | 30 | 0 | 0 | 0 | [5 empty] | PBT; PC; POM | IP65 |  | 3-Wire PNP, NO |  | 1 - 15% | 40mm |  | 24VDC |  |  |  |  | WST02-ECCP-1000 | SSNR XLV ROOM | WST02-RIO-0401 | SSN CHEMICAL AREA | [8 empty] | IFM | [5 empty] | IFM | IFM | https://www.ifm.com/sg/en | 6562 8661 | 6562 8660 | sales.sg@ifm.com | Germany/Poland
0010332029 | AT_INST_ | WST02-401-LSH-0331 | C4B | 131242-WST02-DR-P-6007.dgn |  | WST02 | 401 | FC | LSH | 0331 |  | FERRIC CHLORIDE TO ANAMMOX REACTOR 3 CATCHPOT 2 LEVEL SWITCH HIGH | FC TO AMX REACTOR 3 CATCHPOT 2 LSH | NON-HAZARDOUS | CAP | [5 empty] | CAPACITIVE | KI6000 + EVF004 + E11037 | PBT; PC; POM | IP65 | 0.5 to 40 mm | Non-contact Type |  | FeCl3 TO Ana Rx 3 CATCHPOT 2 | - | 30 | 0 | 0 | 0 | [5 empty] | PBT; PC; POM | IP65 |  | 3-Wire PNP, NO |  | 1 - 15% | 40mm |  | 24VDC |  |  |  |  | WST02-ECCP-1000 | SSNR XLV ROOM | WST02-RIO-0202 | SSN ANAMMOX Rx AREA | [8 empty] | IFM | [5 empty] | IFM | IFM | https://www.ifm.com/sg/en | 6562 8661 | 6562 8660 | sales.sg@ifm.com | Germany/Poland
0010322549 | AT_INST_ | WST02-401-LSH-0420 | C4B | 131242-WST02-DR-P-6015.dgn |  | WST02 | 401 | FC | LSH | 0420 |  | FERRIC CHLORIDE TO ANAMMOX REACTOR 4 CATCHPOT 1 LEVEL SWITCH HIGH | FC TO AMX REACTOR 4 CATCHPOT 1 LSH | NON-HAZARDOUS | CAP | [5 empty] | CAPACITIVE | KI6000 + EVF004 + E11037 | PBT; PC; POM | IP65 | 0.5 to 40 mm | Non-contact Type |  | FeCl3 TO Ana Rx 4 CATCHPOT 1 | - | 30 | 0 | 0 | 0 | [5 empty] | PBT; PC; POM | IP65 |  | 3-Wire PNP, NO |  | 1 - 15% | 40mm |  | 24VDC |  |  |  |  | WST02-ECCP-1000 | SSNR XLV ROOM | WST02-RIO-0401 | SSN CHEMICAL AREA | [8 empty] | IFM | [5 empty] | IFM | IFM | https://www.ifm.com/sg/en | 6562 8661 | 6562 8660 | sales.sg@ifm.com | Germany/Poland
0010332115 | AT_INST_ | WST02-401-LSH-0431 | C4B | 131242-WST02-DR-P-6008.dgn |  | WST02 | 401 | FC | LSH | 0431 |  | FERRIC CHLORIDE TO ANAMMOX REACTOR 4 CATCHPOT 2 LEVEL SWITCH HIGH | FC TO AMX REACTOR 4 CATCHPOT 2 LSH | NON-HAZARDOUS | CAP | [5 empty] | CAPACITIVE | KI6000 + EVF004 + E11037 | PBT; PC; POM | IP65 | 0.5 to 40 mm | Non-contact Type |  | FeCl3 TO Ana Rx 4 CATCHPOT 2 | - | 30 | 0 | 0 | 0 | [5 empty] | PBT; PC; POM | IP65 |  | 3-Wire PNP, NO |  | 1 - 15% | 40mm |  | 24VDC |  |  |  |  | WST02-ECCP-1000 | SSNR XLV ROOM | WST02-RIO-0202 | SSN ANAMMOX Rx AREA | [8 empty] | IFM | [5 empty] | IFM | IFM | https://www.ifm.com/sg/en | 6562 8661 | 6562 8660 | sales.sg@ifm.com | Germany/Poland
0010322494 | AT_INST_ | WST02-401-LSHH-0001 | C4B | 131242-WST02-DR-P-6015.dgn |  | WST02 | 401 | FC | LSHH | 0001 |  | FERRIC CHLORIDE BUND LEVEL SWITCH HIGH HIGH | FERRIC CHLORIDE BUND LEVEL SWITCH HIGH HIGH | NON-HAZARDOUS | E |  | 10 |  |  |  | CONDUCTIVE | FTW31-A1C2FA0A + FTW325-A2B1A | CARBON FIBER | IP65 | 1000mm | CARBON FIBER |  | FERRIC CHLORIDE BUND SUMP | 0.2m | 30 | 0 | 0 | 3 | [5 empty] | PPS & PBT | IP65 | YES | DRY CONTACT |  | ±10%At100Ω-100kΩ | 0.2m |  | 24VDC |  |  |  |  | WST02-ECCP-1000 | SSNR XLV ROOM | WST02-RIO-0401 | SSN CHEMICAL AREA |  |  |  | 550 |  |  |  |  | Endress+Hauser | [5 empty] | Endress+Hauser | Endress+Hauser | www.sg.endress.com | +65 67685716 | +65 6566 6848 | info.sg@endress.com | Germany
0010329981 | AT_INST_ | WST02-401-LSHH-0101 | C4B | 131242-WST02-DR-P-6015.dgn | WST02-401-FC-00123-25-CPVC | WST02 | 401 | FC | LSHH | 0101 |  | FERRIC CHLORIDE STORAGE TANK 1 LEVEL SWITCH HIGH HIGH | FC STORAGE TANK 1 LSHH | NON-HAZARDOUS | P |  | 1000 | 0 | 0 | 0 | HYDROSTATIC | PN2099; DVC105 (ZHO004); EVF005 | SS316L | IP65 | 0.2-4 bar | PTFE(Diaphragm Seal) |  | FeCl3 STORAGE TANK 1 |  | 30 | 30 | 0 | 35 | 100 |  |  |  |  | SS316L | IP65 |  | 3-Wire PNP, NO |  | ±0.4% FS | TBA | 1bar/100 kPa(g) | 24VDC |  |  |  |  | WST02-ECCP-1000 | SSNR XLV ROOM | WST02-RIO-0401 | SSN CHEMICAL AREA | [8 empty] | IFM | [5 empty] | IFM | IFM | https://www.ifm.com/sg/en | 6562 8661 | 6562 8660 | sales.sg@ifm.com | Germany/Poland
0010329983 | AT_INST_ | WST02-401-LSHH-0201 | C4B | 131242-WST02-DR-P-6015.dgn | WST02-401-FC-00223-25-CPVC | WST02 | 401 | FC | LSHH | 0201 |  | FERRIC CHLORIDE STORAGE TANK 2 LEVEL SWITCH HIGH HIGH | FC STORAGE TANK 2 LSHH | NON-HAZARDOUS | P |  | 1000 | 0 | 0 | 0 | HYDROSTATIC | PN2099; DVC105 (ZHO004); EVF005 | SS316L | IP65 | 0.2-4 bar | PTFE(Diaphragm Seal) |  | FeCl3 STORAGE TANK 2 |  | 30 | 30 | 0 | 35 | 100 |  |  |  |  | SS316L | IP65 |  | 3-Wire PNP, NO |  | ±0.4% FS | TBA | 1bar/100 kPa(g) | 24VDC |  |  |  |  | WST02-ECCP-1000 | SSNR XLV ROOM | WST02-RIO-0401 | SSN CHEMICAL AREA | [8 empty] | IFM | [5 empty] | IFM | IFM | https://www.ifm.com/sg/en | 6562 8661 | 6562 8660 | sales.sg@ifm.com | Germany/Poland
0010329951 | AT_INST_ | WST02-401-LSLL-0101 | C4B | 131242-WST02-DR-P-6015.dgn | WST02-401-FC-00125-25-CPVC | WST02 | 401 | FC | LSLL | 0101 |  | FERRIC CHLORIDE STORAGE TANK 1 LEVEL SWITCH LOW LOW | FC STORAGE TANK 1 LSLL | NON-HAZARDOUS | P |  | 1000 | 0 | 0 | 0 | HYDROSTATIC | PN2099; DVC105 (ZHO004); EVF005 | SS316L | IP65 | 0.2-4 bar | PTFE(Diaphragm Seal) |  | FeCl3 STORAGE TANK 1 |  | 30 | 30 | 0 | 35 | 100 |  |  |  |  | SS316L | IP65 |  | 3-Wire PNP, NO |  | ±0.4% FS | TBA | 1bar/100 kPa(g) | 24VDC |  |  |  |  | WST02-ECCP-1000 | SSNR XLV ROOM | WST02-RIO-0401 | SSN CHEMICAL AREA | [8 empty] | IFM | [5 empty] | IFM | IFM | https://www.ifm.com/sg/en | 6562 8661 | 6562 8660 | sales.sg@ifm.com | Germany/Poland
0010329952 | AT_INST_ | WST02-401-LSLL-0201 | C4B | 131242-WST02-DR-P-6015.dgn | WST02-401-FC-00225-25-CPVC | WST02 | 401 | FC | LSLL | 0201 |  | FERRIC CHLORIDE STORAGE TANK 2 LEVEL SWITCH LOW LOW | FC STORAGE TANK 2 LSLL | NON-HAZARDOUS | P |  | 1000 | 0 | 0 | 0 | HYDROSTATIC | PN2099; DVC105 (ZHO004); EVF005 | SS316L | IP65 | 0.2-4 bar | PTFE(Diaphragm Seal) |  | FeCl3 STORAGE TANK 1 |  | 30 | 30 | 0 | 35 | 100 |  |  |  |  | SS316L | IP65 |  | 3-Wire PNP, NO |  | ±0.4% FS | TBA | 1bar/100 kPa(g) | 24VDC |  |  |  |  | WST02-ECCP-1000 | SSNR XLV ROOM | WST02-RIO-0401 | SSN CHEMICAL AREA | [8 empty] | IFM | [5 empty] | IFM | IFM | https://www.ifm.com/sg/en | 6562 8661 | 6562 8660 | sales.sg@ifm.com | Germany/Poland
0010322654 | AT_INST_CS | WST02-401-PE-0120 | C4B | 131242-WST02-DR-P-6015.dgn | WST02-401-FC-00115-15-CPVC | WST02 | 401 | FC | PE | 0120 |  | FERRIC CHLORIDE DOSING PUMP A DISCHARGE PRESSURE INDICATOR SEAL | FC DOSING P A DISCHARGE PI SEAL | NON-HAZARDOUS |  | 15 | 1000 | 0 | 0 | 0 |  | DBS06-VL-XY-UJ-VI-TY-WA-VV-UX | SS316L | IP65 |  | PTFE |  | FeCl3 DOSING PUMP A DISCHARGE |  | 30 | 234 | 235 | 251 | 600 | [5 empty] | IP65 | [23 empty] | Endress+Hauser | [5 empty] | Endress+Hauser | Endress+Hauser | www.sg.endress.com | +65 67685716 | +65 6566 6848 | info.sg@endress.com | India
0010322658 | AT_INST_CS | WST02-401-PE-0220 | C4B | 131242-WST02-DR-P-6015.dgn | WST02-401-FC-00215-15-CPVC | WST02 | 401 | FC | PE | 0220 |  | FERRIC CHLORIDE DOSING PUMP B DISCHARGE PRESSURE INDICATOR SEAL | FC DOSING P B DISCHARGE PI SEAL | NON-HAZARDOUS |  | 15 | 1000 | 0 | 0 | 0 |  | DBS06-VL-XY-UJ-VI-TY-WA-VV-UX | SS316L | IP65 |  | PTFE |  | FeCl3 DOSING PUMP B DISCHARGE |  | 30 | 234 | 235 | 251 | 600 | [5 empty] | IP65 | [23 empty] | Endress+Hauser | [5 empty] | Endress+Hauser | Endress+Hauser | www.sg.endress.com | +65 67685716 | +65 6566 6848 | info.sg@endress.com | India
0010322662 | AT_INST_CS | WST02-401-PE-0320 | C4B | 131242-WST02-DR-P-6015.dgn | WST02-401-FC-00315-15-CPVC | WST02 | 401 | FC | PE | 0320 |  | FERRIC CHLORIDE DOSING PUMP C DISCHARGE PRESSURE INDICATOR SEAL | FC DOSING P C DISCHARGE PI SEAL | NON-HAZARDOUS |  | 15 | 1000 | 0 | 0 | 0 |  | DBS06-VL-XY-UJ-VI-TY-WA-VV-UX | SS316L | IP65 |  | PTFE |  | FeCl3 DOSING PUMP C DISCHARGE |  | 30 | 234 | 235 | 251 | 600 | [5 empty] | IP65 | [23 empty] | Endress+Hauser | [5 empty] | Endress+Hauser | Endress+Hauser | www.sg.endress.com | +65 67685716 | +65 6566 6848 | info.sg@endress.com | India
0010322666 | AT_INST_CS | WST02-401-PE-0420 | C4B | 131242-WST02-DR-P-6015.dgn | WST02-401-FC-00415-15-CPVC | WST02 | 401 | FC | PE | 0420 |  | FERRIC CHLORIDE DOSING PUMP D DISCHARGE PRESSURE INDICATOR SEAL | FC DOSING P D DISCHARGE PI SEAL | NON-HAZARDOUS |  | 15 | 1000 | 0 | 0 | 0 |  | DBS06-VL-XY-UJ-VI-TY-WA-VV-UX | SS316L | IP65 |  | PTFE |  | FeCl3 DOSING PUMP D DISCHARGE |  | 30 | 234 | 235 | 251 | 600 | [5 empty] | IP65 | [23 empty] | Endress+Hauser | [5 empty] | Endress+Hauser | Endress+Hauser | www.sg.endress.com | +65 67685716 | +65 6566 6848 | info.sg@endress.com | India
0010322670 | AT_INST_CS | WST02-401-PE-0520 | C4B | 131242-WST02-DR-P-6015.dgn | WST02-401-FC-00515-15-CPVC | WST02 | 401 | FC | PE | 0520 |  | FERRIC CHLORIDE DOSING PUMP E DISCHARGE PRESSURE INDICATOR SEAL | FC DOSING P E DISCHARGE PI SEAL | NON-HAZARDOUS |  | 15 | 1000 | 0 | 0 | 0 |  | DBS06-VL-XY-UJ-VI-TY-WA-VV-UX | SS316L | IP65 |  | PTFE |  | FeCl3 DOSING PUMP E DISCHARGE |  | 30 | 234 | 235 | 251 | 600 | [5 empty] | IP65 | [23 empty] | Endress+Hauser | [5 empty] | Endress+Hauser | Endress+Hauser | www.sg.endress.com | +65 67685716 | +65 6566 6848 | info.sg@endress.com | India
0010329979 | AT_INST_ | WST02-401-PI-0120 | C4B | 131242-WST02-DR-P-6015.dgn | WST02-401-FC-00115-15-CPVC | WST02 | 401 | FC | PI | 0120 |  | FERRIC CHLORIDE DOSING PUMP A DISCHARGE PRESSURE INDICATOR | FC DOSING P A DISCHARGE PI | NON-HAZARDOUS |  |  | 1000 | 0 | 0 | 0 | BOURDON TUBE | ALH-02-4BM-B20/_PY_ZL_RX_SX_PW_PS2 | SS316L | IP65 | 0 - 600 kPa(g) | PP + PTFE |  | FeCl3 DOSING PUMP A DISCHARGE | 0 - 500 kPa(g) | 30 | 234 | 235 | 251 | 600 |  |  |  |  | SS316 | IP65 |  |  |  | 2% of Span |  | 0 - 600 kPa(g) | [17 empty] | Baumer | [5 empty] | Baumer | Baumer (Singapore) Pte Ltd | www.baumer.com | 62912677 | 62912077 | sales.sg@baumer.com | India
0010329984 | AT_INST_ | WST02-401-PI-0220 | C4B | 131242-WST02-DR-P-6015.dgn | WST02-401-FC-00215-15-CPVC | WST02 | 401 | FC | PI | 0220 |  | FERRIC CHLORIDE DOSING PUMP B DISCHARGE PRESSURE INDICATOR | FC DOSING P B DISCHARGE PI | NON-HAZARDOUS |  |  | 1000 | 0 | 0 | 0 | BOURDON TUBE | ALH-02-4BM-B20/_PY_ZL_RX_SX_PW_PS2 | SS316L | IP65 | 0 - 600 kPa(g) | PP + PTFE |  | FeCl3 DOSING PUMP B DISCHARGE | 0 - 500 kPa(g) | 30 | 234 | 235 | 251 | 600 |  |  |  |  | SS316 | IP65 |  |  |  | 2% of Span |  | 0 - 600 kPa(g) | [17 empty] | Baumer | [5 empty] | Baumer | Baumer (Singapore) Pte Ltd | www.baumer.com | 62912677 | 62912077 | sales.sg@baumer.com | India
0010329985 | AT_INST_ | WST02-401-PI-0320 | C4B | 131242-WST02-DR-P-6015.dgn | WST02-401-FC-00315-15-CPVC | WST02 | 401 | FC | PI | 0320 |  | FERRIC CHLORIDE DOSING PUMP C DISCHARGE PRESSURE INDICATOR | FC DOSING P C DISCHARGE PI | NON-HAZARDOUS |  |  | 1000 | 0 | 0 | 0 | BOURDON TUBE | ALH-02-4BM-B20/_PY_ZL_RX_SX_PW_PS2 | SS316L | IP65 | 0 - 600 kPa(g) | PP + PTFE |  | FeCl3 DOSING PUMP C DISCHARGE | 0 - 500 kPa(g) | 30 | 234 | 235 | 251 | 600 |  |  |  |  | SS316 | IP65 |  |  |  | 2% of Span |  | 0 - 600 kPa(g) | [17 empty] | Baumer | [5 empty] | Baumer | Baumer (Singapore) Pte Ltd | www.baumer.com | 62912677 | 62912077 | sales.sg@baumer.com | India
0010329986 | AT_INST_ | WST02-401-PI-0420 | C4B | 131242-WST02-DR-P-6015.dgn | WST02-401-FC-00415-15-CPVC | WST02 | 401 | FC | PI | 0420 |  | FERRIC CHLORIDE DOSING PUMP D DISCHARGE PRESSURE INDICATOR | FC DOSING P D DISCHARGE PI | NON-HAZARDOUS |  |  | 1000 | 0 | 0 | 0 | BOURDON TUBE | ALH-02-4BM-B20/_PY_ZL_RX_SX_PW_PS2 | SS316L | IP65 | 0 - 600 kPa(g) | PP + PTFE |  | FeCl3 DOSING PUMP D DISCHARGE | 0 - 500 kPa(g) | 30 | 234 | 235 | 251 | 600 |  |  |  |  | SS316 | IP65 |  |  |  | 2% of Span |  | 0 - 600 kPa(g) | [17 empty] | Baumer | [5 empty] | Baumer | Baumer (Singapore) Pte Ltd | www.baumer.com | 62912677 | 62912077 | sales.sg@baumer.com | India
0010329987 | AT_INST_ | WST02-401-PI-0520 | C4B | 131242-WST02-DR-P-6015.dgn | WST02-401-FC-00515-15-CPVC | WST02 | 401 | FC | PI | 0520 |  | FERRIC CHLORIDE DOSING PUMP E DISCHARGE PRESSURE INDICATOR | FC DOSING P E DISCHARGE PI | NON-HAZARDOUS |  |  | 1000 | 0 | 0 | 0 | BOURDON TUBE | ALH-02-4BM-B20/_PY_ZL_RX_SX_PW_PS2 | SS316L | IP65 | 0 - 600 kPa(g) | PP + PTFE |  | FeCl3 DOSING PUMP E DISCHARGE | 0 - 500 kPa(g) | 30 | 234 | 235 | 251 | 600 |  |  |  |  | SS316 | IP65 |  |  |  | 2% of Span |  | 0 - 600 kPa(g) | [17 empty] | Baumer | [5 empty] | Baumer | Baumer (Singapore) Pte Ltd | www.baumer.com | 62912677 | 62912077 | sales.sg@baumer.com | India
0010322495 | AT_INST_ | WST02-401-ZC-0101 | C4B | 131242-WST02-DR-P-6015.dgn |  | WST02 | 401 | FC | ZC | 0101 |  | FERRIC CHLRODE DOSING PUMP A STROKE LENGTH CONTROLLER | FC DOSING PUMP A STROKE LENGTH CONTROLLER | NON-HAZARDOUS | [13 empty] | FERRIC CHLRODE DOSING PUMP A | [23 empty] | WST02-ECCP-1000 | SSNR XLV ROOM | WST02-RIO-0401 | SSN CHEMICAL AREA | [8 empty] | PROMINENT | [5 empty] | PROMINENT | PROMINENT | https://www.prominent.com/ | +6567474935 | +6567452240 | info-sg@prominent.com | GERMANY
0010322496 | AT_INST_ | WST02-401-ZC-0201 | C4B | 131242-WST02-DR-P-6015.dgn |  | WST02 | 401 | FC | ZC | 0201 |  | FERRIC CHLRODE DOSING PUMP B STROKE LENGTH CONTROLLER | FC DOSING PUMP B STROKE LENGTH CONTROLLER | NON-HAZARDOUS | [13 empty] | FERRIC CHLRODE DOSING PUMP B | [23 empty] | WST02-ECCP-1000 | SSNR XLV ROOM | WST02-RIO-0401 | SSN CHEMICAL AREA | [8 empty] | PROMINENT | [5 empty] | PROMINENT | PROMINENT | https://www.prominent.com/ | +6567474935 | +6567452240 | info-sg@prominent.com | GERMANY
0010322497 | AT_INST_ | WST02-401-ZC-0301 | C4B | 131242-WST02-DR-P-6015.dgn |  | WST02 | 401 | FC | ZC | 0301 |  | FERRIC CHLRODE DOSING PUMP C STROKE LENGTH CONTROLLER | FC DOSING PUMP C STROKE LENGTH CONTROLLER | NON-HAZARDOUS | [13 empty] | FERRIC CHLRODE DOSING PUMP C | [23 empty] | WST02-ECCP-1000 | SSNR XLV ROOM | WST02-RIO-0401 | SSN CHEMICAL AREA | [8 empty] | PROMINENT | [5 empty] | PROMINENT | PROMINENT | https://www.prominent.com/ | +6567474935 | +6567452240 | info-sg@prominent.com | GERMANY
0010322498 | AT_INST_ | WST02-401-ZC-0401 | C4B | 131242-WST02-DR-P-6015.dgn |  | WST02 | 401 | FC | ZC | 0401 |  | FERRIC CHLRODE DOSING PUMP D STROKE LENGTH CONTROLLER | FC DOSING PUMP D STROKE LENGTH CONTROLLER | NON-HAZARDOUS | [13 empty] | FERRIC CHLRODE DOSING PUMP D | [23 empty] | WST02-ECCP-1000 | SSNR XLV ROOM | WST02-RIO-0401 | SSN CHEMICAL AREA | [8 empty] | PROMINENT | [5 empty] | PROMINENT | PROMINENT | https://www.prominent.com/ | +6567474935 | +6567452240 | info-sg@prominent.com | GERMANY
0010322499 | AT_INST_ | WST02-401-ZC-0501 | C4B | 131242-WST02-DR-P-6015.dgn |  | WST02 | 401 | FC | ZC | 0501 |  | FERRIC CHLRODE DOSING PUMP E STROKE LENGTH CONTROLLER | FC DOSING PUMP E STROKE LENGTH CONTROLLER | NON-HAZARDOUS | [13 empty] | FERRIC CHLRODE DOSING PUMP E | [23 empty] | WST02-ECCP-1000 | SSNR XLV ROOM | WST02-RIO-0401 | SSN CHEMICAL AREA | [8 empty] | PROMINENT | [5 empty] | PROMINENT | PROMINENT | https://www.prominent.com/ | +6567474935 | +6567452240 | info-sg@prominent.com | GERMANY
0010311718 | AT_INST_FLO | WST02-403-FE-0101 | C4B | 131242-WST02-DR-P-6016.dgn | WST02-403-SHYD-00114-40-CPVC | WST02 | 403 | SHYD | FE | 0101 |  | SODIUM HYDROXIDE DOSING TO EQUALIZATION TANK 1 FLOW ELEMENT | SHYD DOSING TO EQ TANK 1 FE | NON-HAZARDOUS |  | 15 | 1000 | 204 | 28 | 500 | ELECTROMAGNETIC | Promag H 500 |  | IP65 | 3-420L/hr | SS316L; PFA; Kalrez |  | EQ TANK 1 NaOH DOSING INLET | 0 - 500L/H | 28 | 293 | 283 | 310 | 600 |  |  |  |  | Stainless Steel | IP65 |  |  |  | ±0.2% |  |  |  | PFA | Stainless Steel | 8 | [13 empty] | Endress+Hauser | [5 empty] | Endress+Hauser | Endress+Hauser | www.sg.endress.com | +65 67685716 | +65 6566 6848 | info.sg@endress.com | India/Switzerland
0010311706 | AT_INST_FLO | WST02-403-FE-0102 | C4B | 131242-WST02-DR-P-6017.dgn | WST02-403-SHYD-00154-20-CPVC | WST02 | 403 | SHYD | FE | 0102 |  | SODIUM HYDROXIDE DOSING TO ANAMMOX REACTOR 1 FLOW ELEMENT | SHYD DOSING TO AMX REACTOR 1 FE | NON-HAZARDOUS |  | 15 | 1000 | 51 | 8 | 150 | ELECTROMAGNETIC | Promag H 500 |  | IP65 | 3-420L/hr | SS316L; PFA; Kalrez |  | ANAMMOX Rx 1 NaOH DOSING INLET | 0 - 150L/H | 28 | 247 | 235 | 281 | 600 |  |  |  |  | Stainless Steel | IP65 |  |  |  | ±0.2% |  |  |  | PFA | Stainless Steel | 4 | [13 empty] | Endress+Hauser | [5 empty] | Endress+Hauser | Endress+Hauser | www.sg.endress.com | +65 67685716 | +65 6566 6848 | info.sg@endress.com | India/Switzerland
0010309334 | AT_INST_FLO | WST02-403-FE-0110 | C4B | 131242-WST02-DR-P-6016.dgn | WST02-403-SHYD-00100-50-CPVC | WST02 | 403 | SHYD | FE | 0110 |  | SODIUM HYDROXIDE TANKER OFFLOADING FLOW ELEMENT | SODIUM HYDROXIDE TANKER OFFLOADING FLOW ELEMENT | NON-HAZARDOUS |  | 50 | 1000 | 32000 | 17000 | 40000 | ELECTROMAGNETIC | Promag W 400 |  | IP65 | 2.1 - 66 m3/hr | SS316L; Hard Rubber |  | NaOH TANKER OFFLOADING LINE | 0 - 40000L/H | 28 | 300 | 300 | 300 | 600 |  |  |  |  | ALUMINUM | IP65 |  |  |  | ±0.2% |  |  |  | Hard Rubber | Stainless Steel | 50 | [13 empty] | Endress+Hauser | [5 empty] | Endress+Hauser | Endress+Hauser | www.sg.endress.com | +65 67685716 | +65 6566 6848 | info.sg@endress.com | India/Switzerland
0010311720 | AT_INST_FLO | WST02-403-FE-0201 | C4B | 131242-WST02-DR-P-6016.dgn | WST02-403-SHYD-00214-40-CPVC | WST02 | 403 | SHYD | FE | 0201 |  | SODIUM HYDROXIDE DOSING TO EQUALIZATION TANK 2 FLOW ELEMENT | SHYD DOSING TO EQ TANK 2 FE | NON-HAZARDOUS |  | 15 | 1000 | 204 | 28 | 500 | ELECTROMAGNETIC | Promag H 500 |  | IP65 | 3-420L/hr | SS316L; PFA; Kalrez |  | EQ TANK 2 NaOH DOSING INLET | 0 - 500L/H | 28 | 293 | 283 | 310 | 600 |  |  |  |  | Stainless Steel | IP65 |  |  |  | ±0.2% |  |  |  | PFA | Stainless Steel | 8 | [13 empty] | Endress+Hauser | [5 empty] | Endress+Hauser | Endress+Hauser | www.sg.endress.com | +65 67685716 | +65 6566 6848 | info.sg@endress.com | India/Switzerland
0010311709 | AT_INST_FLO | WST02-403-FE-0202 | C4B | 131242-WST02-DR-P-6017.dgn | WST02-403-SHYD-00254-20-CPVC | WST02 | 403 | SHYD | FE | 0202 |  | SODIUM HYDROXIDE DOSING TO ANAMMOX REACTOR 2 FLOW ELEMENT | SHYD DOSING TO AMX REACTOR 2 FE | NON-HAZARDOUS |  | 15 | 1000 | 51 | 8 | 150 | ELECTROMAGNETIC | Promag H 500 |  | IP65 | 3-420L/hr | SS316L; PFA; Kalrez |  | ANAMMOX Rx 2 NaOH DOSING INLET | 0 - 150L/H | 28 | 247 | 235 | 281 | 600 |  |  |  |  | Stainless Steel | IP65 |  |  |  | ±0.2% |  |  |  | PFA | Stainless Steel | 4 | [13 empty] | Endress+Hauser | [5 empty] | Endress+Hauser | Endress+Hauser | www.sg.endress.com | +65 67685716 | +65 6566 6848 | info.sg@endress.com | India/Switzerland
0010311707 | AT_INST_FLO | WST02-403-FE-0302 | C4B | 131242-WST02-DR-P-6017.dgn | WST02-403-SHYD-00354-20-CPVC | WST02 | 403 | SHYD | FE | 0302 |  | SODIUM HYDROXIDE DOSING TO ANAMMOX REACTOR 3 FLOW ELEMENT | SHYD DOSING TO AMX REACTOR 3 FE | NON-HAZARDOUS |  | 15 | 1000 | 51 | 8 | 150 | ELECTROMAGNETIC | Promag H 500 |  | IP65 | 3-420L/hr | SS316L; PFA; Kalrez |  | ANAMMOX Rx 3 NaOH DOSING INLET | 0 - 150L/H | 28 | 247 | 235 | 281 | 600 |  |  |  |  | Stainless Steel | IP65 |  |  |  | ±0.2% |  |  |  | PFA | Stainless Steel | 4 | [13 empty] | Endress+Hauser | [5 empty] | Endress+Hauser | Endress+Hauser | www.sg.endress.com | +65 67685716 | +65 6566 6848 | info.sg@endress.com | India/Switzerland
0010311708 | AT_INST_FLO | WST02-403-FE-0402 | C4B | 131242-WST02-DR-P-6017.dgn | WST02-403-SHYD-00454-20-CPVC | WST02 | 403 | SHYD | FE | 0402 |  | SODIUM HYDROXIDE DOSING TO ANAMMOX REACTOR 4 FLOW ELEMENT | SHYD DOSING TO AMX REACTOR 4 FE | NON-HAZARDOUS |  | 15 | 1000 | 51 | 8 | 150 | ELECTROMAGNETIC | Promag H 500 |  | IP65 | 3-420L/hr | SS316L; PFA; Kalrez |  | ANAMMOX Rx 4 NaOH DOSING INLET | 0 - 150L/H | 28 | 247 | 235 | 281 | 600 |  |  |  |  | Stainless Steel | IP65 |  |  |  | ±0.2% |  |  |  | PFA | Stainless Steel | 4 | [13 empty] | Endress+Hauser | [5 empty] | Endress+Hauser | Endress+Hauser | www.sg.endress.com | +65 67685716 | +65 6566 6848 | info.sg@endress.com | India/Switzerland
0010311721 | AT_INST_ | WST02-403-FIA-0101 | C4B | 131242-WST02-DR-P-6016.dgn |  | WST02 | 403 | SHYD | FIA | 0101 |  | SODIUM HYDROXIDE DOSING TO EQUALIZATION TANK 1 FLOW ALARM | SHYD DOSING TO EQ TANK 1 FLOW ALARM | NON-HAZARDOUS | [21 empty] | H | L |  |  |  |  | SOFT I/O
0010311717 | AT_INST_ | WST02-403-FIA-0102 | C4B | 131242-WST02-DR-P-6017.dgn |  | WST02 | 403 | SHYD | FIA | 0102 |  | SODIUM HYDROXIDE DOSING TO ANAMMOX REACTOR 1 FLOW ALARM | SHYD DOSING TO AMX REACTOR 1 FLOW ALARM | NON-HAZARDOUS | [21 empty] | H | L |  |  |  |  | SOFT I/O
0010309336 | AT_INST_ | WST02-403-FIA-0110 | C4B | 131242-WST02-DR-P-6016.dgn |  | WST02 | 403 | SHYD | FIA | 0110 |  | SODIUM HYDROXIDE TANKER OFFLOADING FLOW INDICATOR | SODIUM HYDROXIDE TANKER OFFLOADING FLOW INDICATOR | NON-HAZARDOUS | [22 empty] | L |  |  |  |  | SOFT I/O
0010311726 | AT_INST_ | WST02-403-FIA-0201 | C4B | 131242-WST02-DR-P-6016.dgn |  | WST02 | 403 | SHYD | FIA | 0201 |  | SODIUM HYDROXIDE DOSING TO EQUALIZATION TANK 2 FLOW ALARM | SHYD DOSING TO EQ TANK 2 FLOW ALARM | NON-HAZARDOUS | [21 empty] | H | L |  |  |  |  | SOFT I/O
0010311716 | AT_INST_ | WST02-403-FIA-0202 | C4B | 131242-WST02-DR-P-6017.dgn |  | WST02 | 403 | SHYD | FIA | 0202 |  | SODIUM HYDROXIDE DOSING TO ANAMMOX REACTOR 2 FLOW ALARM | SHYD DOSING TO AMX REACTOR 2 FLOW ALARM | NON-HAZARDOUS | [21 empty] | H | L |  |  |  |  | SOFT I/O
0010311715 | AT_INST_ | WST02-403-FIA-0302 | C4B | 131242-WST02-DR-P-6017.dgn |  | WST02 | 403 | SHYD | FIA | 0302 |  | SODIUM HYDROXIDE DOSING TO ANAMMOX REACTOR 3 FLOW ALARM | SHYD DOSING TO AMX REACTOR 3 FLOW ALARM | NON-HAZARDOUS | [21 empty] | H | L |  |  |  |  | SOFT I/O
0010311714 | AT_INST_ | WST02-403-FIA-0402 | C4B | 131242-WST02-DR-P-6017.dgn |  | WST02 | 403 | SHYD | FIA | 0402 |  | SODIUM HYDROXIDE DOSING TO ANAMMOX REACTOR 4 FLOW ALARM | SHYD DOSING TO AMX REACTOR 4 FLOW ALARM | NON-HAZARDOUS | [21 empty] | H | L |  |  |  |  | SOFT I/O
0010311719 | AT_INST_ | WST02-403-FIT-0101 | C4B | 131242-WST02-DR-P-6016.dgn |  | WST02 | 403 | SHYD | FIT | 0101 |  | SODIUM HYDROXIDE DOSING TO EQUALIZATION TANK 1 FLOW TRANSMITTER | SHYD DOSING TO EQ TANK 1 FLOW TRANSMITTER | NON-HAZARDOUS | [6 empty] | ELECTROMAGNETIC | 5H5B08-AAIBAEAAFAAALACA1S09A2+AAPCZ1 |  | IP65 | 3-420L/hr | SS316L; PFA; Kalrez |  |  | 0 - 500L/H | [10 empty] | IP65 |  | 4-20 mA + HART | Pulse | ±0.2% |  |  | 24VDC |  |  | 8 |  | WST02-ECCP-1000 | SSNR XLV ROOM | WST02-RIO-0401 | SSN CHEMICAL AREA | [8 empty] | Endress+Hauser |  |  |  | Promag W 400 |  | Endress+Hauser | Endress+Hauser | www.sg.endress.com | +65 67685716 | +65 6566 6848 | info.sg@endress.com | India/Switzerland
0010311710 | AT_INST_ | WST02-403-FIT-0102 | C4B | 131242-WST02-DR-P-6017.dgn |  | WST02 | 403 | SHYD | FIT | 0102 |  | SODIUM HYDROXIDE DOSING TO ANAMMOX REACTOR 1 FLOW TRANSMITTER | SHYD DOSING TO AMX REACTOR 1 FLOW TRANSMITTER | NON-HAZARDOUS | [6 empty] | ELECTROMAGNETIC | 5H5B04-AAIBAEAAFAAALACA1S09A2+AAPCZ1 |  | IP65 | 3-420L/hr | SS316L; PFA; Kalrez |  |  | 0 - 150L/H | [10 empty] | IP65 |  | 4-20 mA + HART | Pulse | ±0.2% |  |  | 24VDC |  |  | 4 |  | WST02-ECCP-1000 | SSNR XLV ROOM | WST02-RIO-0401 | SSN CHEMICAL AREA | [8 empty] | Endress+Hauser |  |  |  | Promag W 400 |  | Endress+Hauser | Endress+Hauser | www.sg.endress.com | +65 67685716 | +65 6566 6848 | info.sg@endress.com | India/Switzerland
0010309335 | AT_INST_ | WST02-403-FIT-0110 | C4B | 131242-WST02-DR-P-6016.dgn |  | WST02 | 403 | SHYD | FIT | 0110 |  | SODIUM HYDROXIDE TANKER OFFLOADING FLOW TRANSMITTER | SHYD TANKER OFFLOADING FLOW TRANSMITTER | NON-HAZARDOUS | [6 empty] | ELECTROMAGNETIC | 5W4C50-AAELHP2AHA1S09+AAPCZ1 |  | IP65 | 2.1 - 66 m3/hr | SS316L; Hard Rubber |  |  | 0 - 40000L/H | [10 empty] | IP65 |  | 4-20 mA + HART | Pulse | ±0.2% |  |  | 24VDC |  |  | 50 |  | WST02-ECCP-1000 | SSNR XLV ROOM | WST02-RIO-0401 | SSN CHEMICAL AREA | [8 empty] | Endress+Hauser |  |  |  | Promag W 400 |  | Endress+Hauser | Endress+Hauser | www.sg.endress.com | +65 67685716 | +65 6566 6848 | info.sg@endress.com | India/Switzerland
0010311722 | AT_INST_ | WST02-403-FIT-0201 | C4B | 131242-WST02-DR-P-6016.dgn |  | WST02 | 403 | SHYD | FIT | 0201 |  | SODIUM HYDROXIDE DOSING TO EQUALIZATION TANK 2 FLOW TRANSMITTER | SHYD DOSING TO EQ TANK 2 FLOW TRANSMITTER | NON-HAZARDOUS | [6 empty] | ELECTROMAGNETIC | 5H5B08-AAIBAEAAFAAALACA1S09A2+AAPCZ1 |  | IP65 | 3-420L/hr | SS316L; PFA; Kalrez |  |  | 0 - 500L/H | [10 empty] | IP65 |  | 4-20 mA + HART | Pulse | ±0.2% |  |  | 24VDC |  |  | 8 |  | WST02-ECCP-1000 | SSNR XLV ROOM | WST02-RIO-0401 | SSN CHEMICAL AREA | [8 empty] | Endress+Hauser |  |  |  | Promag W 400 |  | Endress+Hauser | Endress+Hauser | www.sg.endress.com | +65 67685716 | +65 6566 6848 | info.sg@endress.com | India/Switzerland
0010311711 | AT_INST_ | WST02-403-FIT-0202 | C4B | 131242-WST02-DR-P-6017.dgn |  | WST02 | 403 | SHYD | FIT | 0202 |  | SODIUM HYDROXIDE DOSING TO ANAMMOX REACTOR 2 FLOW TRANSMITTER | SHYD DOSING TO AMX REACTOR 2 FLOW TRANSMITTER | NON-HAZARDOUS | [6 empty] | ELECTROMAGNETIC | 5H5B04-AAIBAEAAFAAALACA1S09A2+AAPCZ1 |  | IP65 | 3-420L/hr | SS316L; PFA; Kalrez |  |  | 0 - 150L/H | [10 empty] | IP65 |  | 4-20 mA + HART | Pulse | ±0.2% |  |  | 24VDC |  |  | 4 |  | WST02-ECCP-1000 | SSNR XLV ROOM | WST02-RIO-0401 | SSN CHEMICAL AREA | [8 empty] | Endress+Hauser |  |  |  | Promag W 400 |  | Endress+Hauser | Endress+Hauser | www.sg.endress.com | +65 67685716 | +65 6566 6848 | info.sg@endress.com | India/Switzerland
0010311712 | AT_INST_ | WST02-403-FIT-0302 | C4B | 131242-WST02-DR-P-6017.dgn |  | WST02 | 403 | SHYD | FIT | 0302 |  | SODIUM HYDROXIDE DOSING TO ANAMMOX REACTOR 3 FLOW TRANSMITTER | SHYD DOSING TO AMX REACTOR 3 FLOW TRANSMITTER | NON-HAZARDOUS | [6 empty] | ELECTROMAGNETIC | 5H5B04-AAIBAEAAFAAALACA1S09A2+AAPCZ1 |  | IP65 | 3-420L/hr | SS316L; PFA; Kalrez |  |  | 0 - 150L/H | [10 empty] | IP65 |  | 4-20 mA + HART | Pulse | ±0.2% |  |  | 24VDC |  |  | 4 |  | WST02-ECCP-1000 | SSNR XLV ROOM | WST02-RIO-0401 | SSN CHEMICAL AREA | [8 empty] | Endress+Hauser |  |  |  | Promag W 400 |  | Endress+Hauser | Endress+Hauser | www.sg.endress.com | +65 67685716 | +65 6566 6848 | info.sg@endress.com | India/Switzerland
0010311713 | AT_INST_ | WST02-403-FIT-0402 | C4B | 131242-WST02-DR-P-6017.dgn |  | WST02 | 403 | SHYD | FIT | 0402 |  | SODIUM HYDROXIDE DOSING TO ANAMMOX REACTOR 4 FLOW TRANSMITTER | SHYD DOSING TO AMX REACTOR 4 FLOW TRANSMITTER | NON-HAZARDOUS | [6 empty] | ELECTROMAGNETIC | 5H5B04-AAIBAEAAFAAALACA1S09A2+AAPCZ1 |  | IP65 | 3-420L/hr | SS316L; PFA; Kalrez |  |  | 0 - 150L/H | [10 empty] | IP65 |  | 4-20 mA + HART | Pulse | ±0.2% |  |  | 24VDC |  |  | 4 |  | WST02-ECCP-1000 | SSNR XLV ROOM | WST02-RIO-0401 | SSN CHEMICAL AREA | [8 empty] | Endress+Hauser |  |  |  | Promag W 400 |  | Endress+Hauser | Endress+Hauser | www.sg.endress.com | +65 67685716 | +65 6566 6848 | info.sg@endress.com | India/Switzerland
0010299894 | AT_INST_ | WST02-403-LAH-0001 | C4B | 131242-WST02-DR-P-6016.dgn |  | WST02 | 403 | SHYD | LAH | 0001 |  | SODIUM HYDROXIDE BUND LEVEL ALARM HIGH | SODIUM HYDROXIDE BUND LEVEL ALARM HIGH | NON-HAZARDOUS | [27 empty] | SOFT I/O
0010299895 | AT_INST_ | WST02-403-LAH-0002 | C4B | 131242-WST02-DR-P-6016.dgn |  | WST02 | 403 | SHYD | LAH | 0002 |  | SODIUM HYDROXIDE CATCHPOT LEVEL ALARM HIGH | SODIUM HYDROXIDE CATCHPOT LEVEL ALARM HIGH | NON-HAZARDOUS | [27 empty] | SOFT I/O
0010300135 | AT_INST_ | WST02-403-LAH-0120 | C4B | 131242-WST02-DR-P-6016.dgn |  | WST02 | 403 | SHYD | LAH | 0120 |  | EQUALIZATION TANK 1 SODIUM HYDROXIDE DOSING PIPELINE LEAK DETECTION HIGH LEVEL ALARM | EQ TANK 1 SHYD DOSING PIPELINE LEAK DETECTION LAH | NON-HAZARDOUS | [27 empty] | SOFT I/O
0010331392 | AT_INST_ | WST02-403-LAH-0121 | C4B | 131242-WST02-DR-P-6000.dgn |  | WST02 | 403 | SHYD | LAH | 0121 |  | SODIUM HYDROXIDE TO EQUALIZATION TANK 1 CATCHPOT 2 HIGH LEVEL ALARM | SHYD TO EQ TANK 1 CATCHPOT 2 LAH | NON-HAZARDOUS | [27 empty] | SOFT I/O
0010295813 | AT_INST_ | WST02-403-LAH-0150 | C4B | 131242-WST02-DR-P-6017.dgn |  | WST02 | 403 | SHYD | LAH | 0150 |  | NaOH TO ANAMMOX REACTOR 1 CATCHPOT 1 HIGH LEVEL ALARM | NaOH TO AMX REACTOR 1 CATCHPOT 1 LAH | NON-HAZARDOUS | [27 empty] | SOFT I/O
0010331867 | AT_INST_ | WST02-403-LAH-0151 | C4B | 131242-WST02-DR-P-6005.dgn |  | WST02 | 403 | SHYD | LAH | 0151 |  | NaOH TO ANAMMOX REACTOR 1 CATCHPOT 2 HIGH LEVEL ALARM | NaOH TO AMX REACTOR 1 CATCHPOT 2 LAH | NON-HAZARDOUS | [27 empty] | SOFT I/O
0010300137 | AT_INST_ | WST02-403-LAH-0220 | C4B | 131242-WST02-DR-P-6016.dgn |  | WST02 | 403 | SHYD | LAH | 0220 |  | EQUALIZATION TANK 2 SODIUM HYDROXIDE DOSING PIPELINE LEAK DETECTION HIGH LEVEL ALARM | EQ TANK 2 SHYD DOSING PIPELINE LEAK DETECTION LAH | NON-HAZARDOUS | [27 empty] | SOFT I/O
0010331413 | AT_INST_ | WST02-403-LAH-0221 | C4B | 131242-WST02-DR-P-6000.dgn |  | WST02 | 403 | SHYD | LAH | 0221 |  | SODIUM HYDROXIDE TO EQUALIZATION TANK 2 CATCHPOT 2 HIGH LEVEL ALARM | SHYD TO EQ TANK 2 CATCHPOT 2 LAH | NON-HAZARDOUS | [27 empty] | SOFT I/O
0010295904 | AT_INST_ | WST02-403-LAH-0250 | C4B | 131242-WST02-DR-P-6017.dgn |  | WST02 | 403 | SHYD | LAH | 0250 |  | NaOH TO ANAMMOX REACTOR 2 CATCHPOT 1 HIGH LEVEL ALARM | NaOH TO AMX REACTOR 2 CATCHPOT 1 LAH | NON-HAZARDOUS | [27 empty] | SOFT I/O
0010331922 | AT_INST_ | WST02-403-LAH-0251 | C4B | 131242-WST02-DR-P-6006.dgn |  | WST02 | 403 | SHYD | LAH | 0251 |  | NaOH TO ANAMMOX REACTOR 2 CATCHPOT 2 HIGH LEVEL ALARM | NaOH TO AMX REACTOR 2 CATCHPOT 2 LAH | NON-HAZARDOUS | [27 empty] | SOFT I/O
0010295943 | AT_INST_ | WST02-403-LAH-0350 | C4B | 131242-WST02-DR-P-6017.dgn |  | WST02 | 403 | SHYD | LAH | 0350 |  | NaOH TO ANAMMOX REACTOR 3 CATCHPOT 1 HIGH LEVEL ALARM | NaOH TO AMX REACTOR 3 CATCHPOT 1 LAH | NON-HAZARDOUS | [27 empty] | SOFT I/O
0010332040 | AT_INST_ | WST02-403-LAH-0351 | C4B | 131242-WST02-DR-P-6007.dgn |  | WST02 | 403 | SHYD | LAH | 0351 |  | NaOH TO ANAMMOX REACTOR 3 CATCHPOT 2 HIGH LEVEL ALARM | NaOH TO AMX REACTOR 3 CATCHPOT 2 LAH | NON-HAZARDOUS | [27 empty] | SOFT I/O
0010295940 | AT_INST_ | WST02-403-LAH-0450 | C4B | 131242-WST02-DR-P-6017.dgn |  | WST02 | 403 | SHYD | LAH | 0450 |  | NaOH TO ANAMMOX REACTOR 4 CATCHPOT 1 HIGH LEVEL ALARM | NaOH TO AMX REACTOR 4 CATCHPOT 1 LAH | NON-HAZARDOUS | [27 empty] | SOFT I/O
0010332112 | AT_INST_ | WST02-403-LAH-0451 | C4B | 131242-WST02-DR-P-6008.dgn |  | WST02 | 403 | SHYD | LAH | 0451 |  | NaOH TO ANAMMOX REACTOR 4 CATCHPOT 2 HIGH LEVEL ALARM | NaOH TO AMX REACTOR 4 CATCHPOT 2 LAH | NON-HAZARDOUS | [27 empty] | SOFT I/O
0010299920 | AT_INST_ | WST02-403-LAHH-0001 | C4B | 131242-WST02-DR-P-6016.dgn |  | WST02 | 403 | SHYD | LAHH | 0001 |  | SODIUM HYDROXIDE BUND LEVEL ALARM HIGH HIGH | SODIUM HYDROXIDE BUND LEVEL ALARM HIGH HIGH | NON-HAZARDOUS | [27 empty] | SOFT I/O
0010299957 | AT_INST_ | WST02-403-LAHH-0101 | C4B | 131242-WST02-DR-P-6016.dgn |  | WST02 | 403 | SHYD | LAHH | 0101 |  | SODIUM HYDROXIDE STORAGE TANK 1 LEVEL ALARM HIGH HIGH | SHYD STORAGE TANK 1 LAHH | NON-HAZARDOUS | [27 empty] | SOFT I/O
0010300126 | AT_INST_ | WST02-403-LAHH-0201 | C4B | 131242-WST02-DR-P-6016.dgn |  | WST02 | 403 | SHYD | LAHH | 0201 |  | SODIUM HYDROXIDE STORAGE TANK 2 LEVEL ALARM HIGH HIGH | SHYD STORAGE TANK 2 LAHH | NON-HAZARDOUS | [27 empty] | SOFT I/O
0010299959 | AT_INST_ | WST02-403-LALL-0101 | C4B | 131242-WST02-DR-P-6016.dgn |  | WST02 | 403 | SHYD | LALL | 0101 |  | SODIUM HYDROXIDE STORAGE TANK 1 LEVEL ALARM LOW LOW | SHYD STORAGE TANK 1 LALL | NON-HAZARDOUS
0010300127 | AT_INST_ | WST02-403-LALL-0201 | C4B | 131242-WST02-DR-P-6016.dgn |  | WST02 | 403 | SHYD | LALL | 0201 |  | SODIUM HYDROXIDE STORAGE TANK 2 LEVEL ALARM LOW LOW | SHYD STORAGE TANK 2 LALL | NON-HAZARDOUS
0010299954 | AT_INST_CS | WST02-403-LE-0101 | C4B | 131242-WST02-DR-P-6016.dgn | WST02-403-SHYD-00121-25-CPVC | WST02 | 403 | SHYD | LE | 0101 |  | SODIUM HYDROXIDE STORAGE TANK 1 LEVEL TRANSMITTER SEAL | SHYD STORAGE TANK 1 LIT SEAL | NON-HAZARDOUS |  | 25 | 1000 | 0 | 0 | 0 |  |  |  | IP65 |  | VTA |  | NaOH STORAGE TANK 1 | 0 - 4m | 28 | 55 | 0 | 65 | 100 | [5 empty] | IP65
0010299956 | AT_INST_CS | WST02-403-LE-0102 | C4B | 131242-WST02-DR-P-6016.dgn | WST02-403-SHYD-00123-25-CPVC | WST02 | 403 | SHYD | LE | 0102 |  | SODIUM HYDROXIDE STORAGE TANK 1 LEVEL SWITCH HIGH HIGH SEAL | SHYD STORAGE TANK 1 LSHH SEAL | NON-HAZARDOUS |  | 25 | 1000 | 0 | 0 | 0 |  |  |  | IP65 |  | VTA |  | NaOH STORAGE TANK 1 |  | 28 | 55 | 0 | 65 | 100 | [5 empty] | IP65
0010299958 | AT_INST_CS | WST02-403-LE-0103 | C4B | 131242-WST02-DR-P-6016.dgn | WST02-403-SHYD-00125-25-CPVC | WST02 | 403 | SHYD | LE | 0103 |  | SODIUM HYDROXIDE STORAGE TANK 1 LEVEL SWITCH LOW SEAL | SHYD STORAGE TANK 1 LSL SEAL | NON-HAZARDOUS |  | 25 | 1000 | 0 | 0 | 0 |  |  |  | IP65 |  | VTA |  | NaOH STORAGE TANK 1 |  | 28 | 55 | 0 | 65 | 100 | [5 empty] | IP65
0010300101 | AT_INST_CS | WST02-403-LE-0201 | C4B | 131242-WST02-DR-P-6016.dgn | WST02-403-SHYD-00221-25-CPVC | WST02 | 403 | SHYD | LE | 0201 |  | SODIUM HYDROXIDE STORAGE TANK 2 LEVEL TRANSMITTER SEAL | SHYD STORAGE TANK 2 LIT SEAL | NON-HAZARDOUS |  | 25 | 1000 | 0 | 0 | 0 |  |  |  | IP65 |  | VTA |  | NaOH STORAGE TANK 2 | 0 - 4m | 28 | 55 | 0 | 65 | 100 | [5 empty] | IP65
0010300107 | AT_INST_CS | WST02-403-LE-0202 | C4B | 131242-WST02-DR-P-6016.dgn | WST02-403-SHYD-00223-25-CPVC | WST02 | 403 | SHYD | LE | 0202 |  | SODIUM HYDROXIDE STORAGE TANK 2 LEVEL SWITCH HIGH HIGH SEAL | SHYD STORAGE TANK 2 LSHH SEAL | NON-HAZARDOUS |  | 25 | 1000 | 0 | 0 | 0 |  |  |  | IP65 |  | VTA |  | NaOH STORAGE TANK 2 |  | 28 | 55 | 0 | 65 | 100 | [5 empty] | IP65
0010300113 | AT_INST_CS | WST02-403-LE-0203 | C4B | 131242-WST02-DR-P-6016.dgn | WST02-403-SHYD-00225-25-CPVC | WST02 | 403 | SHYD | LE | 0203 |  | SODIUM HYDROXIDE STORAGE TANK 2 LEVEL SWITCH LOW SEAL | SHYD STORAGE TANK 2 LSL SEAL | NON-HAZARDOUS |  | 25 | 1000 | 0 | 0 | 0 |  |  |  | IP65 |  | VTA |  | NaOH STORAGE TANK 2 |  | 28 | 55 | 0 | 65 | 100 | [5 empty] | IP65
0010300007 | AT_INST_ | WST02-403-LG-0120 | C4B | 131242-WST02-DR-P-6016.dgn | WST02-403-SHYD-00130-25-CPVC | WST02 | 403 | SHYD | LG | 0120 |  | SODIUM HYDROXIDE STORAGE TANK 1 LEVEL GAUGE | SODIUM HYDROXIDE STORAGE TANK 1 LEVEL GAUGE | NON-HAZARDOUS |  |  | 1000 | 0 | 0 | 0 | MAGNETIC LEVEL INDICATOR | M-C-5-E-(SS316+PC)-A-0-0-2-A-0-1.5g/cm3-4350mm-N | PP | IP65 | 0 - 4350 mm | PP |  | NaOH STORAGE TANK 1 |  | 28 | 55 | 0 | 65 | 100 |  |  |  |  | SS316+PC | IP65 |  |  |  | ±10mm | [19 empty] | Pipeline | [5 empty] | New-Flow | Golden Mountain Enterprise | https://www.new-flow.com/en | 886-7-8135500 | 886-7-8225588 | info@new-flow.com | TAIWAN
0010300121 | AT_INST_ | WST02-403-LG-0220 | C4B | 131242-WST02-DR-P-6016.dgn | WST02-403-SHYD-00230-25-CPVC | WST02 | 403 | SHYD | LG | 0220 |  | SODIUM HYDROXIDE STORAGE TANK 2 LEVEL GAUGE | SODIUM HYDROXIDE STORAGE TANK 2 LEVEL GAUGE | NON-HAZARDOUS |  |  | 1000 | 0 | 0 | 0 | MAGNETIC LEVEL INDICATOR | M-C-5-E-(SS316+PC)-A-0-0-2-A-0-1.5g/cm3-4350mm-N | PP | IP65 | 0 - 4350 mm | PP |  | NaOH STORAGE TANK 2 |  | 28 | 55 | 0 | 65 | 100 |  |  |  |  | SS316+PC | IP65 |  |  |  | ±10mm | [19 empty] | Pipeline | [5 empty] | New-Flow | Golden Mountain Enterprise | https://www.new-flow.com/en | 886-7-8135500 | 886-7-8225588 | info@new-flow.com | TAIWAN
0010299955 | AT_INST_ | WST02-403-LIA-0101 | C4B | 131242-WST02-DR-P-6016.dgn |  | WST02 | 403 | SHYD | LIA | 0101 |  | SODIUM HYDROXIDE STORAGE TANK 1 LEVEL ALARM | SODIUM HYDROXIDE STORAGE TANK 1 LEVEL ALARM | NON-HAZARDOUS | [20 empty] | HH | H | L | LL |  |  |  | SOFT I/O
0010300125 | AT_INST_ | WST02-403-LIA-0201 | C4B | 131242-WST02-DR-P-6016.dgn |  | WST02 | 403 | SHYD | LIA | 0201 |  | SODIUM HYDROXIDE STORAGE TANK 2 LEVEL ALARM | SODIUM HYDROXIDE STORAGE TANK 2 LEVEL ALARM | NON-HAZARDOUS | [20 empty] | HH | H | L | LL |  |  |  | SOFT I/O
0010329989 | AT_INST_ | WST02-403-LIT-0101 | C4B | 131242-WST02-DR-P-6016.dgn | WST02-403-SHYD-00121-25-CPVC | WST02 | 403 | SHYD | LIT | 0101 |  | SODIUM HYDROXIDE STORAGE TANK 1 LEVEL TRANSMITTER | SODIUM HYDROXIDE STORAGE TANK 1 LEVEL TRANSMITTER | NON-HAZARDOUS | P |  | 1000 | 0 | 0 | 0 | HYDROSTATIC | PMP71B-AABAEJA6BD3HDAB9YYG2+AANAZ1 |  | IP65 | -100-100 kPa(g) | SS316 |  | NaOH STORAGE TANK 1 | 0 - 4m | 28 | 55 | 0 | 65 | 100 | [5 empty] | IP65 |  | 4-20 mA + HART |  | 0.25% of Span |  |  | LOOP-POWERED |  |  |  |  | WST02-ECCP-1000 | SSNR XLV ROOM | WST02-RIO-0401 | SSN CHEMICAL AREA | [8 empty] | Endress+Hauser | [5 empty] | Endress+Hauser | Endress+Hauser | www.sg.endress.com | +65 67685716 | +65 6566 6848 | info.sg@endress.com | India
0010329994 | AT_INST_ | WST02-403-LIT-0201 | C4B | 131242-WST02-DR-P-6016.dgn | WST02-403-SHYD-00121-25-CPVC | WST02 | 403 | SHYD | LIT | 0201 |  | SODIUM HYDROXIDE STORAGE TANK 2 LEVEL TRANSMITTER | SODIUM HYDROXIDE STORAGE TANK 2 LEVEL TRANSMITTER | NON-HAZARDOUS | P |  | 1000 | 0 | 0 | 0 | HYDROSTATIC | PMP71B-AABAEJA6BD3HDAB9YYG2+AANAZ1 |  | IP65 | -100-100 kPa(g) | SS316 |  | NaOH STORAGE TANK 2 | 0 - 4m | 28 | 55 | 0 | 65 | 100 | [5 empty] | IP65 |  | 4-20 mA + HART |  | 0.25% of Span |  |  | LOOP-POWERED |  |  |  |  | WST02-ECCP-1000 | SSNR XLV ROOM | WST02-RIO-0401 | SSN CHEMICAL AREA | [8 empty] | Endress+Hauser | [5 empty] | Endress+Hauser | Endress+Hauser | www.sg.endress.com | +65 67685716 | +65 6566 6848 | info.sg@endress.com | India
0010299893 | AT_INST_ | WST02-403-LSH-0001 | C4B | 131242-WST02-DR-P-6016.dgn |  | WST02 | 403 | SHYD | LSH | 0001 |  | SODIUM HYDROXIDE BUND LEVEL SWITCH HIGH | SODIUM HYDROXIDE BUND LEVEL SWITCH HIGH | NON-HAZARDOUS | E |  | 10 |  |  |  | CONDUCTIVE | FTW31-A1A2IA0A + FTW325-A2B1A | SS316L | IP65 | 1500mm | SS316L |  | SODIUM HYDROXIDE BUND SUMP | 0.1 m | 30 | 0 | 0 | 7 | [5 empty] | PPS & PBT | IP65 | YES | DRY CONTACT |  | ±10%At100Ω-100kΩ | 0.1m |  | 24VDC |  |  |  |  | WST02-ECCP-1000 | SSNR XLV ROOM | WST02-RIO-0401 | SSN CHEMICAL AREA |  |  | 1100 | [5 empty] | Endress+Hauser | [5 empty] | Endress+Hauser | Endress+Hauser | www.sg.endress.com | +65 67685716 | +65 6566 6848 | info.sg@endress.com | Germany
0010299896 | AT_INST_ | WST02-403-LSH-0002 | C4B | 131242-WST02-DR-P-6016.dgn |  | WST02 | 403 | SHYD | LSH | 0002 |  | SODIUM HYDROXIDE CATCHPOT LEVEL SWITCH HIGH | SODIUM HYDROXIDE CATCHPOT LEVEL SWITCH HIGH | NON-HAZARDOUS | TF | [5 empty] | TUNING FORK | FTL62-AAA2BBANN3BNAAAAJ+Z1 | ECTFE | IP65 |  | ECTFE |  | SODIUM HYDROXIDE CATCHPOT | 0.1 m | 30 | 0 | 0 | 0 | [5 empty] | ALUMINUM | IP65 | YES | 3-WIRE PNP |  | 0to+0.9mm | 0.1 m |  | 24VDC |  |  |  |  | WST02-ECCP-1000 | SSNR XLV ROOM | WST02-RIO-0401 | SSN CHEMICAL AREA | [8 empty] | Endress+Hauser | [5 empty] | Endress+Hauser | Endress+Hauser | www.sg.endress.com | +65 67685716 | +65 6566 6848 | info.sg@endress.com | India/Germany
0010300134 | AT_INST_ | WST02-403-LSH-0120 | C4B | 131242-WST02-DR-P-6016.dgn |  | WST02 | 403 | SHYD | LSH | 0120 |  | SODIUM HYDROXIDE TO EQUALIZATION TANK 1 CATCHPOT 1 LEVEL SWITCH HIGH | SHYD TO EQ TANK 1 CATCHPOT 1 LSH | NON-HAZARDOUS | CAP | [5 empty] | CAPACITIVE | KI6000 + EVF004 + E11037 | PBT; PC; POM | IP65 | 0.5 to 40 mm | Non-contact Type |  | NaOH TO EQ TANK 1 CATCHPOT 1 | - | 30 | 0 | 0 | 0 | [5 empty] | PBT; PC; POM | IP65 |  | 3-Wire PNP, NO |  | 1 - 15% | 40mm |  | 24VDC |  |  |  |  | WST02-ECCP-1000 | SSNR XLV ROOM | WST02-RIO-0401 | SSN CHEMICAL AREA | [8 empty] | IFM | [5 empty] | IFM | IFM | https://www.ifm.com/sg/en | 6562 8661 | 6562 8660 | sales.sg@ifm.com | Germany/Poland
0010331388 | AT_INST_ | WST02-403-LSH-0121 | C4B | 131242-WST02-DR-P-6000.dgn |  | WST02 | 403 | SHYD | LSH | 0121 |  | SODIUM HYDROXIDE TO EQUALIZATION TANK 1 CATCHPOT 2 LEVEL SWITCH HIGH | SHYD TO EQ TANK 1 CATCHPOT 2 LSH | NON-HAZARDOUS | CAP | [5 empty] | CAPACITIVE | KI6000 + EVF004 + E11037 | PBT; PC; POM | IP65 | 0.5 to 40 mm | Non-contact Type |  | NaOH TO EQ TANK 1 CATCHPOT 2 | - | 30 | 0 | 0 | 0 | [5 empty] | PBT; PC; POM | IP65 |  | 3-Wire PNP, NO |  | 1 - 15% | 40mm |  | 24VDC |  |  |  |  | WST02-ECCP-1000 | SSNR XLV ROOM | WST02-RIO-0201 | SSN EQ TANK AREA | [8 empty] | IFM | [5 empty] | IFM | IFM | https://www.ifm.com/sg/en | 6562 8661 | 6562 8660 | sales.sg@ifm.com | Germany/Poland
0010295814 | AT_INST_ | WST02-403-LSH-0150 | C4B | 131242-WST02-DR-P-6017.dgn |  | WST02 | 403 | SHYD | LSH | 0150 |  | NaOH TO ANAMMOX REACTOR 1 CATCHPOT 1 LEVEL SWITCH HIGH | NaOH TO AMX REACTOR 1 CATCHPOT 1 LSH | NON-HAZARDOUS | CAP | [5 empty] | CAPACITIVE | KI6000 + EVF004 + E11037 | PBT; PC; POM | IP65 | 0.5 to 40 mm | Non-contact Type |  | NaOH TO Ana Rx 1 CATCHPOT 1 | - | 30 | 0 | 0 | 0 | [5 empty] | PBT; PC; POM | IP65 |  | 3-Wire PNP, NO |  | 1 - 15% | 40mm |  | 24VDC |  |  |  |  | WST02-ECCP-1000 | SSNR XLV ROOM | WST02-RIO-0401 | SSN CHEMICAL AREA | [8 empty] | IFM | [5 empty] | IFM | IFM | https://www.ifm.com/sg/en | 6562 8661 | 6562 8660 | sales.sg@ifm.com | Germany/Poland
0010331865 | AT_INST_ | WST02-403-LSH-0151 | C4B | 131242-WST02-DR-P-6005.dgn |  | WST02 | 403 | SHYD | LSH | 0151 |  | NaOH TO ANAMMOX REACTOR 1 CATCHPOT 2 LEVEL SWITCH HIGH | NaOH TO AMX REACTOR 1 CATCHPOT 2 LSH | NON-HAZARDOUS | CAP | [5 empty] | CAPACITIVE | KI6000 + EVF004 + E11037 | PBT; PC; POM | IP65 | 0.5 to 40 mm | Non-contact Type |  | NaOH TO Ana Rx 1 CATCHPOT 2 | - | 30 | 0 | 0 | 0 | [5 empty] | PBT; PC; POM | IP65 |  | 3-Wire PNP, NO |  | 1 - 15% | 40mm |  | 24VDC |  |  |  |  | WST02-ECCP-1000 | SSNR XLV ROOM | WST02-RIO-0202 | SSN ANAMMOX Rx AREA | [8 empty] | IFM | [5 empty] | IFM | IFM | https://www.ifm.com/sg/en | 6562 8661 | 6562 8660 | sales.sg@ifm.com | Germany/Poland
0010300136 | AT_INST_ | WST02-403-LSH-0220 | C4B | 131242-WST02-DR-P-6016.dgn |  | WST02 | 403 | SHYD | LSH | 0220 |  | SODIUM HYDROXIDE TO EQUALIZATION TANK 2 CATCHPOT 1 LEVEL SWITCH HIGH | SHYD TO EQ TANK 2 CATCHPOT 1 LSH | NON-HAZARDOUS | CAP | [5 empty] | CAPACITIVE | KI6000 + EVF004 + E11037 | PBT; PC; POM | IP65 | 0.5 to 40 mm | Non-contact Type |  | NaOH TO EQ TANK 2 CATCHPOT 1 | - | 30 | 0 | 0 | 0 | [5 empty] | PBT; PC; POM | IP65 |  | 3-Wire PNP, NO |  | 1 - 15% | 40mm |  | 24VDC |  |  |  |  | WST02-ECCP-1000 | SSNR XLV ROOM | WST02-RIO-0401 | SSN CHEMICAL AREA | [8 empty] | IFM | [5 empty] | IFM | IFM | https://www.ifm.com/sg/en | 6562 8661 | 6562 8660 | sales.sg@ifm.com | Germany/Poland
0010331409 | AT_INST_ | WST02-403-LSH-0221 | C4B | 131242-WST02-DR-P-6000.dgn |  | WST02 | 403 | SHYD | LSH | 0221 |  | SODIUM HYDROXIDE TO EQUALIZATION TANK 2 CATCHPOT 2 LEVEL SWITCH HIGH | SHYD TO EQ TANK 2 CATCHPOT 2 LSH | NON-HAZARDOUS | CAP | [5 empty] | CAPACITIVE | KI6000 + EVF004 + E11037 | PBT; PC; POM | IP65 | 0.5 to 40 mm | Non-contact Type |  | NaOH TO EQ TANK 2 CATCHPOT 2 | - | 30 | 0 | 0 | 0 | [5 empty] | PBT; PC; POM | IP65 |  | 3-Wire PNP, NO |  | 1 - 15% | 40mm |  | 24VDC |  |  |  |  | WST02-ECCP-1000 | SSNR XLV ROOM | WST02-RIO-0201 | SSN EQ TANK AREA | [8 empty] | IFM | [5 empty] | IFM | IFM | https://www.ifm.com/sg/en | 6562 8661 | 6562 8660 | sales.sg@ifm.com | Germany/Poland
0010295905 | AT_INST_ | WST02-403-LSH-0250 | C4B | 131242-WST02-DR-P-6017.dgn |  | WST02 | 403 | SHYD | LSH | 0250 |  | NaOH TO ANAMMOX REACTOR 2 CATCHPOT 1 LEVEL SWITCH HIGH | NaOH TO AMX REACTOR 2 CATCHPOT 1 LSH | NON-HAZARDOUS | CAP | [5 empty] | CAPACITIVE | KI6000 + EVF004 + E11037 | PBT; PC; POM | IP65 | 0.5 to 40 mm | Non-contact Type |  | NaOH TO Ana Rx 2 CATCHPOT 1 | - | 30 | 0 | 0 | 0 | [5 empty] | PBT; PC; POM | IP65 |  | 3-Wire PNP, NO |  | 1 - 15% | 40mm |  | 24VDC |  |  |  |  | WST02-ECCP-1000 | SSNR XLV ROOM | WST02-RIO-0401 | SSN CHEMICAL AREA | [8 empty] | IFM | [5 empty] | IFM | IFM | https://www.ifm.com/sg/en | 6562 8661 | 6562 8660 | sales.sg@ifm.com | Germany/Poland
0010331918 | AT_INST_ | WST02-403-LSH-0251 | C4B | 131242-WST02-DR-P-6006.dgn |  | WST02 | 403 | SHYD | LSH | 0251 |  | NaOH TO ANAMMOX REACTOR 2 CATCHPOT 2 LEVEL SWITCH HIGH | NaOH TO AMX REACTOR 2 CATCHPOT 2 LSH | NON-HAZARDOUS | CAP | [5 empty] | CAPACITIVE | KI6000 + EVF004 + E11037 | PBT; PC; POM | IP65 | 0.5 to 40 mm | Non-contact Type |  | NaOH TO Ana Rx 2 CATCHPOT 2 | - | 30 | 0 | 0 | 0 | [5 empty] | PBT; PC; POM | IP65 |  | 3-Wire PNP, NO |  | 1 - 15% | 40mm |  | 24VDC |  |  |  |  | WST02-ECCP-1000 | SSNR XLV ROOM | TBA | TBA | [8 empty] | IFM | [5 empty] | IFM | IFM | https://www.ifm.com/sg/en | 6562 8661 | 6562 8660 | sales.sg@ifm.com | Germany/Poland
0010295942 | AT_INST_ | WST02-403-LSH-0350 | C4B | 131242-WST02-DR-P-6017.dgn |  | WST02 | 403 | SHYD | LSH | 0350 |  | NaOH TO ANAMMOX REACTOR 3 CATCHPOT 1 LEVEL SWITCH HIGH | NaOH TO AMX REACTOR 3 CATCHPOT 1 LSH | NON-HAZARDOUS | CAP | [5 empty] | CAPACITIVE | KI6000 + EVF004 + E11037 | PBT; PC; POM | IP65 | 0.5 to 40 mm | Non-contact Type |  | NaOH TO Ana Rx 3 CATCHPOT 1 | - | 30 | 0 | 0 | 0 | [5 empty] | PBT; PC; POM | IP65 |  | 3-Wire PNP, NO |  | 1 - 15% | 40mm |  | 24VDC |  |  |  |  | WST02-ECCP-1000 | SSNR XLV ROOM | WST02-RIO-0401 | SSN CHEMICAL AREA | [8 empty] | IFM | [5 empty] | IFM | IFM | https://www.ifm.com/sg/en | 6562 8661 | 6562 8660 | sales.sg@ifm.com | Germany/Poland
0010332036 | AT_INST_ | WST02-403-LSH-0351 | C4B | 131242-WST02-DR-P-6007.dgn |  | WST02 | 403 | SHYD | LSH | 0351 |  | NaOH TO ANAMMOX REACTOR 3 CATCHPOT 2 LEVEL SWITCH HIGH | NaOH TO AMX REACTOR 3 CATCHPOT 2 LSH | NON-HAZARDOUS | CAP | [5 empty] | CAPACITIVE | KI6000 + EVF004 + E11037 | PBT; PC; POM | IP65 | 0.5 to 40 mm | Non-contact Type |  | NaOH TO Ana Rx 3 CATCHPOT 2 | - | 30 | 0 | 0 | 0 | [5 empty] | PBT; PC; POM | IP65 |  | 3-Wire PNP, NO |  | 1 - 15% | 40mm |  | 24VDC |  |  |  |  | WST02-ECCP-1000 | SSNR XLV ROOM | WST02-RIO-0202 | SSN ANAMMOX Rx AREA | [8 empty] | IFM | [5 empty] | IFM | IFM | https://www.ifm.com/sg/en | 6562 8661 | 6562 8660 | sales.sg@ifm.com | Germany/Poland
0010295941 | AT_INST_ | WST02-403-LSH-0450 | C4B | 131242-WST02-DR-P-6017.dgn |  | WST02 | 403 | SHYD | LSH | 0450 |  | NaOH TO ANAMMOX REACTOR 4 CATCHPOT 1 LEVEL SWITCH HIGH | NaOH TO AMX REACTOR 4 CATCHPOT 1 LSH | NON-HAZARDOUS | CAP | [5 empty] | CAPACITIVE | KI6000 + EVF004 + E11037 | PBT; PC; POM | IP65 | 0.5 to 40 mm | Non-contact Type |  | NaOH TO Ana Rx 4 CATCHPOT 1 | - | 30 | 0 | 0 | 0 | [5 empty] | PBT; PC; POM | IP65 |  | 3-Wire PNP, NO |  | 1 - 15% | 40mm |  | 24VDC |  |  |  |  | WST02-ECCP-1000 | SSNR XLV ROOM | WST02-RIO-0401 | SSN CHEMICAL AREA | [8 empty] | IFM | [5 empty] | IFM | IFM | https://www.ifm.com/sg/en | 6562 8661 | 6562 8660 | sales.sg@ifm.com | Germany/Poland
0010332108 | AT_INST_ | WST02-403-LSH-0451 | C4B | 131242-WST02-DR-P-6008.dgn |  | WST02 | 403 | SHYD | LSH | 0451 |  | NaOH TO ANAMMOX REACTOR 4 CATCHPOT 2 LEVEL SWITCH HIGH | NaOH TO AMX REACTOR 4 CATCHPOT 2 LSH | NON-HAZARDOUS | CAP | [5 empty] | CAPACITIVE | KI6000 + EVF004 + E11037 | PBT; PC; POM | IP65 | 0.5 to 40 mm | Non-contact Type |  | NaOH TO Ana Rx 4 CATCHPOT 2 | - | 30 | 0 | 0 | 0 | [5 empty] | PBT; PC; POM | IP65 |  | 3-Wire PNP, NO |  | 1 - 15% | 40mm |  | 24VDC |  |  |  |  | WST02-ECCP-1000 | SSNR XLV ROOM | WST02-RIO-0202 | SSN ANAMMOX Rx AREA | [8 empty] | IFM | [5 empty] | IFM | IFM | https://www.ifm.com/sg/en | 6562 8661 | 6562 8660 | sales.sg@ifm.com | Germany/Poland
0010299919 | AT_INST_ | WST02-403-LSHH-0001 | C4B | 131242-WST02-DR-P-6016.dgn |  | WST02 | 403 | SHYD | LSHH | 0001 |  | SODIUM HYDROXIDE BUND LEVEL SWITCH HIGH HIGH | SODIUM HYDROXIDE BUND LEVEL SWITCH HIGH HIGH | NON-HAZARDOUS | E |  | 10 |  |  |  | CONDUCTIVE | FTW31-A1A2IA0A + FTW325-A2B1A | SS316L | IP65 | 1500mm | SS316L |  | SODIUM HYDROXIDE BUND SUMP | 0.2m | 30 | 0 | 0 | 7 | [5 empty] | PPS & PBT | IP65 | YES | DRY CONTACT |  | ±10%At100Ω-100kΩ | 0.2m |  | 24VDC |  |  |  |  | WST02-ECCP-1000 | SSNR XLV ROOM | WST02-RIO-0401 | SSN CHEMICAL AREA |  |  |  | 950 |  |  |  |  | Endress+Hauser | [5 empty] | Endress+Hauser | Endress+Hauser | www.sg.endress.com | +65 67685716 | +65 6566 6848 | info.sg@endress.com | Germany
0010329988 | AT_INST_ | WST02-403-LSHH-0101 | C4B | 131242-WST02-DR-P-6016.dgn | WST02-403-SHYD-00123-25-CPVC | WST02 | 403 | SHYD | LSHH | 0101 |  | SODIUM HYDROXIDE STORAGE TANK 1 LEVEL SWITCH HIGH HIGH | SHYD STORAGE TANK 1 LSHH | NON-HAZARDOUS | P |  | 1000 | 0 | 0 | 0 | HYDROSTATIC | PN2099; DVC105 (ZHO004); EVF005 | SS316L | IP65 | 0.2-4 bar | PTFE(Diaphragm Seal) |  | NaOH STORAGE TANK 1 |  | 28 | 55 | 0 | 65 | 100 |  |  |  |  | SS316L | IP65 |  | 3-Wire PNP, NO |  | ±0.4% FS | TBA | 1bar/100 kPa(g) | 24VDC |  |  |  |  | WST02-ECCP-1000 | SSNR XLV ROOM | WST02-RIO-0401 | SSN CHEMICAL AREA | [8 empty] | IFM | [5 empty] | IFM | IFM | https://www.ifm.com/sg/en | 6562 8661 | 6562 8660 | sales.sg@ifm.com | Germany/Poland
0010329991 | AT_INST_ | WST02-403-LSHH-0201 | C4B | 131242-WST02-DR-P-6016.dgn | WST02-403-SHYD-00223-25-CPVC | WST02 | 403 | SHYD | LSHH | 0201 |  | SODIUM HYDROXIDE STORAGE TANK 2 LEVEL SWITCH HIGH HIGH | SHYD STORAGE TANK 2 LSHH | NON-HAZARDOUS | P |  | 1000 | 0 | 0 | 0 | HYDROSTATIC | PN2099; DVC105 (ZHO004); EVF005 | SS316L | IP65 | 0.2-4 bar | PTFE(Diaphragm Seal) |  | NaOH STORAGE TANK 2 |  | 28 | 55 | 0 | 65 | 100 |  |  |  |  | SS316L | IP65 |  | 3-Wire PNP, NO |  | ±0.4% FS | TBA | 1bar/100 kPa(g) | 24VDC |  |  |  |  | WST02-ECCP-1000 | SSNR XLV ROOM | WST02-RIO-0401 | SSN CHEMICAL AREA | [8 empty] | IFM | [5 empty] | IFM | IFM | https://www.ifm.com/sg/en | 6562 8661 | 6562 8660 | sales.sg@ifm.com | Germany/Poland
0010329993 | AT_INST_ | WST02-403-LSLL-0101 | C4B | 131242-WST02-DR-P-6016.dgn | WST02-403-SHYD-00123-25-CPVC | WST02 | 403 | SHYD | LSLL | 0101 |  | SODIUM HYDROXIDE STORAGE TANK 1 LEVEL SWITCH LOW LOW | SHYD STORAGE TANK 1 LSLL | NON-HAZARDOUS | P |  | 1000 | 0 | 0 | 0 | HYDROSTATIC | PN2099; DVC105 (ZHO004); EVF005 | SS316L | IP65 | 0.2-4 bar | PTFE(Diaphragm Seal) |  | NaOH STORAGE TANK 1 |  | 28 | 55 | 0 | 65 | 100 |  |  |  |  | SS316L | IP65 |  | 3-Wire PNP, NO |  | ±0.4% FS | TBA | 1bar/100 kPa(g) | 24VDC |  |  |  |  | WST02-ECCP-1000 | SSNR XLV ROOM | WST02-RIO-0401 | SSN CHEMICAL AREA | [8 empty] | IFM | [5 empty] | IFM | IFM | https://www.ifm.com/sg/en | 6562 8661 | 6562 8660 | sales.sg@ifm.com | Germany/Poland
0010329992 | AT_INST_ | WST02-403-LSLL-0201 | C4B | 131242-WST02-DR-P-6016.dgn | WST02-403-SHYD-00225-25-CPVC | WST02 | 403 | SHYD | LSLL | 0201 |  | SODIUM HYDROXIDE STORAGE TANK 2 LEVEL SWITCH LOW LOW | SHYD STORAGE TANK 2 LSLL | NON-HAZARDOUS | P |  | 1000 | 0 | 0 | 0 | HYDROSTATIC | PN2099; DVC105 (ZHO004); EVF005 | SS316L | IP65 | 0.2-4 bar | PTFE(Diaphragm Seal) |  | NaOH STORAGE TANK 2 |  | 28 | 55 | 0 | 65 | 100 |  |  |  |  | SS316L | IP65 |  | 3-Wire PNP, NO |  | ±0.4% FS | TBA | 1bar/100 kPa(g) | 24VDC |  |  |  |  | WST02-ECCP-1000 | SSNR XLV ROOM | WST02-RIO-0401 | SSN CHEMICAL AREA | [8 empty] | IFM | [5 empty] | IFM | IFM | https://www.ifm.com/sg/en | 6562 8661 | 6562 8660 | sales.sg@ifm.com | Germany/Poland
0010300066 | AT_INST_CS | WST02-403-PE-0120 | C4B | 131242-WST02-DR-P-6016.dgn | WST02-403-SHYD-00115-15-CPVC | WST02 | 403 | SHYD | PE | 0120 |  | EQUALIZATION TANK 1 SODIUM HYDROXIDE DOSING PUMP A DISCHARGE PRESSURE INDICATOR SEAL | EQ TANK 1 SHYD DOSING P A DISCHARGE PI SEAL | NON-HAZARDOUS |  | 15 | 1000 | 0 | 0 | 500 |  | DBS06-VL-XY-UJ-VI-TY-WA-VV-UX | SS316L | IP65 |  | PTFE |  | EQ TANK 1 NaOH Dos.P.A Out. |  | 28 | 293 | 283 | 310 | 600 | [5 empty] | IP65 | [23 empty] | Endress+Hauser | [5 empty] | Endress+Hauser | Endress+Hauser | www.sg.endress.com | +65 67685716 | +65 6566 6848 | info.sg@endress.com | India
0010295930 | AT_INST_CS | WST02-403-PE-0150 | C4B | 131242-WST02-DR-P-6017.dgn | WST02-403-SHYD-00155-15-CPVC | WST02 | 403 | SHYD | PE | 0150 |  | ANAMMOX REACTOR SODIUM HYDROXIDE DOSING PUMP A DISCHARGE PRESSURE INDICATOR SEAL | AMX REACTOR SHYD DOSING P A DISCHARGE PI SEAL | NON-HAZARDOUS |  | 15 | 1000 | 0 | 0 | 0 |  | DBS06-VL-XY-UJ-VI-TY-WA-VV-UX | SS316L | IP65 |  | PTFE |  | ANAMMOX Rx NaOH Dos.P.A Out. |  | 28 | 247 | 235 | 281 | 600 | [5 empty] | IP65 | [23 empty] | Endress+Hauser | [5 empty] | Endress+Hauser | Endress+Hauser | www.sg.endress.com | +65 67685716 | +65 6566 6848 | info.sg@endress.com | India
0010300070 | AT_INST_CS | WST02-403-PE-0220 | C4B | 131242-WST02-DR-P-6016.dgn | WST02-403-SHYD-00215-40-CPVC | WST02 | 403 | SHYD | PE | 0220 |  | EQUALIZATION TANK 1 SODIUM HYDROXIDE DOSING PUMP B DISCHARGE PRESSURE INDICATOR SEAL | EQ TANK 1 SHYD DOSING P B DISCHARGE PI SEAL | NON-HAZARDOUS |  | 15 | 1000 | 0 | 0 | 500 |  | DBS06-VL-XY-UJ-VI-TY-WA-VV-UX | SS316L | IP65 |  | PTFE |  | EQ TANK 1 NaOH Dos.P.B Out. |  | 28 | 293 | 283 | 310 | 600 | [5 empty] | IP65 | [23 empty] | Endress+Hauser | [5 empty] | Endress+Hauser | Endress+Hauser | www.sg.endress.com | +65 67685716 | +65 6566 6848 | info.sg@endress.com | India
0010295929 | AT_INST_CS | WST02-403-PE-0250 | C4B | 131242-WST02-DR-P-6017.dgn | WST02-403-SHYD-00255-15-CPVC | WST02 | 403 | SHYD | PE | 0250 |  | ANAMMOX REACTOR SODIUM HYDROXIDE DOSING PUMP B DISCHARGE PRESSURE INDICATOR SEAL | AMX REACTOR SHYD DOSING P B DISCHARGE PI SEAL | NON-HAZARDOUS |  | 15 | 1000 | 0 | 0 | 0 |  | DBS06-VL-XY-UJ-VI-TY-WA-VV-UX | SS316L | IP65 |  | PTFE |  | ANAMMOX Rx NaOH Dos.P. B Out. |  | 28 | 247 | 235 | 281 | 600 | [5 empty] | IP65 | [23 empty] | Endress+Hauser | [5 empty] | Endress+Hauser | Endress+Hauser | www.sg.endress.com | +65 67685716 | +65 6566 6848 | info.sg@endress.com | India
0010300067 | AT_INST_CS | WST02-403-PE-0320 | C4B | 131242-WST02-DR-P-6016.dgn | WST02-403-SHYD-00315-15-CPVC | WST02 | 403 | SHYD | PE | 0320 |  | EQUALIZATION TANK 1 SODIUM HYDROXIDE DOSING PUMP C DISCHARGE PRESSURE INDICATOR SEAL | EQ TANK 1 SHYD DOSING P C DISCHARGE PI SEAL | NON-HAZARDOUS |  | 15 | 1000 | 0 | 0 | 500 |  | DBS06-VL-XY-UJ-VI-TY-WA-VV-UX | SS316L | IP65 |  | PTFE |  | EQ TANK 1 NaOH Dos.P.C Out. |  | 28 | 293 | 283 | 310 | 600 | [5 empty] | IP65 | [23 empty] | Endress+Hauser | [5 empty] | Endress+Hauser | Endress+Hauser | www.sg.endress.com | +65 67685716 | +65 6566 6848 | info.sg@endress.com | India
0010295861 | AT_INST_CS | WST02-403-PE-0350 | C4B | 131242-WST02-DR-P-6017.dgn | WST02-403-SHYD-00355-15-CPVC | WST02 | 403 | SHYD | PE | 0350 |  | ANAMMOX REACTOR SODIUM HYDROXIDE DOSING PUMP C DISCHARGE PRESSURE INDICATOR SEAL | AMX REACTOR SHYD DOSING P C DISCHARGE PI SEAL | NON-HAZARDOUS |  | 15 | 1000 | 0 | 0 | 0 |  | DBS06-VL-XY-UJ-VI-TY-WA-VV-UX | SS316L | IP65 |  | PTFE |  | ANAMMOX Rx NaOH Dos.P. C Out. |  | 28 | 247 | 235 | 281 | 600 | [5 empty] | IP65 | [23 empty] | Endress+Hauser | [5 empty] | Endress+Hauser | Endress+Hauser | www.sg.endress.com | +65 67685716 | +65 6566 6848 | info.sg@endress.com | India
0010295858 | AT_INST_CS | WST02-403-PE-0450 | C4B | 131242-WST02-DR-P-6017.dgn | WST02-403-SHYD-00455-15-CPVC | WST02 | 403 | SHYD | PE | 0450 |  | ANAMMOX REACTOR SODIUM HYDROXIDE DOSING PUMP D DISCHARGE PRESSURE INDICATOR SEAL | AMX REACTOR SHYD DOSING P D DISCHARGE PI SEAL | NON-HAZARDOUS |  | 15 | 1000 | 0 | 0 | 0 |  | DBS06-VL-XY-UJ-VI-TY-WA-VV-UX | SS316L | IP65 |  | PTFE |  | ANAMMOX Rx NaOH Dos.P. D Out. |  | 28 | 247 | 235 | 281 | 600 | [5 empty] | IP65 | [23 empty] | Endress+Hauser | [5 empty] | Endress+Hauser | Endress+Hauser | www.sg.endress.com | +65 67685716 | +65 6566 6848 | info.sg@endress.com | India
0010295859 | AT_INST_CS | WST02-403-PE-0550 | C4B | 131242-WST02-DR-P-6017.dgn | WST02-403-SHYD-00555-15-CPVC | WST02 | 403 | SHYD | PE | 0550 |  | ANAMMOX REACTOR SODIUM HYDROXIDE DOSING PUMP E DISCHARGE PRESSURE INDICATOR SEAL | AMX REACTOR SHYD DOSING P E DISCHARGE PI SEAL | NON-HAZARDOUS |  | 15 | 1000 | 0 | 0 | 0 |  | DBS06-VL-XY-UJ-VI-TY-WA-VV-UX | SS316L | IP65 |  | PTFE |  | ANAMMOX Rx NaOH Dos.P. E Out. |  | 28 | 247 | 235 | 281 | 600 | [5 empty] | IP65 | [23 empty] | Endress+Hauser | [5 empty] | Endress+Hauser | Endress+Hauser | www.sg.endress.com | +65 67685716 | +65 6566 6848 | info.sg@endress.com | India
0010329990 | AT_INST_ | WST02-403-PI-0120 | C4B | 131242-WST02-DR-P-6016.dgn | WST02-403-SHYD-00115-15-CPVC | WST02 | 403 | SHYD | PI | 0120 |  | EQUALIZATION TANK 1 SODIUM HYDROXIDE DOSING PUMP A DISCHARGE PRESSURE INDICATOR | EQ TANK 1 SHYD DOSING P A DISCHARGE PI | NON-HAZARDOUS |  |  | 1000 | 0 | 0 | 500 | BOURDON TUBE | ALH-02-4BM-B20/_PY_ZL_RX_SX_PW_PS2 | SS316L | IP65 | 0 - 6 Bar | PP + PTFE |  | EQ TANK 1 NaOH Dos.P.A Out. | 0 - 500 kPa(g) | 28 | 293 | 283 | 310 | 600 |  |  |  |  | SS316 | IP65 |  |  |  | 2% of Span |  | 0 - 6 Bar | [17 empty] | Baumer | [5 empty] | Baumer | Baumer (Singapore) Pte Ltd | www.baumer.com | 62912677 | 62912077 | sales.sg@baumer.com | India
0010329997 | AT_INST_ | WST02-403-PI-0150 | C4B | 131242-WST02-DR-P-6017.dgn | WST02-403-SHYD-00155-15-CPVC | WST02 | 403 | SHYD | PI | 0150 |  | ANAMMOX REACTOR SODIUM HYDROXIDE DOSING PUMP A DISCHARGE PRESSURE INDICATOR | AMX REACTOR SHYD DOSING P A DISCHARGE PI | NON-HAZARDOUS |  |  | 1000 | 0 | 0 | 0 | BOURDON TUBE | ALH-02-4BM-B20/_PY_ZL_RX_SX_PW_PS2 | SS316L | IP65 | 0 - 6 Bar | PP + PTFE |  | ANAMMOX Rx NaOH Dos.P.A Out. | 0 - 500 kPa(g) | 28 | 247 | 235 | 281 | 600 |  |  |  |  | SS316 | IP65 |  |  |  | 2% of Span |  | 0 - 6 Bar | [17 empty] | Baumer | [5 empty] | Baumer | Baumer (Singapore) Pte Ltd | www.baumer.com | 62912677 | 62912077 | sales.sg@baumer.com | India
0010329995 | AT_INST_ | WST02-403-PI-0220 | C4B | 131242-WST02-DR-P-6016.dgn | WST02-403-SHYD-00215-40-CPVC | WST02 | 403 | SHYD | PI | 0220 |  | EQUALIZATION TANK 1 SODIUM HYDROXIDE DOSING PUMP B DISCHARGE PRESSURE INDICATOR | EQ TANK 1 SHYD DOSING P B DISCHARGE PI | NON-HAZARDOUS |  |  | 1000 | 0 | 0 | 500 | BOURDON TUBE | ALH-02-4BM-B20/_PY_ZL_RX_SX_PW_PS2 | SS316L | IP65 | 0 - 6 Bar | PP + PTFE |  | EQ TANK 1 NaOH Dos.P.B Out. | 0 - 500 kPa(g) | 28 | 293 | 283 | 310 | 600 |  |  |  |  | SS316 | IP65 |  |  |  | 2% of Span |  | 0 - 6 Bar | [17 empty] | Baumer | [5 empty] | Baumer | Baumer (Singapore) Pte Ltd | www.baumer.com | 62912677 | 62912077 | sales.sg@baumer.com | India
0010329998 | AT_INST_ | WST02-403-PI-0250 | C4B | 131242-WST02-DR-P-6017.dgn | WST02-403-SHYD-00255-15-CPVC | WST02 | 403 | SHYD | PI | 0250 |  | ANAMMOX REACTOR SODIUM HYDROXIDE DOSING PUMP B DISCHARGE PRESSURE INDICATOR | AMX REACTOR SHYD DOSING P B DISCHARGE PI | NON-HAZARDOUS |  |  | 1000 | 0 | 0 | 0 | BOURDON TUBE | ALH-02-4BM-B20/_PY_ZL_RX_SX_PW_PS2 | SS316L | IP65 | 0 - 6 Bar | PP + PTFE |  | ANAMMOX Rx NaOH Dos.P.B Out. | 0 - 500 kPa(g) | 28 | 247 | 235 | 281 | 600 |  |  |  |  | SS316 | IP65 |  |  |  | 2% of Span |  | 0 - 6 Bar | [17 empty] | Baumer | [5 empty] | Baumer | Baumer (Singapore) Pte Ltd | www.baumer.com | 62912677 | 62912077 | sales.sg@baumer.com | India
0010329996 | AT_INST_ | WST02-403-PI-0320 | C4B | 131242-WST02-DR-P-6016.dgn | WST02-403-SHYD-00315-15-CPVC | WST02 | 403 | SHYD | PI | 0320 |  | EQUALIZATION TANK 1 SODIUM HYDROXIDE DOSING PUMP C DISCHARGE PRESSURE INDICATOR | EQ TANK 1 SHYD DOSING P C DISCHARGE PI | NON-HAZARDOUS |  |  | 1000 | 0 | 0 | 500 | BOURDON TUBE | ALH-02-4BM-B20/_PY_ZL_RX_SX_PW_PS2 | SS316L | IP65 | 0 - 6 Bar | PP + PTFE |  | EQ TANK 1 NaOH Dos.P.C Out. | 0 - 500 kPa(g) | 28 | 293 | 283 | 310 | 600 |  |  |  |  | SS316 | IP65 |  |  |  | 2% of Span |  | 0 - 6 Bar | [17 empty] | Baumer | [5 empty] | Baumer | Baumer (Singapore) Pte Ltd | www.baumer.com | 62912677 | 62912077 | sales.sg@baumer.com | India
0010329999 | AT_INST_ | WST02-403-PI-0350 | C4B | 131242-WST02-DR-P-6017.dgn | WST02-403-SHYD-00355-15-CPVC | WST02 | 403 | SHYD | PI | 0350 |  | ANAMMOX REACTOR SODIUM HYDROXIDE DOSING PUMP C DISCHARGE PRESSURE INDICATOR | AMX REACTOR SHYD DOSING P C DISCHARGE PI | NON-HAZARDOUS |  |  | 1000 | 0 | 0 | 0 | BOURDON TUBE | ALH-02-4BM-B20/_PY_ZL_RX_SX_PW_PS2 | SS316L | IP65 | 0 - 6 Bar | PP + PTFE |  | ANAMMOX Rx NaOH Dos.P.C Out. | 0 - 500 kPa(g) | 28 | 247 | 235 | 281 | 600 |  |  |  |  | SS316 | IP65 |  |  |  | 2% of Span |  | 0 - 6 Bar | [17 empty] | Baumer | [5 empty] | Baumer | Baumer (Singapore) Pte Ltd | www.baumer.com | 62912677 | 62912077 | sales.sg@baumer.com | India
0010330000 | AT_INST_ | WST02-403-PI-0450 | C4B | 131242-WST02-DR-P-6017.dgn | WST02-403-SHYD-00455-15-CPVC | WST02 | 403 | SHYD | PI | 0450 |  | ANAMMOX REACTOR SODIUM HYDROXIDE DOSING PUMP D DISCHARGE PRESSURE INDICATOR | AMX REACTOR SHYD DOSING P D DISCHARGE PI | NON-HAZARDOUS |  |  | 1000 | 0 | 0 | 0 | BOURDON TUBE | ALH-02-4BM-B20/_PY_ZL_RX_SX_PW_PS2 | SS316L | IP65 | 0 - 6 Bar | PP + PTFE |  | ANAMMOX Rx NaOH Dos.P.D Out. | 0 - 500 kPa(g) | 28 | 247 | 235 | 281 | 600 |  |  |  |  | SS316 | IP65 |  |  |  | 2% of Span |  | 0 - 6 Bar | [17 empty] | Baumer | [5 empty] | Baumer | Baumer (Singapore) Pte Ltd | www.baumer.com | 62912677 | 62912077 | sales.sg@baumer.com | India
0010330001 | AT_INST_ | WST02-403-PI-0550 | C4B | 131242-WST02-DR-P-6017.dgn | WST02-403-SHYD-00555-15-CPVC | WST02 | 403 | SHYD | PI | 0550 |  | ANAMMOX REACTOR SODIUM HYDROXIDE DOSING PUMP E DISCHARGE PRESSURE INDICATOR | AMX REACTOR SHYD DOSING P E DISCHARGE PI | NON-HAZARDOUS |  |  | 1000 | 0 | 0 | 0 | BOURDON TUBE | ALH-02-4BM-B20/_PY_ZL_RX_SX_PW_PS2 | SS316L | IP65 | 0 - 6 Bar | PP + PTFE |  | ANAMMOX Rx NaOH Dos.P.E Out. | 0 - 500 kPa(g) | 28 | 247 | 235 | 281 | 600 |  |  |  |  | SS316 | IP65 |  |  |  | 2% of Span |  | 0 - 6 Bar | [17 empty] | Baumer | [5 empty] | Baumer | Baumer (Singapore) Pte Ltd | www.baumer.com | 62912677 | 62912077 | sales.sg@baumer.com | India
0010300036 | AT_INST_ | WST02-403-ZC-0101 | C4B | 131242-WST02-DR-P-6016.dgn |  | WST02 | 403 | SHYD | ZC | 0101 |  | EQUALIZATION TANK SODIUM HYDROXIDE DOSING PUMP A STROKE LENGTH CONTROLLER | EQ TANK SHYD DOSING P A STROKE LEN CONTROLLER | NON-HAZARDOUS | [13 empty] | EQ TANK NaOH DOSING PUMP A | [23 empty] | WST02-ECCP-1000 | SSNR XLV ROOM | WST02-RIO-0401 | SSN CHEMICAL AREA | [8 empty] | PROMINENT | [5 empty] | PROMINENT | PROMINENT | https://www.prominent.com/ | +6567474935 | +6567452240 | info-sg@prominent.com | GERMANY
0010295824 | AT_INST_ | WST02-403-ZC-0102 | C4B | 131242-WST02-DR-P-6017.dgn |  | WST02 | 403 | SHYD | ZC | 0102 |  | ANAMMOX REACTOR SODIUM HYDROXIDE DOSING PUMP A STROKE LENGTH CONTROLLER | AMX REACTOR SHYD DOSING P A STROKE LEN CONTROLLER | NON-HAZARDOUS | [13 empty] | ANAMMOX RX NaOH DOSING PUMP A | [23 empty] | WST02-ECCP-1000 | SSNR XLV ROOM | WST02-RIO-0401 | SSN CHEMICAL AREA | [8 empty] | PROMINENT | [5 empty] | PROMINENT | PROMINENT | https://www.prominent.com/ | +6567474935 | +6567452240 | info-sg@prominent.com | GERMANY
0010299887 | AT_INST_ | WST02-403-ZC-0201 | C4B | 131242-WST02-DR-P-6016.dgn |  | WST02 | 403 | SHYD | ZC | 0201 |  | EQUALIZATION TANK SODIUM HYDROXIDE DOSING PUMP B STROKE LENGTH CONTROLLER | EQ TANK SHYD DOSING P B STROKE LEN CONTROLLER | NON-HAZARDOUS | [13 empty] | EQ TANK NaOH DOSING PUMP B | [23 empty] | WST02-ECCP-1000 | SSNR XLV ROOM | WST02-RIO-0401 | SSN CHEMICAL AREA | [8 empty] | PROMINENT | [5 empty] | PROMINENT | PROMINENT | https://www.prominent.com/ | +6567474935 | +6567452240 | info-sg@prominent.com | GERMANY
0010295827 | AT_INST_ | WST02-403-ZC-0202 | C4B | 131242-WST02-DR-P-6017.dgn |  | WST02 | 403 | SHYD | ZC | 0202 |  | ANAMMOX REACTOR SODIUM HYDROXIDE DOSING PUMP B STROKE LENGTH CONTROLLER | AMX REACTOR SHYD DOSING P B STROKE LEN CONTROLLER | NON-HAZARDOUS | [13 empty] | ANAMMOX RX NaOH DOSING PUMP B | [23 empty] | WST02-ECCP-1000 | SSNR XLV ROOM | WST02-RIO-0401 | SSN CHEMICAL AREA | [8 empty] | PROMINENT | [5 empty] | PROMINENT | PROMINENT | https://www.prominent.com/ | +6567474935 | +6567452240 | info-sg@prominent.com | GERMANY
0010299892 | AT_INST_ | WST02-403-ZC-0301 | C4B | 131242-WST02-DR-P-6016.dgn |  | WST02 | 403 | SHYD | ZC | 0301 |  | EQUALIZATION TANK SODIUM HYDROXIDE DOSING PUMP C STROKE LENGTH CONTROLLER | EQ TANK SHYD DOSING P C STROKE LEN CONTROLLER | NON-HAZARDOUS | [13 empty] | EQ TANK NaOH DOSING PUMP C | [23 empty] | WST02-ECCP-1000 | SSNR XLV ROOM | WST02-RIO-0401 | SSN CHEMICAL AREA | [8 empty] | PROMINENT | [5 empty] | PROMINENT | PROMINENT | https://www.prominent.com/ | +6567474935 | +6567452240 | info-sg@prominent.com | GERMANY
0010295831 | AT_INST_ | WST02-403-ZC-0302 | C4B | 131242-WST02-DR-P-6017.dgn |  | WST02 | 403 | SHYD | ZC | 0302 |  | ANAMMOX REACTOR SODIUM HYDROXIDE DOSING PUMP C STROKE LENGTH CONTROLLER | AMX REACTOR SHYD DOSING P C STROKE LEN CONTROLLER | NON-HAZARDOUS | [13 empty] | ANAMMOX RX NaOH DOSING PUMP C | [23 empty] | WST02-ECCP-1000 | SSNR XLV ROOM | WST02-RIO-0401 | SSN CHEMICAL AREA | [8 empty] | PROMINENT | [5 empty] | PROMINENT | PROMINENT | https://www.prominent.com/ | +6567474935 | +6567452240 | info-sg@prominent.com | GERMANY
0010295835 | AT_INST_ | WST02-403-ZC-0402 | C4B | 131242-WST02-DR-P-6017.dgn |  | WST02 | 403 | SHYD | ZC | 0402 |  | ANAMMOX REACTOR SODIUM HYDROXIDE DOSING PUMP D STROKE LENGTH CONTROLLER | AMX REACTOR SHYD DOSING P D STROKE LEN CONTROLLER | NON-HAZARDOUS | [13 empty] | ANAMMOX RX NaOH DOSING PUMP D | [23 empty] | WST02-ECCP-1000 | SSNR XLV ROOM | WST02-RIO-0401 | SSN CHEMICAL AREA | [8 empty] | PROMINENT | [5 empty] | PROMINENT | PROMINENT | https://www.prominent.com/ | +6567474935 | +6567452240 | info-sg@prominent.com | GERMANY
0010295840 | AT_INST_ | WST02-403-ZC-0502 | C4B | 131242-WST02-DR-P-6017.dgn |  | WST02 | 403 | SHYD | ZC | 0502 |  | ANAMMOX REACTOR SODIUM HYDROXIDE DOSING PUMP E STROKE LENGTH CONTROLLER | AMX REACTOR SHYD DOSING P E STROKE LEN CONTROLLER | NON-HAZARDOUS | [13 empty] | ANAMMOX RX NaOH DOSING PUMP E | [23 empty] | WST02-ECCP-1000 | SSNR XLV ROOM | WST02-RIO-0401 | SSN CHEMICAL AREA | [8 empty] | PROMINENT | [5 empty] | PROMINENT | PROMINENT | https://www.prominent.com/ | +6567474935 | +6567452240 | info-sg@prominent.com | GERMANY
0010325490 | AT_INST_FLO | WSW41-013-FE-0101 | C4B | 131242-WSW41-DR-P-6000.dgn | WSW41-013-G2D-00102-150-SS16 | WSW41 | 013 | G2D | FE | 0101 |  | G2D FLOWMETER | G2D FLOWMETER | NON-HAZARDOUS |  | 100 | 1000 | 72000 | 72000 | 92800 | Electromagnetic | Promag W 400 | SS316 | IP65 | 8.7 -282m3/hr | SS316L; PU | NA | G2D INCOMING LINE | 0 - 92800L/H | 28 | 528 | 528 | 528 | 800 |  |  |  |  | Aluminum | IP65 |  | NA | NA | ±0.2% | 18000L/h | 0 - 168000L/h | NA | Polyurethane | Aluminium | 100 | [13 empty] | Endress+Hauser
0010325497 | AT_INST_ | WSW41-013-FIA-0101 | C4B | 131242-WSW41-DR-P-6000.dgn |  | WSW41 | 013 | G2D | FIA | 0101 |  | G2D FLOWMETER ALARM | G2D FLOWMETER ALARM | NON-HAZARDOUS | NA | [21 empty] | L |  |  | NA |  | NA | NA | NA |  |  | NA | [16 empty] | Endress+Hauser
0010325498 | AT_INST_ | WSW41-013-FIT-0101 | C4B | 131242-WSW41-DR-P-6000.dgn |  | WSW41 | 013 | G2D | FIT | 0101 |  | G2D FLOWMETER TRANSMITTER | G2D FLOWMETER TRANSMITTER | NON-HAZARDOUS | [6 empty] | Electromagnetic |  |  | IP65 | 8.7 -282m3/hr | SS316L; PU |  | NA | 0 - 92800L/H | [10 empty] | IP65 |  |  |  | ±0.2% |  |  | 24Vdc |  |  | 150 |  | WST02-ECCP-1000 | SSNR XLV ROOM | WST02-RIO-0201 | SSN EQ TANK AREA | [8 empty] | Endress+Hauser

## Motor
KEYTAG | TAG_TYPE | TAG_NO | CONTRACT INFO | P&ID DRAWING | NAME | PROJECT PREFIX | UNIT | SERVICE | DEVICE TYPE CODE | TAG LOOP NUMBER | TAG SUFFIX | DESCRIPTION | SHORT DESCR | EQUIPMENT NUMBER | MOTOR - VOLTAGE | MOTOR - HERTZ | MOTOR - PHASE | ACTUATOR - MOTOR RATING | MANUFACTURER 2D MODEL FILE NAME | HAZARDOUS ZONE | OPERATING TEMPERATURE - NORMAL | M_SPEED_CLASS | RATED MOTOR | M_STARTER_TYPE | MOTOR - RPM | LCS TYPE | PLC PANEL | PLC PANEL LOCATION | RIO PANEL | RIO PANEL LOCATION | MCC FED FROM | ACTUATOR - RPM | ACTUATOR - TORQUE SETTING RANGE | ACTUATOR - RATED VOLTAGE | ACTUATOR - RATED FREQUENCY | ACTUATOR - MOTOR RPM | ACTUATOR - LOCKED ROTOR TORQUE | ACTUATOR - RATED CURRENT | ACTUATOR - RATED TORQUE CURRENT | ACTUATOR - STEM DIRECTION | MODEL NUMBER | SERIAL NUMBER | BRAND | MANUFACTURER NAME | MANUFACTURER WEBPAGE | MANUFACTURER PHONE | MANUFACTURER FAX | MANUFACTURER EMAIL | MANUFACTURER LOCATION | MANUFACTURER 3D MODEL FILE NAME | LOT NUMBER | MANUFACTURE DATE | MOTOR - TORQUE SETTING RANGE | MOTOR - LOCKED ROTOR TORQUE | MOTOR - RATED CURRENT | MOTOR - RATED TORQUE CURRENT | ACE CATEGORY | GENERIC EQUIPMENT TYPE | ACE ASSET CLASS | LIFE SPAN | SUPPLIER | COST CENTER | REPLACEMENT COST | WBS ELEMENT | EST REPLACEMENT DATE | DATE OF COMMISSION | WARRANTY TERMS | WARRANTY START DATE | WARRANTY EXPIRY DATE | PRODUCT CERTIFICATION | ACE ASSET NUMBER | ACE ASSET SUB NUMBER
0010312097 | AT_MOTOR | WSD11-003-MTR-0101 | C4B | 131242-WSD11-DR-P-6200.dgn | WSD11-003-MTR-0101 | WSD11 | 003 | G2D | MTR | 0101 |  | G2D BOOSTER PUMP A MOTOR | G2D BOOSTER PUMP A MOTOR | WSD11-003-P-0101 | 400 | 50 | THREE |  | 131242-WSD11-DS-M-0042 | NON-HAZARDOUS |  |  | 4 | DOL | 2900 | 1 | WSD11-ECCP-1000 | BIOSOLIDS BUILDING PROCESS XLV ROOM | [12 empty] | W21 |  | WEG | WEG | https://www.weg.net/institutional/US/en/ | +65 6862 2220 |  | info-sg@weg.net | SINGAPORE |  |  |  |  | 7.6 | 58.5 | 7.6
0010312095 | AT_MOTOR | WSD11-003-MTR-0201 | C4B | 131242-WSD11-DR-P-6200.dgn | WSD11-003-MTR-0201 | WSD11 | 003 | G2D | MTR | 0201 |  | G2D BOOSTER PUMP B MOTOR | G2D BOOSTER PUMP B MOTOR | WSD11-003-P-0201 | 400 | 50 | THREE |  | 131242-WSD11-DS-M-0042 | NON-HAZARDOUS |  |  | 4 | DOL | 2900 | 1 | WSD11-ECCP-1000 | BIOSOLIDS BUILDING PROCESS XLV ROOM | [12 empty] | W21 |  | WEG | WEG | https://www.weg.net/institutional/US/en/ | +65 6862 2220 |  | info-sg@weg.net | SINGAPORE |  |  |  |  | 7.6 | 58.5 | 7.6
0010274327 | AT_MOTOR | WSD11-111-MTR-0101 | C4B | 131242-WSD11-DR-P-6000.dgn | WSD11-111-MTR-0101 | WSD11 | 111 | DWAS | MTR | 0101 |  | TRAIN 1 THP FEED PUMP 1 MOTOR | TRAIN 1 THP FEED PUMP 1 MOTOR | WSD11-111-P-0101 | 400 | 50 | THREE |  | 131242-WSD11-DS-M-0013 | NON-HAZARDOUS |  |  | 37 | VFD | 1485 | 2A | WSD11-ECCP-1000 | BIOSOLIDS BUILDING PROCESS XLV ROOM | WSD11-RIO-0001A | MCC ROOM | [10 empty] | W22 |  | WEG | WEG | https://www.weg.net/institutional/US/en/ | +65 6862 2220 |  | info-sg@weg.net | SINGAPORE |  |  |  |  | 280 | 69.4 | 238
0010274318 | AT_MOTOR | WSD11-111-MTR-0102 | C4B | 131242-WSD11-DR-P-6000.dgn | WSD11-111-MTR-0102 | WSD11 | 111 | DWAS | MTR | 0102 |  | TRAIN 1 THP FEED PUMP 2 MOTOR | TRAIN 1 THP FEED PUMP 2 MOTOR | WSD11-111-P-0102 | 400 | 50 | THREE |  | 131242-WSD11-DS-M-0013 | NON-HAZARDOUS |  |  | 37 | VFD | 1485 | 2A | WSD11-ECCP-1000 | BIOSOLIDS BUILDING PROCESS XLV ROOM | WSD11-RIO-0001A | MCC ROOM | [10 empty] | W22 |  | WEG | WEG | https://www.weg.net/institutional/US/en/ | +65 6862 2220 |  | info-sg@weg.net | SINGAPORE |  |  |  |  | 280 | 69.4 | 238
0010279085 | AT_MOTOR | WSD11-111-MTR-0103A | C4B | 131242-WSD11-DR-P-6002.dgn | WSD11-111-MTR-0103A | WSD11 | 111 | DWAS | MTR | 0103 | A | TRAIN 1 REACTOR FEED PUMP A MOTOR | TRAIN 1 REACTOR FEED PUMP A MOTOR | WSD11-111-P-0103A | 400 | 50 | THREE |  | 131242-WSD11-DS-M-0014 | NON-HAZARDOUS |  |  | 15 | VFD | 1475 | 41 | WSD11-ECCP-1000 | BIOSOLIDS BUILDING PROCESS XLV ROOM | WSD11-RIO-0001A | MCC ROOM | [10 empty] | W22 |  | WEG | WEG | https://www.weg.net/institutional/US/en/ | +65 6862 2220 |  | info-sg@weg.net | SINGAPORE |  |  |  |  | 270 | 28.3 | 97.1
0010279089 | AT_MOTOR | WSD11-111-MTR-0103B | C4B | 131242-WSD11-DR-P-6002.dgn | WSD11-111-MTR-0103B | WSD11 | 111 | DWAS | MTR | 0103 | B | TRAIN 1 PULPER CIRCULATION/ REACTOR FEED PUMP B MOTOR | TRAIN 1 PULPER CIRCULATION/ REACTOR FEED PUMP B MO | WSD11-111-P-0103B | 400 | 50 | THREE |  | 131242-WSD11-DS-M-0014 | NON-HAZARDOUS |  |  | 15 | VFD | 1475 | 41 | WSD11-ECCP-1000 | BIOSOLIDS BUILDING PROCESS XLV ROOM | WSD11-RIO-0001A | MCC ROOM | [10 empty] | W22 |  | WEG | WEG | https://www.weg.net/institutional/US/en/ | +65 6862 2220 |  | info-sg@weg.net | SINGAPORE |  |  |  |  | 270 | 28.3 | 97.1
0010277526 | AT_MOTOR | WSD11-111-MTR-0104A | C4B | 131242-WSD11-DR-P-6010.dgn | WSD11-111-MTR-0104A | WSD11 | 111 | FA | MTR | 0104 | A | TRAIN 1 PROCESS GAS SKID PUMP A MOTOR | TRAIN 1 PROCESS GAS SKID PUMP A MOTOR | WSD11-111-P-0104A | 400 | 50 | THREE |  | 131242-WSD11-DS-M-0007 | NON-HAZARDOUS |  |  | 15 | VFD | 2720 | 41 | WSD11-ECCP-1000 | BIOSOLIDS BUILDING PROCESS XLV ROOM | WSD11-RIO-0001A | MCC ROOM | [12 empty] | KSB | KSB | [9 empty] | 90 | 27 | 32
0010277465 | AT_MOTOR | WSD11-111-MTR-0104B | C4B | 131242-WSD11-DR-P-6010.dgn | WSD11-111-MTR-0104B | WSD11 | 111 | FA | MTR | 0104 | B | TRAIN 1 PROCESS GAS SKID PUMP B MOTOR | TRAIN 1 PROCESS GAS SKID PUMP B MOTOR | WSD11-111-P-0104B | 400 | 50 | THREE |  | 131242-WSD11-DS-M-0007 | NON-HAZARDOUS |  |  | 15 | VFD | 2720 | 41 | WSD11-ECCP-1000 | BIOSOLIDS BUILDING PROCESS XLV ROOM | WSD11-RIO-0001A | MCC ROOM | [12 empty] | KSB | KSB | [9 empty] | 90 | 27 | 32
0010310109 | AT_MOTOR | WSD11-111-MTR-0105A | C4B | 131242-WSD11-DR-P-6050.dgn | WSD11-111-MTR-0105A | WSD11 | 111 | G1 | MTR | 0105 | A | G1 BOOSTER PUMP A MOTOR | G1 BOOSTER PUMP A MOTOR | WSD11-111-P-0105A | 400 | 50 | THREE |  | TBA | NON-HAZARDOUS |  |  | 2.2 | DOL | 2917 | 1 | WSD11-ECCP-1000 | BIOSOLIDS BUILDING PROCESS XLV ROOM | [12 empty] | 90L |  | INNOMATICS | INNOMATICS | https://www.innomotics.com/ | +65 8126 4397 |  | lda.asean.sg@innomotics.com | SINGAPORE |  |  |  |  | 31.5 | 4.2 | 4.2
0010310111 | AT_MOTOR | WSD11-111-MTR-0105B | C4B | 131242-WSD11-DR-P-6050.dgn | WSD11-111-MTR-0105B | WSD11 | 111 | G1 | MTR | 0105 | B | G1 BOOSTER PUMP B MOTOR | G1 BOOSTER PUMP B MOTOR | WSD11-111-P-0105B | 400 | 50 | THREE |  | TBA | NON-HAZARDOUS |  |  | 2.2 | DOL | 2917 | 1 | WSD11-ECCP-1000 | BIOSOLIDS BUILDING PROCESS XLV ROOM | [12 empty] | 90L |  | INNOMATICS | INNOMATICS | https://www.innomotics.com/ | +65 8126 4397 |  | lda.asean.sg@innomotics.com | SINGAPORE |  |  |  |  | 31.5 | 4.2 | 4.2
0010274359 | AT_MOTOR | WSD11-111-MTR-0201 | C4B | 131242-WSD11-DR-P-6000.dgn | WSD11-111-MTR-0201 | WSD11 | 111 | DWAS | MTR | 0201 |  | TRAIN 2 THP FEED PUMP 3 MOTOR | TRAIN 2 THP FEED PUMP 3 MOTOR | WSD11-111-P-0201 | 400 | 50 | THREE |  | 131242-WSD11-DS-M-0013 | NON-HAZARDOUS |  |  | 37 | VFD | 1485 | 2A | WSD11-ECCP-1000 | BIOSOLIDS BUILDING PROCESS XLV ROOM | WSD11-RIO-0001B | MCC ROOM | [10 empty] | W22 |  | WEG | WEG | https://www.weg.net/institutional/US/en/ | +65 6862 2220 |  | info-sg@weg.net | SINGAPORE |  |  |  |  | 280 | 69.4 | 238
0010274320 | AT_MOTOR | WSD11-111-MTR-0202 | C4B | 131242-WSD11-DR-P-6000.dgn | WSD11-111-MTR-0202 | WSD11 | 111 | DWAS | MTR | 0202 |  | TRAIN 2 THP FEED PUMP 4 MOTOR | TRAIN 2 THP FEED PUMP 4 MOTOR | WSD11-111-P-0202 | 400 | 50 | THREE |  | 131242-WSD11-DS-M-0013 | NON-HAZARDOUS |  |  | 37 | VFD | 1485 | 2A | WSD11-ECCP-1000 | BIOSOLIDS BUILDING PROCESS XLV ROOM | WSD11-RIO-0001B | MCC ROOM | [10 empty] | W22 |  | WEG | WEG | https://www.weg.net/institutional/US/en/ | +65 6862 2220 |  | info-sg@weg.net | SINGAPORE |  |  |  |  | 280 | 69.4 | 238
0010282232 | AT_MOTOR | WSD11-111-MTR-0203A | C4B | 131242-WSD11-DR-P-6020.dgn | WSD11-111-MTR-0203A | WSD11 | 111 | DWAS | MTR | 0203 | A | TRAIN 2 REACTOR FEED PUMP A MOTOR | TRAIN 2 REACTOR FEED PUMP A MOTOR | WSD11-111-P-0203A | 400 | 50 | THREE |  | 131242-WSD11-DS-M-0014 | NON-HAZARDOUS |  |  | 15 | VFD | 1475 | 41 | WSD11-ECCP-1000 | BIOSOLIDS BUILDING PROCESS XLV ROOM | WSD11-RIO-0001B | MCC ROOM | [10 empty] | W22 |  | WEG | WEG | https://www.weg.net/institutional/US/en/ | +65 6862 2220 |  | info-sg@weg.net | SINGAPORE |  |  |  |  | 270 | 28.3 | 97.1
0010282230 | AT_MOTOR | WSD11-111-MTR-0203B | C4B | 131242-WSD11-DR-P-6020.dgn | WSD11-111-MTR-0203B | WSD11 | 111 | DWAS | MTR | 0203 | B | TRAIN 2 PULPER CIRCULATION/ REACTOR FEED PUMP B MOTOR | TRAIN 2 PULPER CIRCULATION/ REACTOR FEED PUMP B MO | WSD11-111-P-0203B | 400 | 50 | THREE |  | 131242-WSD11-DS-M-0014 | NON-HAZARDOUS |  |  | 15 | VFD | 1475 | 41 | WSD11-ECCP-1000 | BIOSOLIDS BUILDING PROCESS XLV ROOM | WSD11-RIO-0001B | MCC ROOM | [10 empty] | W22 |  | WEG | WEG | https://www.weg.net/institutional/US/en/ | +65 6862 2220 |  | info-sg@weg.net | SINGAPORE |  |  |  |  | 270 | 28.3 | 97.1
0010283072 | AT_MOTOR | WSD11-111-MTR-0204A | C4B | 131242-WSD11-DR-P-6028.dgn | WSD11-111-MTR-0204A | WSD11 | 111 | FA | MTR | 0204 | A | TRAIN 2 PROCESS GAS SKID PUMP A MOTOR | TRAIN 2 PROCESS GAS SKID PUMP A MOTOR | WSD11-111-P-0204A | 400 | 50 | THREE |  | 131242-WSD11-DS-M-0007 | NON-HAZARDOUS |  |  | 15 | VFD | 2720 | 41 | WSD11-ECCP-1000 | BIOSOLIDS BUILDING PROCESS XLV ROOM | WSD11-RIO-0001B | MCC ROOM | [12 empty] | KSB | KSB | [9 empty] | 90 | 27 | 32
0010283078 | AT_MOTOR | WSD11-111-MTR-0204B | C4B | 131242-WSD11-DR-P-6028.dgn | WSD11-111-MTR-0204B | WSD11 | 111 | FA | MTR | 0204 | B | TRAIN 2 PROCESS GAS SKID PUMP B MOTOR | TRAIN 2 PROCESS GAS SKID PUMP B MOTOR | WSD11-111-P-0204B | 400 | 50 | THREE |  | 131242-WSD11-DS-M-0007 | NON-HAZARDOUS |  |  | 15 | VFD | 2720 | 41 | WSD11-ECCP-1000 | BIOSOLIDS BUILDING PROCESS XLV ROOM | WSD11-RIO-0001B | MCC ROOM | [12 empty] | KSB | KSB | [9 empty] | 90 | 27 | 32
0010279489 | AT_MOTOR | WSD11-112-MTR-0101A | C4B | 131242-WSD11-DR-P-6008.dgn | WSD11-112-MTR-0101A | WSD11 | 112 | HS | MTR | 0101 | A | TRAIN 1 FLASH TANK DISCHARGE PUMP A MOTOR | TRAIN 1 FLASH TANK DISCHARGE PUMP A MOTOR | WSD11-112-P-0101A | 400 | 50 | THREE |  | 131242-WSD11-DS-M-0015 | NON-HAZARDOUS |  |  | 15 | VFD | 1475 | 41 | WSD11-ECCP-1000 | BIOSOLIDS BUILDING PROCESS XLV ROOM | WSD11-RIO-0001A | MCC ROOM | [10 empty] | W22 |  | WEG | WEG | https://www.weg.net/institutional/US/en/ | +65 6862 2220 |  | info-sg@weg.net | SINGAPORE |  |  |  |  | 270 | 28.3 | 97.1
0010279491 | AT_MOTOR | WSD11-112-MTR-0101B | C4B | 131242-WSD11-DR-P-6008.dgn | WSD11-112-MTR-0101B | WSD11 | 112 | HS | MTR | 0101 | B | TRAIN 1 FLASH TANK DISCHARGE PUMP B MOTOR | TRAIN 1 FLASH TANK DISCHARGE PUMP B MOTOR | WSD11-112-P-0101B | 400 | 50 | THREE |  | 131242-WSD11-DS-M-0015 | NON-HAZARDOUS |  |  | 15 | VFD | 1475 | 41 | WSD11-ECCP-1000 | BIOSOLIDS BUILDING PROCESS XLV ROOM | WSD11-RIO-0001A | MCC ROOM | [10 empty] | W22 |  | WEG | WEG | https://www.weg.net/institutional/US/en/ | +65 6862 2220 |  | info-sg@weg.net | SINGAPORE |  |  |  |  | 270 | 28.3 | 97.1
0010278057 | AT_MOTOR | WSD11-112-MTR-0102A | C4B | 131242-WSD11-DR-P-6016.dgn | WSD11-112-MTR-0102A | WSD11 | 112 | HS | MTR | 0102 | A | TRAIN 1 PRE COOLER S2 CIRC PUMP A MOTOR | TRAIN 1 PRE COOLER S2 CIRC PUMP A MOTOR | WSD11-112-P-0102A | 400 | 50 | THREE |  | 131242-WSD11-DS-M-0016 | NON-HAZARDOUS |  |  | 15 | VFD | 1475 | 2A | WSD11-ECCP-1000 | BIOSOLIDS BUILDING PROCESS XLV ROOM | WSD11-RIO-0001A | MCC ROOM | [10 empty] | W22 |  | WEG | WEG | https://www.weg.net/institutional/US/en/ | +65 6862 2220 |  | info-sg@weg.net | SINGAPORE |  |  |  |  | 270 | 28.3 | 97.1
0010278059 | AT_MOTOR | WSD11-112-MTR-0102B | C4B | 131242-WSD11-DR-P-6016.dgn | WSD11-112-MTR-0102B | WSD11 | 112 | HS | MTR | 0102 | B | TRAIN 1 PRE COOLER S2 CIRC PUMP B MOTOR | TRAIN 1 PRE COOLER S2 CIRC PUMP B MOTOR | WSD11-112-P-0102B | 400 | 50 | THREE |  | 131242-WSD11-DS-M-0016 | NON-HAZARDOUS |  |  | 15 | VFD | 1475 | 2A | WSD11-ECCP-1000 | BIOSOLIDS BUILDING PROCESS XLV ROOM | WSD11-RIO-0001A | MCC ROOM | [10 empty] | W22 |  | WEG | WEG | https://www.weg.net/institutional/US/en/ | +65 6862 2220 |  | info-sg@weg.net | SINGAPORE |  |  |  |  | 270 | 28.3 | 97.1
0010278393 | AT_MOTOR | WSD11-112-MTR-0103A | C4B | 131242-WSD11-DR-P-6018.dgn | WSD11-112-MTR-0103A | WSD11 | 112 | HS | MTR | 0103 | A | TRAIN 1 DIGESTER FEED PUMP A MOTOR | TRAIN 1 DIGESTER FEED PUMP A MOTOR | WSD11-112-P-0103A | 400 | 50 | THREE |  | 131242-WSD11-DS-M-0017 | NON-HAZARDOUS |  |  | 15 | VFD | 1475 | 2A | WSD11-ECCP-1000 | BIOSOLIDS BUILDING PROCESS XLV ROOM | WSD11-RIO-0001A | MCC ROOM | [10 empty] | W22 |  | WEG | WEG | https://www.weg.net/institutional/US/en/ | +65 6862 2220 |  | info-sg@weg.net | SINGAPORE |  |  |  |  | 270 | 28.3 | 97.1
0010278395 | AT_MOTOR | WSD11-112-MTR-0103B | C4B | 131242-WSD11-DR-P-6018.dgn | WSD11-112-MTR-0103B | WSD11 | 112 | HS | MTR | 0103 | B | TRAIN 1 DIGESTER FEED PUMP B MOTOR | TRAIN 1 DIGESTER FEED PUMP B MOTOR | WSD11-112-P-0103B | 400 | 50 | THREE |  | 131242-WSD11-DS-M-0017 | NON-HAZARDOUS |  |  | 15 | VFD | 1475 | 2A | WSD11-ECCP-1000 | BIOSOLIDS BUILDING PROCESS XLV ROOM | WSD11-RIO-0001A | MCC ROOM | [10 empty] | W22 |  | WEG | WEG | https://www.weg.net/institutional/US/en/ | +65 6862 2220 |  | info-sg@weg.net | SINGAPORE |  |  |  |  | 270 | 28.3 | 97.1
0010282815 | AT_MOTOR | WSD11-112-MTR-0201A | C4B | 131242-WSD11-DR-P-6026.dgn | WSD11-112-MTR-0201A | WSD11 | 112 | HS | MTR | 0201 | A | TRAIN 2 FLASH TANK DISCHARGE PUMP A MOTOR | TRAIN 2 FLASH TANK DISCHARGE PUMP A MOTOR | WSD11-112-P-0201A | 400 | 50 | THREE |  | 131242-WSD11-DS-M-0015 | NON-HAZARDOUS |  |  | 15 | VFD | 1475 | 41 | WSD11-ECCP-1000 | BIOSOLIDS BUILDING PROCESS XLV ROOM | WSD11-RIO-0001B | MCC ROOM | [10 empty] | W22 |  | WEG | WEG | https://www.weg.net/institutional/US/en/ | +65 6862 2220 |  | info-sg@weg.net | SINGAPORE |  |  |  |  | 270 | 28.3 | 97.1
0010282813 | AT_MOTOR | WSD11-112-MTR-0201B | C4B | 131242-WSD11-DR-P-6026.dgn | WSD11-112-MTR-0201B | WSD11 | 112 | HS | MTR | 0201 | B | TRAIN 2 FLASH TANK DISCHARGE PUMP B MOTOR | TRAIN 2 FLASH TANK DISCHARGE PUMP B MOTOR | WSD11-112-P-0201B | 400 | 50 | THREE |  | 131242-WSD11-DS-M-0015 | NON-HAZARDOUS |  |  | 15 | VFD | 1475 | 41 | WSD11-ECCP-1000 | BIOSOLIDS BUILDING PROCESS XLV ROOM | WSD11-RIO-0001B | MCC ROOM | [10 empty] | W22 |  | WEG | WEG | https://www.weg.net/institutional/US/en/ | +65 6862 2220 |  | info-sg@weg.net | SINGAPORE |  |  |  |  | 270 | 28.3 | 97.1
0010283712 | AT_MOTOR | WSD11-112-MTR-0202A | C4B | 131242-WSD11-DR-P-6034.dgn | WSD11-112-MTR-0202A | WSD11 | 112 | HS | MTR | 0202 | A | TRAIN 2 PRE COOLER S2 CIRC PUMP A MOTOR | TRAIN 2 PRE COOLER S2 CIRC PUMP A MOTOR | WSD11-112-P-0202A | 400 | 50 | THREE |  | 131242-WSD11-DS-M-0016 | NON-HAZARDOUS |  |  | 15 | VFD | 1475 | 2A | WSD11-ECCP-1000 | BIOSOLIDS BUILDING PROCESS XLV ROOM | WSD11-RIO-0001B | MCC ROOM | [10 empty] | W22 |  | WEG | WEG | https://www.weg.net/institutional/US/en/ | +65 6862 2220 |  | info-sg@weg.net | SINGAPORE |  |  |  |  | 270 | 28.3 | 97.1
0010283714 | AT_MOTOR | WSD11-112-MTR-0202B | C4B | 131242-WSD11-DR-P-6034.dgn | WSD11-112-MTR-0202B | WSD11 | 112 | HS | MTR | 0202 | B | TRAIN 2 PRE COOLER S2 CIRC PUMP B MOTOR | TRAIN 2 PRE COOLER S2 CIRC PUMP B MOTOR | WSD11-112-P-0202B | 400 | 50 | THREE |  | 131242-WSD11-DS-M-0016 | NON-HAZARDOUS |  |  | 15 | VFD | 1475 | 2A | WSD11-ECCP-1000 | BIOSOLIDS BUILDING PROCESS XLV ROOM | WSD11-RIO-0001B | MCC ROOM | [10 empty] | W22 |  | WEG | WEG | https://www.weg.net/institutional/US/en/ | +65 6862 2220 |  | info-sg@weg.net | SINGAPORE |  |  |  |  | 270 | 28.3 | 97.1
0010284132 | AT_MOTOR | WSD11-112-MTR-0203A | C4B | 131242-WSD11-DR-P-6036.dgn | WSD11-112-MTR-0203A | WSD11 | 112 | HS | MTR | 0203 | A | TRAIN 2 DIGESTER FEED PUMP A MOTOR | TRAIN 2 DIGESTER FEED PUMP A MOTOR | WSD11-112-P-0203A | 400 | 50 | THREE |  | 131242-WSD11-DS-M-0017 | NON-HAZARDOUS |  |  | 15 | VFD | 1475 | 2A | WSD11-ECCP-1000 | BIOSOLIDS BUILDING PROCESS XLV ROOM | WSD11-RIO-0001B | MCC ROOM | [10 empty] | W22 |  | WEG | WEG | https://www.weg.net/institutional/US/en/ | +65 6862 2220 |  | info-sg@weg.net | SINGAPORE |  |  |  |  | 270 | 28.3 | 97.1
0010284134 | AT_MOTOR | WSD11-112-MTR-0203B | C4B | 131242-WSD11-DR-P-6036.dgn | WSD11-112-MTR-0203B | WSD11 | 112 | HS | MTR | 0203 | B | TRAIN 2 DIGESTER FEED PUMP B MOTOR | TRAIN 2 DIGESTER FEED PUMP B MOTOR | WSD11-112-P-0203B | 400 | 50 | THREE |  | 131242-WSD11-DS-M-0017 | NON-HAZARDOUS |  |  | 15 | VFD | 1475 | 2A | WSD11-ECCP-1000 | BIOSOLIDS BUILDING PROCESS XLV ROOM | WSD11-RIO-0001B | MCC ROOM | [10 empty] | W22 |  | WEG | WEG | https://www.weg.net/institutional/US/en/ | +65 6862 2220 |  | info-sg@weg.net | SINGAPORE |  |  |  |  | 270 | 28.3 | 97.1
0010306717 | AT_MOTOR | WSD11-112-MTR-1101 | C4B | 131242-WSD11-DR-P-6070.dgn | WSD11-112-MTR-1101 | WSD11 | 112 | HS | MTR | 1101 |  | RING CIRCULATION PUMP 1 MOTOR | RING CIRCULATION PUMP 1 MOTOR | WSD11-112-P-1101 | 400 | 50 | THREE |  | 131242-WSD11-DS-M-0024 | NON-HAZARDOUS |  |  | 15 | VFD | 1475 | 2A | WSD11-ECCP-1000 | BIOSOLIDS BUILDING PROCESS XLV ROOM | [12 empty] | W22 |  | WEG | WEG | https://www.weg.net/institutional/US/en/ | +65 6862 2220 |  | info-sg@weg.net | SINGAPORE |  |  |  |  | 270 | 28.3 | 97.1
0010306816 | AT_MOTOR | WSD11-112-MTR-1201 | C4B | 131242-WSD11-DR-P-6070.dgn | WSD11-112-MTR-1201 | WSD11 | 112 | HS | MTR | 1201 |  | RING CIRCULATION PUMP 2 MOTOR | RING CIRCULATION PUMP 2 MOTOR | WSD11-112-P-1201 | 400 | 50 | THREE |  | 131242-WSD11-DS-M-0024 | NON-HAZARDOUS |  |  | 15 | VFD | 1475 | 2A | WSD11-ECCP-1000 | BIOSOLIDS BUILDING PROCESS XLV ROOM | [12 empty] | W22 |  | WEG | WEG | https://www.weg.net/institutional/US/en/ | +65 6862 2220 |  | info-sg@weg.net | SINGAPORE |  |  |  |  | 270 | 28.3 | 97.1
0010306815 | AT_MOTOR | WSD11-112-MTR-1301 | C4B | 131242-WSD11-DR-P-6070.dgn | WSD11-112-MTR-1301 | WSD11 | 112 | HS | MTR | 1301 |  | RING CIRCULATION PUMP 3 MOTOR | RING CIRCULATION PUMP 3 MOTOR | WSD11-112-P-1301 | 400 | 50 | THREE |  | 131242-WSD11-DS-M-0024 | NON-HAZARDOUS |  |  | 15 | VFD | 1475 | 2A | WSD11-ECCP-1000 | BIOSOLIDS BUILDING PROCESS XLV ROOM | [12 empty] | W22 |  | WEG | WEG | https://www.weg.net/institutional/US/en/ | +65 6862 2220 |  | info-sg@weg.net | SINGAPORE |  |  |  |  | 270 | 28.3 | 97.1
0010293418 | AT_MOTOR | WST02-201-MTR-0101 | C4B | 131242-WST02-DR-P-6004.dgn | WST02-201-MTR-0101 | WST02 | 201 | DC | MTR | 0101 |  | WASTE SLUDGE PUMP A MOTOR | WASTE SLUDGE PUMP A MOTOR | WST02-201-P-0101 | 400 | 50 | 3 |  | 131242-WST02-DS-M-5351 | NON-HAZARDOUS | 30 | AS | 18.5 | VFD | 1480 | 2A | WST02-ECCP-1000 | SSN PROCESS XLV ROOM | WST02-RIO-0001A | SSN LV SWITCH ROOM 1 | WST02-MCC-0101A | [9 empty] | 180MP/4 | TBA | NORD | NORD | https://www.nord.com/en/home-sg.jsp | +65 6863 4453 | +65 6863 4483 | info.nap@NETZSCH.com | Germany/China |  |  |  |  | 350.4 | 34 | 286.6 |  |  |  |  | NETZSCH
0010292691 | AT_MOTOR | WST02-201-MTR-0101A | C4B | 131242-WST02-DR-P-6000.dgn | WST02-201-MTR-0101A | WST02 | 201 | DC | MTR | 0101 | A | HYPERBOLIC MIXER A MOTOR | HYPERBOLIC MIXER A MOTOR | WST02-201-MXR-0101 | 400 | 50 | 3 |  | 131242-WST02-DR-M-5484 | NON-HAZARDOUS | 30 | CS-1 | 5.5 | DOL | 24 | 1 | WST02-ECCP-1000 | SSN PROCESS XLV ROOM | WST02-RIO-0001A | SSN LV SWITCH ROOM 1 | WST02-MCC-0101A | [9 empty] | 132S | TBA | WEG | WEG | www.weg.net | +65 6862 2220 |  | info-sg@weg.net | AUSTRIA |  |  |  | 35.9 | 240 | 10.4 | 88.4 |  |  |  |  | ENTEC
0010292892 | AT_MOTOR | WST02-201-MTR-0102 | C4B | 131242-WST02-DR-P-6001.dgn | WST02-201-MTR-0102 | WST02 | 201 | DC | MTR | 0102 |  | EQUALIZATION TANK TRANSFER PUMP A MOTOR | EQUALIZATION TANK TRANSFER PUMP A MOTOR | WST02-201-P-0102 | 400 | 50 | 3 |  | 131242-WST02-DS-M-5301 | NON-HAZARDOUS | 30 | AS | 11 | VFD | 975 | 2A | WST02-ECCP-1000 | SSN PROCESS XLV ROOM | WST02-RIO-0001A | SSN LV SWITCH ROOM 1 | WST02-MCC-0102A | [9 empty] | W21 | TBA | WEG | WEG | www.weg.net | +65 6862 2220 |  | info-sg@weg.net | Germany |  |  |  | 108 | 270 | 22.5 | 158 |  |  |  |  | KSB
0010301024 | AT_MOTOR | WST02-201-MTR-0103 | C4B | 131242-WST02-DR-P-6000.dgn | WST02-201-MTR-0103 | WST02 | 201 | DC | MTR | 0103 |  | SAMPLING PUMP A MOTOR | SAMPLING PUMP A MOTOR | WST02-201-P-0103 | 400 | 50 | 3 |  | 131242-WST02-DS-M-5391 | NON-HAZARDOUS | 30 | CS-1 | 0.37 | DOL | 303 | 1 | WST02-ECCP-1000 | SSN PROCESS XLV ROOM | WST02-RIO-0001A | SSN LV SWITCH ROOM 1 | WST02-MCC-0101A | [9 empty] | 80 LP/4 | TBA | NORD | NORD | https://www.nord.com/en/home-sg.jsp | +65 6863 4453 | +65 6863 4483 | info.nap@NETZSCH.com | Germany/China |  |  |  |  | 15 | 1.79 | 9.67 |  |  |  |  | NETZSCH
0010329545 | AT_MOTOR | WST02-201-MTR-0201 | C4B | 131242-WST02-DR-P-6004.dgn | WST02-201-MTR-0201 | WST02 | 201 | DC | MTR | 0201 |  | WASTE SLUDGE PUMP B MOTOR | WASTE SLUDGE PUMP B MOTOR | WST02-201-P-0201 | 400 | 50 | 3 |  | 131242-WST02-DS-M-5351 | NON-HAZARDOUS | 30 | AS | 18.5 | VFD | 1480 | 2A | WST02-ECCP-1000 | SSN PROCESS XLV ROOM | WST02-RIO-0001B | SSN LV SWITCH ROOM 2 | WST02-MCC-0101B | [9 empty] | 180MP/4 | TBA | NORD | NORD | https://www.nord.com/en/home-sg.jsp | +65 6863 4453 | +65 6863 4483 | info.nap@NETZSCH.com | Germany/China |  |  |  |  | 350.4 | 34 | 286.6 |  |  |  |  | NETZSCH
0010292690 | AT_MOTOR | WST02-201-MTR-0201A | C4B | 131242-WST02-DR-P-6000.dgn | WST02-201-MTR-0201A | WST02 | 201 | DC | MTR | 0201 | A | HYPERBOLIC MIXER B MOTOR | HYPERBOLIC MIXER B MOTOR | WST02-201-MXR-0201 | 400 | 50 | 3 |  | 131242-WST02-DR-M-5484 | NON-HAZARDOUS | 30 | CS-1 | 5.5 | DOL | 24 | 1 | WST02-ECCP-1000 | SSN PROCESS XLV ROOM | WST02-RIO-0001B | SSN LV SWITCH ROOM 2 | WST02-MCC-0101B | [9 empty] | 132S | TBA | WEG | WEG | www.weg.net | +65 6862 2220 |  | info-sg@weg.net | AUSTRIA |  |  |  | 35.9 | 240 | 10.4 | 88.4 |  |  |  |  | ENTEC
0010292938 | AT_MOTOR | WST02-201-MTR-0202 | C4B | 131242-WST02-DR-P-6001.dgn | WST02-201-MTR-0202 | WST02 | 201 | DC | MTR | 0202 |  | EQUALIZATION TANK TRANSFER PUMP B MOTOR | EQUALIZATION TANK TRANSFER PUMP B MOTOR | WST02-201-P-0202 | 400 | 50 | 3 |  | 131242-WST02-DS-M-5301 | NON-HAZARDOUS | 30 | AS | 11 | VFD | 975 | 2A | WST02-ECCP-1000 | SSN PROCESS XLV ROOM | WST02-RIO-0001B | SSN LV SWITCH ROOM 2 | WST02-MCC-0102B | [9 empty] | W21 | TBA | WEG | WEG | www.weg.net | +65 6862 2220 |  | info-sg@weg.net | Germany |  |  |  | 108 | 270 | 22.5 | 158 |  |  |  |  | KSB
0010301028 | AT_MOTOR | WST02-201-MTR-0203 | C4B | 131242-WST02-DR-P-6000.dgn | WST02-201-MTR-0203 | WST02 | 201 | DC | MTR | 0203 |  | SAMPLING PUMP B MOTOR | SAMPLING PUMP B MOTOR | WST02-201-P-0203 | 400 | 50 | 3 |  | 131242-WST02-DS-M-5391 | NON-HAZARDOUS | 30 | CS-1 | 0.37 | DOL | 303 | 1 | WST02-ECCP-1000 | SSN PROCESS XLV ROOM | WST02-RIO-0001B | SSN LV SWITCH ROOM 2 | WST02-MCC-0101B | [9 empty] | 80 LP/4 | TBA | NORD | NORD | https://www.nord.com/en/home-sg.jsp | +65 6863 4453 | +65 6863 4483 | info.nap@NETZSCH.com | Germany/China |  |  |  |  | 15 | 1.79 | 9.67 |  |  |  |  | NETZSCH
0010293393 | AT_MOTOR | WST02-201-MTR-0301 | C4B | 131242-WST02-DR-P-6004.dgn | WST02-201-MTR-0301 | WST02 | 201 | DC | MTR | 0301 |  | WASTE SLUDGE PUMP C MOTOR | WASTE SLUDGE PUMP C MOTOR | WST02-201-P-0301 | 400 | 50 | 3 |  | 131242-WST02-DS-M-5361 | NON-HAZARDOUS | 30 | AS | 11 | VFD | 1465 | 2A | WST02-ECCP-1000 | SSN PROCESS XLV ROOM | WST02-RIO-0001A | SSN LV SWITCH ROOM 1 | WST02-MCC-0101A | [9 empty] | 160MP/4 | TBA | NORD | NORD | https://www.nord.com/en/home-sg.jsp | +65 6863 4453 | +65 6863 4483 | info.nap@NETZSCH.com | Germany/China |  |  |  |  | 207 | 20.5 | 151.7 |  |  |  |  | NETZSCH
0010292903 | AT_MOTOR | WST02-201-MTR-0302 | C4B | 131242-WST02-DR-P-6001.dgn | WST02-201-MTR-0302 | WST02 | 201 | DC | MTR | 0302 |  | EQUALIZATION TANK TRANSFER PUMP C MOTOR | EQUALIZATION TANK TRANSFER PUMP C MOTOR | WST02-201-P-0302 | 400 | 50 | 3 |  | 131242-WST02-DS-M-5301 | NON-HAZARDOUS | 30 | AS | 11 | VFD | 975 | 2A | WST02-ECCP-1000 | SSN PROCESS XLV ROOM | WST02-RIO-0001A | SSN LV SWITCH ROOM 1 | WST02-MCC-0102A | [9 empty] | W21 | TBA | WEG | WEG | www.weg.net | +65 6862 2220 |  | info-sg@weg.net | Germany |  |  |  | 108 | 270 | 22.5 | 158 |  |  |  |  | KSB
0010293424 | AT_MOTOR | WST02-201-MTR-0401 | C4B | 131242-WST02-DR-P-6004.dgn | WST02-201-MTR-0401 | WST02 | 201 | DC | MTR | 0401 |  | WASTE SLUDGE PUMP D MOTOR | WASTE SLUDGE PUMP D MOTOR | WST02-201-P-0401 | 400 | 50 | 3 |  | 131242-WST02-DS-M-5361 | NON-HAZARDOUS | 30 | AS | 11 | VFD | 1465 | 2A | WST02-ECCP-1000 | SSN PROCESS XLV ROOM | WST02-RIO-0001B | SSN LV SWITCH ROOM 2 | WST02-MCC-0101B | [9 empty] | 160MP/4 | TBA | NORD | NORD | https://www.nord.com/en/home-sg.jsp | +65 6863 4453 | +65 6863 4483 | info.nap@NETZSCH.com | Germany/China |  |  |  |  | 207 | 20.5 | 151.7 |  |  |  |  | NETZSCH
0010292887 | AT_MOTOR | WST02-201-MTR-0402 | C4B | 131242-WST02-DR-P-6001.dgn | WST02-201-MTR-0402 | WST02 | 201 | DC | MTR | 0402 |  | EQUALIZATION TANK TRANSFER PUMP D MOTOR | EQUALIZATION TANK TRANSFER PUMP D MOTOR | WST02-201-P-0402 | 400 | 50 | 3 |  | 131242-WST02-DS-M-5301 | NON-HAZARDOUS | 30 | AS | 11 | VFD | 975 | 2A | WST02-ECCP-1000 | SSN PROCESS XLV ROOM | WST02-RIO-0001B | SSN LV SWITCH ROOM 2 | WST02-MCC-0102B | [9 empty] | W21 | TBA | WEG | WEG | www.weg.net | +65 6862 2220 |  | info-sg@weg.net | Germany |  |  |  | 108 | 270 | 22.5 | 158 |  |  |  |  | KSB
0010292954 | AT_MOTOR | WST02-201-MTR-0502 | C4B | 131242-WST02-DR-P-6001.dgn | WST02-201-MTR-0502 | WST02 | 201 | DC | MTR | 0502 |  | EQUALIZATION TANK TRANSFER PUMP E MOTOR | EQUALIZATION TANK TRANSFER PUMP E MOTOR | WST02-201-P-0502 | 400 | 50 | 3 |  | 131242-WST02-DS-M-5301 | NON-HAZARDOUS | 30 | AS | 11 | VFD | 975 | 2A | WST02-ECCP-1000 | SSN PROCESS XLV ROOM | WST02-RIO-0001A | SSN LV SWITCH ROOM 1 | WST02-MCC-0102A | [9 empty] | W21 | TBA | WEG | WEG | www.weg.net | +65 6862 2220 |  | info-sg@weg.net | Germany |  |  |  | 108 | 270 | 22.5 | 158 |  |  |  |  | KSB
0010299335 | AT_MOTOR | WST02-203-MTR-0101 | C4B | 131242-WST02-DR-P-6009.dgn | WST02-203-MTR-0101 | WST02 | 203 | ALP | MTR | 0101 |  | AERATION BLOWER A MOTOR | AERATION BLOWER A MOTOR | WST02-203-B-0101 | 400 | 50 | 3 |  | 131242-WST02-DR-3181 | NON-HAZARDOUS | 30 | AS | 147 | VFD | 36000 | 41 | WST02-ECCP-1001 | SSN PROCESS XLV ROOM | NA | NA | WST02-MCC-0102A | [9 empty] | AT200-1.0S MG5 | TBA | AERZEN | AERZEN | https://www.aerzen.com/ | 62545080 | 62546935 | asia@aerzen.com | SOUTH KOREA | [5 empty] | 269 | [5 empty] | Aerzen
0010294906 | AT_MOTOR | WST02-203-MTR-0201 | C4B | 131242-WST02-DR-P-6009.dgn | WST02-203-MTR-0201 | WST02 | 203 | ALP | MTR | 0201 |  | AERATION BLOWER B MOTOR | AERATION BLOWER B MOTOR | WST02-203-B-0201 | 400 | 50 | 3 |  | 131242-WST02-DR-3181 | NON-HAZARDOUS | 30 | AS | 147 | VFD | 36000 | 41 | WST02-ECCP-1001 | SSN PROCESS XLV ROOM | NA | NA | WST02-MCC-0102B | [9 empty] | AT200-1.0S MG5 | TBA | AERZEN | AERZEN | https://www.aerzen.com/ | 62545080 | 62546935 | asia@aerzen.com | SOUTH KOREA | [5 empty] | 269 | [5 empty] | Aerzen
0010294998 | AT_MOTOR | WST02-203-MTR-0301 | C4B | 131242-WST02-DR-P-6010.dgn | WST02-203-MTR-0301 | WST02 | 203 | ALP | MTR | 0301 |  | AERATION BLOWER C MOTOR | AERATION BLOWER C MOTOR | WST02-203-B-0301 | 400 | 50 | 3 |  | 131242-WST02-DR-3181 | NON-HAZARDOUS | 30 | AS | 147 | VFD | 36000 | 41 | WST02-ECCP-1001 | SSN PROCESS XLV ROOM | NA | NA | WST02-MCC-0102A | [9 empty] | AT200-1.0S MG5 | TBA | AERZEN | AERZEN | https://www.aerzen.com/ | 62545080 | 62546935 | asia@aerzen.com | SOUTH KOREA | [5 empty] | 269 | [5 empty] | Aerzen
0010295052 | AT_MOTOR | WST02-203-MTR-0401 | C4B | 131242-WST02-DR-P-6010.dgn | WST02-203-MTR-0401 | WST02 | 203 | ALP | MTR | 0401 |  | AERATION BLOWER D MOTOR | AERATION BLOWER D MOTOR | WST02-203-B-0401 | 400 | 50 | 3 |  | 131242-WST02-DR-3181 | NON-HAZARDOUS | 30 | AS | 147 | VFD | 36000 | 41 | WST02-ECCP-1001 | SSN PROCESS XLV ROOM | NA | NA | WST02-MCC-0102B | [9 empty] | AT200-1.0S MG5 | TBA | AERZEN | AERZEN | https://www.aerzen.com/ | 62545080 | 62546935 | asia@aerzen.com | SOUTH KOREA | [5 empty] | 269 | [5 empty] | Aerzen
0010294951 | AT_MOTOR | WST02-203-MTR-0501 | C4B | 131242-WST02-DR-P-6009.dgn | WST02-203-MTR-0501 | WST02 | 203 | ALP | MTR | 0501 |  | AERATION BLOWER E MOTOR | AERATION BLOWER E MOTOR | WST02-203-B-0501 | 400 | 50 | 3 |  | 131242-WST02-DR-3181 | NON-HAZARDOUS | 30 | AS | 147 | VFD | 36000 | 41 | WST02-ECCP-1001 | SSN PROCESS XLV ROOM | NA | NA | WST02-MCC-0102A | [9 empty] | AT200-1.0S MG5 | TBA | AERZEN | AERZEN | https://www.aerzen.com/ | 62545080 | 62546935 | asia@aerzen.com | SOUTH KOREA | [5 empty] | 269 | [5 empty] | Aerzen
0010299611 | AT_MOTOR | WST02-204-MTR-0101 | C4B | 131242-WST02-DR-P-6012.dgn | WST02-204-MTR-0101 | WST02 | 204 | DC | MTR | 0101 |  | DISCHARGE TRANSFER PUMP A MOTOR | DISCHARGE TRANSFER PUMP A MOTOR | WST02-204-P-0101 | 400 | 50 | 3 |  | 131242-WST02-DS-M-5311 | NON-HAZARDOUS | 30 | AS | 37 | VFD | 1484 | 2A | WST02-ECCP-1000 | SSN PROCESS XLV ROOM | WST02-RIO-0001A | SSN LV SWITCH ROOM 1 | WST02-MCC-0102A | [9 empty] | W21 | TBA | WEG | WEG | www.weg.net | +65 6862 2220 |  | info-sg@weg.net | Germany |  |  |  | 238 | 260 | 68.5 | 548 |  |  |  |  | KSB
0010306424 | AT_MOTOR | WST02-204-MTR-0102 | C4B | 131242-WST02-DR-P-6013.dgn | WST02-204-MTR-0102 | WST02 | 204 | DC | MTR | 0102 |  | GRANULAR SLUDGE PUMP A MOTOR | GRANULAR SLUDGE PUMP A MOTOR | WST02-204-P-0102 | 400 | 50 | 3 |  | 131242-WST02-DS-M-5371 | NON-HAZARDOUS | 30 | CS-1 | 4 | DOL | 1440 | 1 | WST02-ECCP-1000 | SSN PROCESS XLV ROOM | WST02-RIO-0001A | SSN LV SWITCH ROOM 1 | WST02-MCC-0101A | [9 empty] | 112MP/4 | TBA | NORD | NORD | https://www.nord.com/en/home-sg.jsp | +65 6863 4453 | +65 6863 4483 | info.nap@NETZSCH.com | Germany/China |  |  |  |  | 90.1 | 7.85 | 58.875 |  |  |  |  | NETZSCH
0010300356 | AT_MOTOR | WST02-204-MTR-0103 | C4B | 131242-WST02-DR-P-6014.dgn | WST02-204-MTR-0103 | WST02 | 204 | DC | MTR | 0103 |  | SLUDGE TRANSFER PUMP A MOTOR | SLUDGE TRANSFER PUMP A MOTOR | WST02-204-P-0103 | 400 | 50 | 3 |  | 131242-WST02-DS-M-5381 | NON-HAZARDOUS | 30 | CS-1 | 5.5 | DOL | 1465 | 1 | WST02-ECCP-1000 | SSN PROCESS XLV ROOM | WST02-RIO-0001A | SSN LV SWITCH ROOM 1 | WST02-MCC-0101A | [9 empty] | 132SP/4 | TBA | NORD | NORD | https://www.nord.com/en/home-sg.jsp | +65 6863 4453 | +65 6863 4483 | info.nap@NETZSCH.com | Germany/China |  |  |  |  | 138.1 | 10.9 | 93.74 |  |  |  |  | NETZSCH
0010299617 | AT_MOTOR | WST02-204-MTR-0201 | C4B | 131242-WST02-DR-P-6012.dgn | WST02-204-MTR-0201 | WST02 | 204 | DC | MTR | 0201 |  | DISCHARGE TRANSFER PUMP B MOTOR | DISCHARGE TRANSFER PUMP B MOTOR | WST02-204-P-0201 | 400 | 50 | 3 |  | 131242-WST02-DS-M-5311 | NON-HAZARDOUS | 30 | AS | 37 | VFD | 1484 | 2A | WST02-ECCP-1000 | SSN PROCESS XLV ROOM | WST02-RIO-0001B | SSN LV SWITCH ROOM 2 | WST02-MCC-0102B | [9 empty] | W21 | TBA | WEG | WEG | www.weg.net | +65 6862 2220 |  | info-sg@weg.net | Germany |  |  |  | 238 | 260 | 68.5 | 548 |  |  |  |  | KSB
0010306426 | AT_MOTOR | WST02-204-MTR-0202 | C4B | 131242-WST02-DR-P-6013.dgn | WST02-204-MTR-0202 | WST02 | 204 | DC | MTR | 0202 |  | GRANULAR SLUDGE PUMP B MOTOR | GRANULAR SLUDGE PUMP B MOTOR | WST02-204-P-0202 | 400 | 50 | 3 |  | 131242-WST02-DS-M-5371 | NON-HAZARDOUS | 30 | CS-1 | 4 | DOL | 1440 | 1 | WST02-ECCP-1000 | SSN PROCESS XLV ROOM | WST02-RIO-0001B | SSN LV SWITCH ROOM 2 | WST02-MCC-0101B | [9 empty] | 112MP/4 | TBA | NORD | NORD | https://www.nord.com/en/home-sg.jsp | +65 6863 4453 | +65 6863 4483 | info.nap@NETZSCH.com | Germany/China |  |  |  |  | 90.1 | 7.85 | 58.875 |  |  |  |  | NETZSCH
0010300355 | AT_MOTOR | WST02-204-MTR-0203 | C4B | 131242-WST02-DR-P-6014.dgn | WST02-204-MTR-0203 | WST02 | 204 | DC | MTR | 0203 |  | SLUDGE TRANSFER PUMP B MOTOR | SLUDGE TRANSFER PUMP B MOTOR | WST02-204-P-0203 | 400 | 50 | 3 |  | 131242-WST02-DS-M-5381 | NON-HAZARDOUS | 30 | CS-1 | 5.5 | DOL | 1465 | 1 | WST02-ECCP-1000 | SSN PROCESS XLV ROOM | WST02-RIO-0001B | SSN LV SWITCH ROOM 2 | WST02-MCC-0101B | [9 empty] | 132SP/4 | TBA | NORD | NORD | https://www.nord.com/en/home-sg.jsp | +65 6863 4453 | +65 6863 4483 | info.nap@NETZSCH.com | Germany/China |  |  |  |  | 138.1 | 10.9 | 93.74 |  |  |  |  | NETZSCH
0010299614 | AT_MOTOR | WST02-204-MTR-0301 | C4B | 131242-WST02-DR-P-6012.dgn | WST02-204-MTR-0301 | WST02 | 204 | DC | MTR | 0301 |  | DISCHARGE TRANSFER PUMP C MOTOR | DISCHARGE TRANSFER PUMP C MOTOR | WST02-204-P-0301 | 400 | 50 | 3 |  | 131242-WST02-DS-M-5311 | NON-HAZARDOUS | 30 | AS | 37 | VFD | 1484 | 2A | WST02-ECCP-1000 | SSN PROCESS XLV ROOM | WST02-RIO-0001A | SSN LV SWITCH ROOM 1 | WST02-MCC-0102A | [9 empty] | W21 | TBA | WEG | WEG | www.weg.net | +65 6862 2220 |  | info-sg@weg.net | Germany |  |  |  | 238 | 260 | 68.5 | 548 |  |  |  |  | KSB
0010306428 | AT_MOTOR | WST02-204-MTR-0302 | C4B | 131242-WST02-DR-P-6013.dgn | WST02-204-MTR-0302 | WST02 | 204 | DC | MTR | 0302 |  | GRANULAR SLUDGE PUMP C MOTOR | GRANULAR SLUDGE PUMP C MOTOR | WST02-204-P-0302 | 400 | 50 | 3 |  | 131242-WST02-DS-M-5371 | NON-HAZARDOUS | 30 | CS-1 | 4 | DOL | 1440 | 1 | WST02-ECCP-1000 | SSN PROCESS XLV ROOM | WST02-RIO-0001A | SSN LV SWITCH ROOM 1 | WST02-MCC-0101A | [9 empty] | 112MP/4 | TBA | NORD | NORD | https://www.nord.com/en/home-sg.jsp | +65 6863 4453 | +65 6863 4483 | info.nap@NETZSCH.com | Germany/China |  |  |  |  | 90.1 | 7.85 | 58.875 |  |  |  |  | NETZSCH
0010322732 | AT_MOTOR | WST02-401-MTR-0101 | C4B | 131242-WST02-DR-P-6015.dgn | WST02-401-MTR-0101 | WST02 | 401 | FC | MTR | 0101 |  | FERRIC CHLORIDE DOSING PUMP A MOTOR | FERRIC CHLORIDE DOSING PUMP A MOTOR | WST02-401-P-0101 | 400 | 50 | 3 |  | 131242-WST02-DS-M-5501 | NON-HAZARDOUS | 30 | AS | 0.37 | VFD | 1385 | 31 | WST02-ECCP-1000 | SSN PROCESS XLV ROOM | WST02-RIO-0001A | SSN LV SWITCH ROOM 1 | WST02-MCC-0101A | [9 empty] | W22 | TBA | WEG | WEG | www.weg.net/institutional/DE/en/ | +49 2237 92910 |  | info-sg@weg.net | BRAZIL |  |  |  | 2.55 | 280 | 0.987 | 4.74 |  |  |  |  | PROMINENT
0010322731 | AT_MOTOR | WST02-401-MTR-0201 | C4B | 131242-WST02-DR-P-6015.dgn | WST02-401-MTR-0201 | WST02 | 401 | FC | MTR | 0201 |  | FERRIC CHLORIDE DOSING PUMP B MOTOR | FERRIC CHLORIDE DOSING PUMP B MOTOR | WST02-401-P-0201 | 400 | 50 | 3 |  | 131242-WST02-DS-M-5501 | NON-HAZARDOUS | 30 | AS | 0.37 | VFD | 1385 | 31 | WST02-ECCP-1000 | SSN PROCESS XLV ROOM | WST02-RIO-0001B | SSN LV SWITCH ROOM 2 | WST02-MCC-0101B | [9 empty] | W22 | TBA | WEG | WEG | www.weg.net/institutional/DE/en/ | +49 2237 92910 |  | info-sg@weg.net | BRAZIL |  |  |  | 2.55 | 280 | 0.987 | 4.74 |  |  |  |  | PROMINENT
0010322736 | AT_MOTOR | WST02-401-MTR-0301 | C4B | 131242-WST02-DR-P-6015.dgn | WST02-401-MTR-0301 | WST02 | 401 | FC | MTR | 0301 |  | FERRIC CHLORIDE DOSING PUMP C MOTOR | FERRIC CHLORIDE DOSING PUMP C MOTOR | WST02-401-P-0301 | 400 | 50 | 3 |  | 131242-WST02-DS-M-5501 | NON-HAZARDOUS | 30 | AS | 0.37 | VFD | 1385 | 31 | WST02-ECCP-1000 | SSN PROCESS XLV ROOM | WST02-RIO-0001A | SSN LV SWITCH ROOM 1 | WST02-MCC-0101A | [9 empty] | W22 | TBA | WEG | WEG | www.weg.net/institutional/DE/en/ | +49 2237 92910 |  | info-sg@weg.net | BRAZIL |  |  |  | 2.55 | 280 | 0.987 | 4.74 |  |  |  |  | PROMINENT
0010322746 | AT_MOTOR | WST02-401-MTR-0401 | C4B | 131242-WST02-DR-P-6015.dgn | WST02-401-MTR-0401 | WST02 | 401 | FC | MTR | 0401 |  | FERRIC CHLORIDE DOSING PUMP D MOTOR | FERRIC CHLORIDE DOSING PUMP D MOTOR | WST02-401-P-0401 | 400 | 50 | 3 |  | 131242-WST02-DS-M-5501 | NON-HAZARDOUS | 30 | AS | 0.37 | VFD | 1385 | 31 | WST02-ECCP-1000 | SSN PROCESS XLV ROOM | WST02-RIO-0001B | SSN LV SWITCH ROOM 2 | WST02-MCC-0101B | [9 empty] | W22 | TBA | WEG | WEG | www.weg.net/institutional/DE/en/ | +49 2237 92910 |  | info-sg@weg.net | BRAZIL |  |  |  | 2.55 | 280 | 0.987 | 4.74 |  |  |  |  | PROMINENT
0010322734 | AT_MOTOR | WST02-401-MTR-0501 | C4B | 131242-WST02-DR-P-6015.dgn | WST02-401-MTR-0501 | WST02 | 401 | FC | MTR | 0501 |  | FERRIC CHLORIDE DOSING PUMP E MOTOR | FERRIC CHLORIDE DOSING PUMP E MOTOR | WST02-401-P-0501 | 400 | 50 | 3 |  | 131242-WST02-DS-M-5501 | NON-HAZARDOUS | 30 | AS | 0.37 | VFD | 1385 | 31 | WST02-ECCP-1000 | SSN PROCESS XLV ROOM | WST02-RIO-0001A | SSN LV SWITCH ROOM 1 | WST02-MCC-0101A | [9 empty] | W22 | TBA | WEG | WEG | www.weg.net/institutional/DE/en/ | +49 2237 92910 |  | info-sg@weg.net | BRAZIL |  |  |  | 2.55 | 280 | 0.987 | 4.74 |  |  |  |  | PROMINENT
0010299882 | AT_MOTOR | WST02-403-MTR-0101 | C4B | 131242-WST02-DR-P-6016.dgn | WST02-403-MTR-0101 | WST02 | 403 | SHYD | MTR | 0101 |  | EQUALIZATION TANK SODIUM HYDROXIDE DOSING PUMP A MOTOR | EQ TANK SHYD DOSING PUMP A MOTOR | WST02-403-P-0101 | 400 | 50 | 3 |  | 131242-WST02-DS-M-5511 | NON-HAZARDOUS | 30 | AS | 1.1 | VFD | 1445 | 31 | WST02-ECCP-1000 | SSN PROCESS XLV ROOM | WST02-RIO-0001A | SSN LV SWITCH ROOM 1 | WST02-MCC-0101A | [9 empty] | W22 | TBA | WEG | WEG | www.weg.net/institutional/DE/en/ | +49 2237 92910 |  | info-sg@weg.net | BRAZIL |  |  |  | 7.27 | 230 | 2.39 | 15.8 |  |  |  |  | PROMINENT
0010295823 | AT_MOTOR | WST02-403-MTR-0102 | C4B | 131242-WST02-DR-P-6017.dgn | WST02-403-MTR-0102 | WST02 | 403 | SHYD | MTR | 0102 |  | ANAMMOX REACTOR SODIUM HYDROXIDE DOSING PUMP A MOTOR | AMX REACTOR SHYD DOSING PUMP A MOTOR | WST02-403-P-0102 | 400 | 50 | 3 |  | 131242-WST02-DS-M-5521 | NON-HAZARDOUS | 30 | AS | 0.75 | VFD | 1435 | 31 | WST02-ECCP-1000 | SSN PROCESS XLV ROOM | WST02-RIO-0001A | SSN LV SWITCH ROOM 1 | WST02-MCC-0101A | [9 empty] | W22 | TBA | WEG | WEG | www.weg.net/institutional/DE/en/ | +49 2237 92910 |  | info-sg@weg.net | BRAZIL |  |  |  | 4.99 | 230 | 1.68 | 11.8 |  |  |  |  | PROMINENT
0010299886 | AT_MOTOR | WST02-403-MTR-0201 | C4B | 131242-WST02-DR-P-6016.dgn | WST02-403-MTR-0201 | WST02 | 403 | SHYD | MTR | 0201 |  | EQUALIZATION TANK SODIUM HYDROXIDE DOSING PUMP B MOTOR | EQ TANK SHYD DOSING PUMP B MOTOR | WST02-403-P-0201 | 400 | 50 | 3 |  | 131242-WST02-DS-M-5511 | NON-HAZARDOUS | 30 | AS | 1.1 | VFD | 1445 | 31 | WST02-ECCP-1000 | SSN PROCESS XLV ROOM | WST02-RIO-0001B | SSN LV SWITCH ROOM 2 | WST02-MCC-0101B | [9 empty] | W22 | TBA | WEG | WEG | www.weg.net/institutional/DE/en/ | +49 2237 92910 |  | info-sg@weg.net | BRAZIL |  |  |  | 7.27 | 230 | 2.39 | 15.8 |  |  |  |  | PROMINENT
0010295826 | AT_MOTOR | WST02-403-MTR-0202 | C4B | 131242-WST02-DR-P-6017.dgn | WST02-403-MTR-0202 | WST02 | 403 | SHYD | MTR | 0202 |  | ANAMMOX REACTOR SODIUM HYDROXIDE DOSING PUMP B MOTOR | AMX REACTOR SHYD DOSING PUMP B MOTOR | WST02-403-P-0202 | 400 | 50 | 3 |  | 131242-WST02-DS-M-5521 | NON-HAZARDOUS | 30 | AS | 0.75 | VFD | 1435 | 31 | WST02-ECCP-1000 | SSN PROCESS XLV ROOM | WST02-RIO-0001B | SSN LV SWITCH ROOM 2 | WST02-MCC-0101B | [9 empty] | W22 | TBA | WEG | WEG | www.weg.net/institutional/DE/en/ | +49 2237 92910 |  | info-sg@weg.net | BRAZIL |  |  |  | 4.99 | 230 | 1.68 | 11.8 |  |  |  |  | PROMINENT
0010299891 | AT_MOTOR | WST02-403-MTR-0301 | C4B | 131242-WST02-DR-P-6016.dgn | WST02-403-MTR-0301 | WST02 | 403 | SHYD | MTR | 0301 |  | EQUALIZATION TANK SODIUM HYDROXIDE DOSING PUMP C MOTOR | EQ TANK SHYD DOSING PUMP C MOTOR | WST02-403-P-0301 | 400 | 50 | 3 |  | 131242-WST02-DS-M-5511 | NON-HAZARDOUS | 30 | AS | 1.1 | VFD | 1445 | 31 | WST02-ECCP-1000 | SSN PROCESS XLV ROOM | WST02-RIO-0001B | SSN LV SWITCH ROOM 2 | WST02-MCC-0101B | [9 empty] | W22 | TBA | WEG | WEG | www.weg.net/institutional/DE/en/ | +49 2237 92910 |  | info-sg@weg.net | BRAZIL |  |  |  | 7.27 | 230 | 2.39 | 15.8 |  |  |  |  | PROMINENT
0010295830 | AT_MOTOR | WST02-403-MTR-0302 | C4B | 131242-WST02-DR-P-6017.dgn | WST02-403-MTR-0302 | WST02 | 403 | SHYD | MTR | 0302 |  | ANAMMOX REACTOR SODIUM HYDROXIDE DOSING PUMP C MOTOR | AMX REACTOR SHYD DOSING PUMP C MOTOR | WST02-403-P-0302 | 400 | 50 | 3 |  | 131242-WST02-DS-M-5521 | NON-HAZARDOUS | 30 | AS | 0.75 | VFD | 1435 | 31 | WST02-ECCP-1000 | SSN PROCESS XLV ROOM | WST02-RIO-0001A | SSN LV SWITCH ROOM 1 | WST02-MCC-0101A | [9 empty] | W22 | TBA | WEG | WEG | www.weg.net/institutional/DE/en/ | +49 2237 92910 |  | info-sg@weg.net | BRAZIL |  |  |  | 4.99 | 230 | 1.68 | 11.8 |  |  |  |  | PROMINENT
0010295834 | AT_MOTOR | WST02-403-MTR-0402 | C4B | 131242-WST02-DR-P-6017.dgn | WST02-403-MTR-0402 | WST02 | 403 | SHYD | MTR | 0402 |  | ANAMMOX REACTOR SODIUM HYDROXIDE DOSING PUMP D MOTOR | AMX REACTOR SHYD DOSING PUMP D MOTOR | WST02-403-P-0402 | 400 | 50 | 3 |  | 131242-WST02-DS-M-5521 | NON-HAZARDOUS | 30 | AS | 0.75 | VFD | 1435 | 31 | WST02-ECCP-1000 | SSN PROCESS XLV ROOM | WST02-RIO-0001B | SSN LV SWITCH ROOM 2 | WST02-MCC-0101B | [9 empty] | W22 | TBA | WEG | WEG | www.weg.net/institutional/DE/en/ | +49 2237 92910 |  | info-sg@weg.net | BRAZIL |  |  |  | 4.99 | 230 | 1.68 | 11.8 |  |  |  |  | PROMINENT
0010295839 | AT_MOTOR | WST02-403-MTR-0502 | C4B | 131242-WST02-DR-P-6017.dgn | WST02-403-MTR-0502 | WST02 | 403 | SHYD | MTR | 0502 |  | ANAMMOX REACTOR SODIUM HYDROXIDE DOSING PUMP E MOTOR | AMX REACTOR SHYD DOSING PUMP E MOTOR | WST02-403-P-0502 | 400 | 50 | 3 |  | 131242-WST02-DS-M-5521 | NON-HAZARDOUS | 30 | AS | 0.75 | VFD | 1435 | 31 | WST02-ECCP-1000 | SSN PROCESS XLV ROOM | WST02-RIO-0001A | SSN LV SWITCH ROOM 1 | WST02-MCC-0101A | [9 empty] | W22 | TBA | WEG | WEG | www.weg.net/institutional/DE/en/ | +49 2237 92910 |  | info-sg@weg.net | BRAZIL |  |  |  | 4.99 | 230 | 1.68 | 11.8 |  |  |  |  | PROMINENT

## Pipeline
KEYTAG | TAG_TYPE | TAG_NO | PROCESS_USER_1 | DOC_FNAME | PROJECT PREFIX | UNIT | SERVICE | NUMBER | TAG SUFFIX | DESIGN SIZE - NOMINAL (MM) | PIPE MATERIAL | DESCRIPTION | DESIGN SPECIFICATION | DESIGN PRESSURE | PRESSURE RATING | FLOW RATE - NOMINAL | FLOW RATE - MIN | FLOW RATE - MAX | OUTSIDE DIAMETER | WALL THICKNESS | LINING MATERIAL | INSULATION THICKNESS | INSULATION MATERIAL | OPERATING TEMPERATURE - NORMAL | OPERATING PRESSURE - NORMAL | OPERATING PRESSURE - MIN | OPERATING PRESSURE - MAX | TEST PRESSURE | TO_COMPONENT | FROM_COMPONENT | TO_COMPONENT1 | FROM_COMPONENT1
0010281320 | AT_PROCESS | WSD11-003-G2D-00001-300-SS16 | C4B | 131242-WSD11-DR-P-6200.dgn | WSD11 | 003 | G2D | 00001 |  | 300 | SS16 | PIPELINE : WSD11-003-G2D-00001-300-SS16 | AME B36.19M | 600 | PN16 | 513600 | 56000 | 538000 | 323.9 | 4.57 |  |  |  | 30 | 530 | 530 | 530 | 900
0010281320 | AT_PROCESS | WSD11-003-G2D-00001-300-SS16 | C4B | 131242-WSD11-DR-P-6200.dgn | WSD11 | 003 | G2D | 00001 |  | 300 | SS16 | PIPELINE : WSD11-003-G2D-00001-300-SS16 | AME B36.19M | 600 | PN16 | 513600 | 56000 | 538000 | 323.9 | 4.57 |  |  |  | 30 | 530 | 530 | 530 | 900
0010336397 | AT_PROCESS | WSD11-003-G2D-00001A-25-TBD | C4B | 131242-WSD11-DR-P-6200.dgn | WSD11 | 003 | G2D | 00001 | A | 25 | TBD | PIPELINE : WSD11-003-G2D-00001A-25-TBD | AME B36.19M | 600 | PN16 |  |  |  | 33.4 | 3.38 |  |  |  | 30 | 530 | 530 | 530 | 900
0010329628 | AT_PROCESS | WSD11-003-G2D-00001A-50-SS16 | C4B | 131242-WSD11-DR-P-6200.dgn | WSD11 | 003 | G2D | 00001 | A | 50 | SS16 | PIPELINE : WSD11-003-G2D-00001A-50-SS16 | AME B36.19M | 600 | PN16 | 4199 | 0 | 4199 | 60.3 | 3.91 |  |  |  | 30 | 530 | 530 | 530 | 900
0010329636 | AT_PROCESS | WSD11-003-G2D-00001B-25-SS16 | C4B | 131242-WSD11-DR-P-6200.dgn | WSD11 | 003 | G2D | 00001 | B | 25 | SS16 | PIPELINE : WSD11-003-G2D-00001B-25-SS16 | AME B36.19M | 600 | PN16 | 4199 | 0 | 4199 | 33.4 | 3.38 |  |  |  | 30 | 530 | 530 | 530 | 900
0010329636 | AT_PROCESS | WSD11-003-G2D-00001B-25-SS16 | C4B | 131242-WSD11-DR-P-6200.dgn | WSD11 | 003 | G2D | 00001 | B | 25 | SS16 | PIPELINE : WSD11-003-G2D-00001B-25-SS16 | AME B36.19M | 600 | PN16 | 4199 | 0 | 4199 | 33.4 | 3.38 |  |  |  | 30 | 530 | 530 | 530 | 900
0010329636 | AT_PROCESS | WSD11-003-G2D-00001B-25-SS16 | C4B | 131242-WSD11-DR-P-6200.dgn | WSD11 | 003 | G2D | 00001 | B | 25 | SS16 | PIPELINE : WSD11-003-G2D-00001B-25-SS16 | AME B36.19M | 600 | PN16 | 4199 | 0 | 4199 | 33.4 | 3.38 |  |  |  | 30 | 530 | 530 | 530 | 900
0010281340 | AT_PROCESS | WSD11-003-G2D-00007-300-SS16 | C4B | 131242-WSD11-DR-P-6200.dgn | WSD11 | 003 | G2D | 00007 |  | 300 | SS16 | PIPELINE : WSD11-003-G2D-00007-300-SS16 | AME B36.19M | 600 | PN16 | 513600 | 56000 | 538000 | 323.9 | 4.57 |  |  |  | 30 | 530 | 530 | 530 | 900
0010281338 | AT_PROCESS | WSD11-003-G2D-00008-300-SS16 | C4B | 131242-WSD11-DR-P-6200.dgn | WSD11 | 003 | G2D | 00008 |  | 300 | SS16 | PIPELINE : WSD11-003-G2D-00008-300-SS16 | AME B36.19M | 600 | PN16 | 513600 | 56000 | 538000 | 323.9 | 4.57 |  |  |  | 30 | 530 | 530 | 530 | 900
0010312073 | AT_PROCESS | WSD11-003-G2D-00101-100-SS16 | C4B | 131242-WSD11-DR-P-6200.dgn | WSD11 | 003 | G2D | 00101 |  | 100 | SS16 | PIPELINE : WSD11-003-G2D-00101-100-SS16 | AME B36.19M | 600 | PN16 | 20000 | 10000 | 40000 | 114.3 | 3.05 |  |  |  | 30 | 530 | 530 | 530 | 900
0010312073 | AT_PROCESS | WSD11-003-G2D-00101-100-SS16 | C4B | 131242-WSD11-DR-P-6200.dgn | WSD11 | 003 | G2D | 00101 |  | 100 | SS16 | PIPELINE : WSD11-003-G2D-00101-100-SS16 | AME B36.19M | 600 | PN16 | 20000 | 10000 | 40000 | 114.3 | 3.05 |  |  |  | 30 | 530 | 530 | 530 | 900
0010312073 | AT_PROCESS | WSD11-003-G2D-00101-100-SS16 | C4B | 131242-WSD11-DR-P-6200.dgn | WSD11 | 003 | G2D | 00101 |  | 100 | SS16 | PIPELINE : WSD11-003-G2D-00101-100-SS16 | AME B36.19M | 600 | PN16 | 20000 | 10000 | 40000 | 114.3 | 3.05 |  |  |  | 30 | 530 | 530 | 530 | 900
0010312519 | AT_PROCESS | WSD11-003-G2D-00101A-15-SS16 | C4B | 131242-WSD11-DR-P-6200.dgn | WSD11 | 003 | G2D | 00101 | A | 15 | SS16 | PIPELINE : WSD11-003-G2D-00101A-15-SS16 | AME B36.19M | 600 | PN16 | 20000 | 10000 | 40000 | 21.3 | 2.77 |  |  |  | 30 | 530 | 530 | 530 | 900
0010312104 | AT_PROCESS | WSD11-003-G2D-00102-40-SS16 | C4B | 131242-WSD11-DR-P-6200.dgn | WSD11 | 003 | G2D | 00102 |  | 40 | SS16 | PIPELINE : WSD11-003-G2D-00102-40-SS16 | AME B36.19M | 600 | PN16 | 20000 | 10000 | 40000 | 48.3 | 3.68 |  |  |  | 30 | 700 | 650 | 730 | 900
0010312104 | AT_PROCESS | WSD11-003-G2D-00102-40-SS16 | C4B | 131242-WSD11-DR-P-6200.dgn | WSD11 | 003 | G2D | 00102 |  | 40 | SS16 | PIPELINE : WSD11-003-G2D-00102-40-SS16 | AME B36.19M | 600 | PN16 | 20000 | 10000 | 40000 | 48.3 | 3.68 |  |  |  | 30 | 700 | 650 | 730 | 900
0010312516 | AT_PROCESS | WSD11-003-G2D-00102A-15-SS16 | C4B | 131242-WSD11-DR-P-6200.dgn | WSD11 | 003 | G2D | 00102 | A | 15 | SS16 | PIPELINE : WSD11-003-G2D-00102A-15-SS16 | AME B36.19M | 600 | PN16 | 20000 | 10000 | 40000 | 21.3 | 2.77 |  |  |  | 30 | 700 | 650 | 730 | 900
0010312508 | AT_PROCESS | WSD11-003-G2D-00102B-15-SS16 | C4B | 131242-WSD11-DR-P-6200.dgn | WSD11 | 003 | G2D | 00102 | B | 15 | SS16 | PIPELINE : WSD11-003-G2D-00102B-15-SS16 | AME B36.19M | 600 | PN16 | 20000 | 10000 | 40000 | 21.3 | 2.77 |  |  |  | 30 | 700 | 650 | 730 | 900
0010333126 | AT_PROCESS | WSD11-003-G2D-00102C-50-SS16 | C4B | 131242-WSD11-DR-P-6200.dgn | WSD11 | 003 | G2D | 00102 | C | 50 | SS16 | PIPELINE : WSD11-003-G2D-00102C-50-SS16 | AME B36.19M | 600 | PN16 | 2320 |  |  | 60.3 | 3.91 |  |  |  | 30 | 700 | 650 | 730 | 900
0010312085 | AT_PROCESS | WSD11-003-G2D-00103-80-SS16 | C4B | 131242-WSD11-DR-P-6200.dgn | WSD11 | 003 | G2D | 00103 |  | 80 | SS16 | PIPELINE : WSD11-003-G2D-00103-80-SS16 | AME B36.19M | 600 | PN16 | 20000 | 10000 | 40000 | 88.9 | 3.05 |  |  |  | 30 | 700 | 650 | 730 | 900
0010312075 | AT_PROCESS | WSD11-003-G2D-00201-100-SS16 | C4B | 131242-WSD11-DR-P-6200.dgn | WSD11 | 003 | G2D | 00201 |  | 100 | SS16 | PIPELINE : WSD11-003-G2D-00201-100-SS16 | AME B36.19M | 600 | PN16 | 20000 | 10000 | 40000 | 114.3 | 3.05 |  |  |  | 30 | 530 | 530 | 530 | 900
0010312075 | AT_PROCESS | WSD11-003-G2D-00201-100-SS16 | C4B | 131242-WSD11-DR-P-6200.dgn | WSD11 | 003 | G2D | 00201 |  | 100 | SS16 | PIPELINE : WSD11-003-G2D-00201-100-SS16 | AME B36.19M | 600 | PN16 | 20000 | 10000 | 40000 | 114.3 | 3.05 |  |  |  | 30 | 530 | 530 | 530 | 900
0010312075 | AT_PROCESS | WSD11-003-G2D-00201-100-SS16 | C4B | 131242-WSD11-DR-P-6200.dgn | WSD11 | 003 | G2D | 00201 |  | 100 | SS16 | PIPELINE : WSD11-003-G2D-00201-100-SS16 | AME B36.19M | 600 | PN16 | 20000 | 10000 | 40000 | 114.3 | 3.05 |  |  |  | 30 | 530 | 530 | 530 | 900
0010312075 | AT_PROCESS | WSD11-003-G2D-00201-100-SS16 | C4B | 131242-WSD11-DR-P-6200.dgn | WSD11 | 003 | G2D | 00201 |  | 100 | SS16 | PIPELINE : WSD11-003-G2D-00201-100-SS16 | AME B36.19M | 600 | PN16 | 20000 | 10000 | 40000 | 114.3 | 3.05 |  |  |  | 30 | 530 | 530 | 530 | 900
0010312506 | AT_PROCESS | WSD11-003-G2D-00201A-15-SS16 | C4B | 131242-WSD11-DR-P-6200.dgn | WSD11 | 003 | G2D | 00201 | A | 15 | SS16 | PIPELINE : WSD11-003-G2D-00201A-15-SS16 | AME B36.19M | 600 | PN16 | 20000 | 10000 | 40000 | 21.3 | 2.77 |  |  |  | 30 | 530 | 530 | 530 | 900
0010312094 | AT_PROCESS | WSD11-003-G2D-00202-40-SS16 | C4B | 131242-WSD11-DR-P-6200.dgn | WSD11 | 003 | G2D | 00202 |  | 40 | SS16 | PIPELINE : WSD11-003-G2D-00202-40-SS16 | AME B36.19M | 600 | PN16 | 20000 | 10000 | 40000 | 48.3 | 3.68 |  |  |  | 30 | 700 | 650 | 730 | 900
0010312094 | AT_PROCESS | WSD11-003-G2D-00202-40-SS16 | C4B | 131242-WSD11-DR-P-6200.dgn | WSD11 | 003 | G2D | 00202 |  | 40 | SS16 | PIPELINE : WSD11-003-G2D-00202-40-SS16 | AME B36.19M | 600 | PN16 | 20000 | 10000 | 40000 | 48.3 | 3.68 |  |  |  | 30 | 700 | 650 | 730 | 900
0010312514 | AT_PROCESS | WSD11-003-G2D-00202A-15-SS16 | C4B | 131242-WSD11-DR-P-6200.dgn | WSD11 | 003 | G2D | 00202 | A | 15 | SS16 | PIPELINE : WSD11-003-G2D-00202A-15-SS16 | AME B36.19M | 600 | PN16 | 20000 | 10000 | 40000 | 21.3 | 2.77 |  |  |  | 30 | 700 | 650 | 730 | 900
0010312511 | AT_PROCESS | WSD11-003-G2D-00202B-15-SS16 | C4B | 131242-WSD11-DR-P-6200.dgn | WSD11 | 003 | G2D | 00202 | B | 15 | SS16 | PIPELINE : WSD11-003-G2D-00202B-15-SS16 | AME B36.19M | 600 | PN16 | 20000 | 10000 | 40000 | 21.3 | 2.77 |  |  |  | 30 | 700 | 650 | 730 | 900
0010333124 | AT_PROCESS | WSD11-003-G2D-00202C-50-SS16 | C4B | 131242-WSD11-DR-P-6200.dgn | WSD11 | 003 | G2D | 00202 | C | 50 | SS16 | PIPELINE : WSD11-003-G2D-00202C-50-SS16 | AME B36.19M | 600 | PN16 | 2320 |  |  | 60.3 | 3.91 |  |  |  | 30 | 700 | 650 | 730 | 900
0010336261 | AT_PROCESS | WSD11-003-IA-00009B-15-SS16 | C4B | 131242-WSD11-DR-P-6034.dgn | WSD11 | 003 | IA | 00009 | B | 15 | SS16 | PIPELINE : WSD11-003-IA-00009B-15-SS16 | AME B36.19M | 1100 | PN16 |  |  |  | 21.3 | 2.77
0010291613 | AT_PROCESS | WSD11-006-IA-00001-50-SS16 | C4B | 131242-WSD11-DR-P-6601.dgn | WSD11 | 006 | IA | 00001 |  | 50 | SS16 | PIPELINE : WSD11-006-IA-00001-50-SS16 | AME B36.19M | 1100 | PN16 | 120000 | 17000 | 373000 | 60.3 | 3.91 |  |  |  | 42 | 900 | 850 | 1000 | 1650
0010291613 | AT_PROCESS | WSD11-006-IA-00001-50-SS16 | C4B | 131242-WSD11-DR-P-6601.dgn | WSD11 | 006 | IA | 00001 |  | 50 | SS16 | PIPELINE : WSD11-006-IA-00001-50-SS16 | AME B36.19M | 1100 | PN16 | 120000 | 17000 | 373000 | 60.3 | 3.91 |  |  |  | 42 | 900 | 850 | 1000 | 1650
0010291617 | AT_PROCESS | WSD11-006-IA-00002-50-SS16 | C4B | 131242-WSD11-DR-P-6601.dgn | WSD11 | 006 | IA | 00002 |  | 50 | SS16 | PIPELINE : WSD11-006-IA-00002-50-SS16 | AME B36.19M | 1100 | PN16 | 120000 | 17000 | 373000 | 60.3 | 3.91 |  |  |  | 42 | 900 | 850 | 1000 | 1650
0010291617 | AT_PROCESS | WSD11-006-IA-00002-50-SS16 | C4B | 131242-WSD11-DR-P-6601.dgn | WSD11 | 006 | IA | 00002 |  | 50 | SS16 | PIPELINE : WSD11-006-IA-00002-50-SS16 | AME B36.19M | 1100 | PN16 | 120000 | 17000 | 373000 | 60.3 | 3.91 |  |  |  | 42 | 900 | 850 | 1000 | 1650
0010291649 | AT_PROCESS | WSD11-006-IA-00003-25-SS16 | C4B | 131242-WSD11-DR-P-6600.dgn | WSD11 | 006 | IA | 00003 |  | 25 | SS16 | PIPELINE : WSD11-006-IA-00003-25-SS16 | AME B36.19M | 1100 | PN16 | 30000 | 17000 | 60000 | 33.4 | 3.38 |  |  |  | 42 | 750 | 750 | 750 | 1650
0010291649 | AT_PROCESS | WSD11-006-IA-00003-25-SS16 | C4B | 131242-WSD11-DR-P-6601.dgn | WSD11 | 006 | IA | 00003 |  | 25 | SS16 | PIPELINE : WSD11-006-IA-00003-25-SS16 | AME B36.19M | 1100 | PN16 | 30000 | 17000 | 60000 | 33.4 | 3.38 |  |  |  | 42 | 750 | 750 | 750 | 1650
0010291649 | AT_PROCESS | WSD11-006-IA-00003-25-SS16 | C4B | 131242-WSD11-DR-P-6601.dgn | WSD11 | 006 | IA | 00003 |  | 25 | SS16 | PIPELINE : WSD11-006-IA-00003-25-SS16 | AME B36.19M | 1100 | PN16 | 30000 | 17000 | 60000 | 33.4 | 3.38 |  |  |  | 42 | 750 | 750 | 750 | 1650
0010291624 | AT_PROCESS | WSD11-006-IA-00003A-25-SS16 | C4B | 131242-WSD11-DR-P-6601.dgn | WSD11 | 006 | IA | 00003 | A | 25 | SS16 | PIPELINE : WSD11-006-IA-00003A-25-SS16 | AME B36.19M | 1100 | PN16 | 30000 | 17000 | 60000 | 33.4 | 3.38 |  |  |  | 42 | 750 | 750 | 750 | 1650
0010335601 | AT_PROCESS | WSD11-006-IA-00004-25-SS16 | C4B | 131242-WSD11-DR-P-6601.dgn | WSD11 | 006 | IA | 00004 |  | 25 | SS16 | PIPELINE : WSD11-006-IA-00004-25-SS16 | AME B36.19M | 1100 | PN16 | 30000 | 17000 | 60000 | 33.4 | 3.38 |  |  |  | 42 | 750 | 750 | 750 | 1650
0010291611 | AT_PROCESS | WSD11-006-IA-00004A-25-SS16 | C4B | 131242-WSD11-DR-P-6601.dgn | WSD11 | 006 | IA | 00004 | A | 25 | SS16 | PIPELINE : WSD11-006-IA-00004A-25-SS16 | AME B36.19M | 1100 | PN16 | 30000 | 17000 | 60000 | 33.4 | 3.38 |  |  |  | 42 | 750 | 750 | 750 | 1650
0010329567 | AT_PROCESS | WSD11-006-IA-00006-25-SS16 | C4B | 131242-WSD11-DR-P-6601.dgn | WSD11 | 006 | IA | 00006 |  | 25 | SS16 | PIPELINE : WSD11-006-IA-00006-25-SS16 | AME B36.19M | 1100 | PN16 | 30000 | 17000 | 60000 | 33.4 | 3.38 |  |  |  | 42 | 750 | 750 | 750 | 1650
0010329567 | AT_PROCESS | WSD11-006-IA-00006-25-SS16 | C4B | 131242-WSD11-DR-P-6601.dgn | WSD11 | 006 | IA | 00006 |  | 25 | SS16 | PIPELINE : WSD11-006-IA-00006-25-SS16 | AME B36.19M | 1100 | PN16 | 30000 | 17000 | 60000 | 33.4 | 3.38 |  |  |  | 42 | 750 | 750 | 750 | 1650
0010329567 | AT_PROCESS | WSD11-006-IA-00006-25-SS16 | C4B | 131242-WSD11-DR-P-6033.dgn | WSD11 | 006 | IA | 00006 |  | 25 | SS16 | PIPELINE : WSD11-006-IA-00006-25-SS16 | AME B36.19M | 1100 | PN16 | 30000 | 17000 | 60000 | 33.4 | 3.38 |  |  |  | 42 | 750 | 750 | 750 | 1650
0010329567 | AT_PROCESS | WSD11-006-IA-00006-25-SS16 | C4B | 131242-WSD11-DR-P-6601.dgn | WSD11 | 006 | IA | 00006 |  | 25 | SS16 | PIPELINE : WSD11-006-IA-00006-25-SS16 | AME B36.19M | 1100 | PN16 | 30000 | 17000 | 60000 | 33.4 | 3.38 |  |  |  | 42 | 750 | 750 | 750 | 1650
0010329567 | AT_PROCESS | WSD11-006-IA-00006-25-SS16 | C4B | 131242-WSD11-DR-P-6601.dgn | WSD11 | 006 | IA | 00006 |  | 25 | SS16 | PIPELINE : WSD11-006-IA-00006-25-SS16 | AME B36.19M | 1100 | PN16 | 30000 | 17000 | 60000 | 33.4 | 3.38 |  |  |  | 42 | 750 | 750 | 750 | 1650
0010336639 | AT_PROCESS | WSD11-006-IA-00006A-15-SS16 | C4B | 131242-WSD11-DR-P-6033.dgn | WSD11 | 006 | IA | 00006 | A | 15 | SS16 | PIPELINE : WSD11-006-IA-00006A-15-SS16 | AME B36.19M | 600 | PN16 |  |  |  | 21.3 | 2.77 | [7 empty] | 900
0010336632 | AT_PROCESS | WSD11-006-IA-00006B-15-SS16 | C4B | 131242-WSD11-DR-P-6033.dgn | WSD11 | 006 | IA | 00006 | B | 15 | SS16 | PIPELINE : WSD11-006-IA-00006B-15-SS16 | AME B36.19M | 600 | PN16 |  |  |  | 21.3 | 2.77 | [7 empty] | 900
0010336627 | AT_PROCESS | WSD11-006-IA-00006C-15-SS16 | C4B | 131242-WSD11-DR-P-6033.dgn | WSD11 | 006 | IA | 00006 | C | 15 | SS16 | PIPELINE : WSD11-006-IA-00006C-15-SS16 | AME B36.19M | 600 | PN16 |  |  |  | 21.3 | 2.77 | [7 empty] | 900
0010336629 | AT_PROCESS | WSD11-006-IA-00006D-15-SS16 | C4B | 131242-WSD11-DR-P-6033.dgn | WSD11 | 006 | IA | 00006 | D | 15 | SS16 | PIPELINE : WSD11-006-IA-00006D-15-SS16 | AME B36.19M | 600 | PN16 |  |  |  | 21.3 | 2.77 | [7 empty] | 900
0010336640 | AT_PROCESS | WSD11-006-IA-00006E-15-SS16 | C4B | 131242-WSD11-DR-P-6033.dgn | WSD11 | 006 | IA | 00006 | E | 15 | SS16 | PIPELINE : WSD11-006-IA-00006E-15-SS16 | AME B36.19M | 600 | PN16 |  |  |  | 21.3 | 2.77 | [7 empty] | 900
0010336637 | AT_PROCESS | WSD11-006-IA-00006F-15-SS16 | C4B | 131242-WSD11-DR-P-6033.dgn | WSD11 | 006 | IA | 00006 | F | 15 | SS16 | PIPELINE : WSD11-006-IA-00006F-15-SS16 | AME B36.19M | 600 | PN16 |  |  |  | 21.3 | 2.77 | [7 empty] | 900
0010336625 | AT_PROCESS | WSD11-006-IA-00006G-15-SS16 | C4B | 131242-WSD11-DR-P-6033.dgn | WSD11 | 006 | IA | 00006 | G | 15 | SS16 | PIPELINE : WSD11-006-IA-00006G-15-SS16 | AME B36.19M | 600 | PN16 |  |  |  | 21.3 | 2.77 | [7 empty] | 900
0010336631 | AT_PROCESS | WSD11-006-IA-00006H-15-SS16 | C4B | 131242-WSD11-DR-P-6033.dgn | WSD11 | 006 | IA | 00006 | H | 15 | SS16 | PIPELINE : WSD11-006-IA-00006H-15-SS16 | AME B36.19M | 600 | PN16 |  |  |  | 21.3 | 2.77 | [7 empty] | 900
0010336643 | AT_PROCESS | WSD11-006-IA-00006I-15-SS16 | C4B | 131242-WSD11-DR-P-6033.dgn | WSD11 | 006 | IA | 00006 | I | 15 | SS16 | PIPELINE : WSD11-006-IA-00006I-15-SS16 | AME B36.19M | 600 | PN16 |  |  |  | 21.3 | 2.77 | [7 empty] | 900
0010336635 | AT_PROCESS | WSD11-006-IA-00006J-15-SS16 | C4B | 131242-WSD11-DR-P-6033.dgn | WSD11 | 006 | IA | 00006 | J | 15 | SS16 | PIPELINE : WSD11-006-IA-00006J-15-SS16 | AME B36.19M | 600 | PN16 |  |  |  | 33.4 | 3.38 | [7 empty] | 900
0010333305 | AT_PROCESS | WSD11-006-IA-00007-25-SS16 | C4B | 131242-WSD11-DR-P-6601.dgn | WSD11 | 006 | IA | 00007 |  | 25 | SS16 | PIPELINE : WSD11-006-IA-00007-25-SS16 | AME B36.19M | 1100 | PN16 |  |  |  | 33.4 | 3.38 |  |  |  | 42 | 750 | 750 | 750 | 1650
0010333305 | AT_PROCESS | WSD11-006-IA-00007-25-SS16 | C4B | 131242-WSD11-DR-P-6000.dgn | WSD11 | 006 | IA | 00007 |  | 25 | SS16 | PIPELINE : WSD11-006-IA-00007-25-SS16 | AME B36.19M | 1100 | PN16 |  |  |  | 33.4 | 3.38 |  |  |  | 42 | 750 | 750 | 750 | 1650
0010333305 | AT_PROCESS | WSD11-006-IA-00007-25-SS16 | C4B | 131242-WSD11-DR-P-6601.dgn | WSD11 | 006 | IA | 00007 |  | 25 | SS16 | PIPELINE : WSD11-006-IA-00007-25-SS16 | AME B36.19M | 1100 | PN16 |  |  |  | 33.4 | 3.38 |  |  |  | 42 | 750 | 750 | 750 | 1650
0010333305 | AT_PROCESS | WSD11-006-IA-00007-25-SS16 | C4B | 131242-WSD11-DR-P-6601.dgn | WSD11 | 006 | IA | 00007 |  | 25 | SS16 | PIPELINE : WSD11-006-IA-00007-25-SS16 | AME B36.19M | 1100 | PN16 |  |  |  | 33.4 | 3.38 |  |  |  | 42 | 750 | 750 | 750 | 1650
0010336416 | AT_PROCESS | WSD11-006-IA-00007A-15-SS16 | C4B | 131242-WSD11-DR-P-6000.dgn | WSD11 | 006 | IA | 00007 | A | 15 | SS16 | PIPELINE : WSD11-006-IA-00007A-15-SS16 | AME B36.19M | 1100 | PN16 |  |  |  | 21.3 | 2.77 |  |  |  | 42 | 750 | 750 | 750 | 1650
0010336414 | AT_PROCESS | WSD11-006-IA-00007B-15-SS16 | C4B | 131242-WSD11-DR-P-6000.dgn | WSD11 | 006 | IA | 00007 | B | 15 | SS16 | PIPELINE : WSD11-006-IA-00007B-15-SS16 | AME B36.19M | 1100 | PN16 |  |  |  | 21.3 | 2.77 |  |  |  | 42 | 750 | 750 | 750 | 1650
0010336411 | AT_PROCESS | WSD11-006-IA-00007C-15-SS16 | C4B | 131242-WSD11-DR-P-6000.dgn | WSD11 | 006 | IA | 00007 | C | 15 | SS16 | PIPELINE : WSD11-006-IA-00007C-15-SS16 | AME B36.19M | 1100 | PN16 |  |  |  | 21.3 | 2.77 |  |  |  | 42 | 750 | 750 | 750 | 1650
0010336410 | AT_PROCESS | WSD11-006-IA-00007D-15-SS16 |  | 131242-WSD11-DR-P-6000.dgn | WSD11 | 006 | IA | 00007 | D | 15 | SS16 | PIPELINE : WSD11-006-IA-00007D-15-SS16
0010336407 | AT_PROCESS | WSD11-006-IA-00007E-15-SS16 |  | 131242-WSD11-DR-P-6000.dgn | WSD11 | 006 | IA | 00007 | E | 15 | SS16 | PIPELINE : WSD11-006-IA-00007E-15-SS16
0010336424 | AT_PROCESS | WSD11-006-IA-00007F-15-SS16 | C4B | 131242-WSD11-DR-P-6000.dgn | WSD11 | 006 | IA | 00007 | F | 15 | SS16 | PIPELINE : WSD11-006-IA-00007F-15-SS16 | AME B36.19M | 1100 | PN16 |  |  |  | 21.3 | 2.77 |  |  |  | 42 | 750 | 750 | 750 | 1650
0010336420 | AT_PROCESS | WSD11-006-IA-00007G-15-SS16 | C4B | 131242-WSD11-DR-P-6000.dgn | WSD11 | 006 | IA | 00007 | G | 15 | SS16 | PIPELINE : WSD11-006-IA-00007G-15-SS16 | AME B36.19M | 1100 | PN16 |  |  |  | 21.3 | 2.77 |  |  |  | 42 | 750 | 750 | 750 | 1650
0010336422 | AT_PROCESS | WSD11-006-IA-00007H-15-SS16 | C4B | 131242-WSD11-DR-P-6000.dgn | WSD11 | 006 | IA | 00007 | H | 15 | SS16 | PIPELINE : WSD11-006-IA-00007H-15-SS16 | AME B36.19M | 1100 | PN16 |  |  |  | 21.3 | 2.77 |  |  |  | 42 | 750 | 750 | 750 | 1650
0010336418 | AT_PROCESS | WSD11-006-IA-00007I-15-SS16 | C4B | 131242-WSD11-DR-P-6000.dgn | WSD11 | 006 | IA | 00007 | I | 15 | SS16 | PIPELINE : WSD11-006-IA-00007I-15-SS16 | AME B36.19M | 1100 | PN16 |  |  |  | 21.3 | 2.77 |  |  |  | 42 | 750 | 750 | 750 | 1650
0010336426 | AT_PROCESS | WSD11-006-IA-00007J-15-SS16 | C4B | 131242-WSD11-DR-P-6000.dgn | WSD11 | 006 | IA | 00007 | J | 15 | SS16 | PIPELINE : WSD11-006-IA-00007J-15-SS16 | AME B36.19M | 1100 | PN16 |  |  |  | 21.3 | 2.77 |  |  |  | 42 | 750 | 750 | 750 | 1650
0010329569 | AT_PROCESS | WSD11-006-IA-00007X-15-SS16 | C4B | 131242-WSD11-DR-P-6601.dgn | WSD11 | 006 | IA | 00007 | X | 15 | SS16 | PIPELINE : WSD11-006-IA-00007X-15-SS16 | AME B36.19M | 1100 | PN16 | [8 empty] | 42 | 750 | 750 | 750 | 1650
0010333662 | AT_PROCESS | WSD11-006-IA-00008-25-SS16 | C4B | 131242-WSD11-DR-P-6033.dgn | WSD11 | 006 | IA | 00008 |  | 25 | SS16 | PIPELINE : WSD11-006-IA-00008-25-SS16 | AME B36.19M | 1100 | PN16 |  |  |  | 33.4 | 3.38 |  |  |  | 42 | 750 | 750 | 750 | 1650
0010333829 | AT_PROCESS | WSD11-006-IA-00009-15-SS16 | C4B | 131242-WSD11-DR-P-6601.dgn | WSD11 | 006 | IA | 00009 |  | 15 | SS16 | PIPELINE : WSD11-006-IA-00009-15-SS16 | AME B36.19M | 1100 | PN16 | [8 empty] | 42 | 750 | 750 | 750 | 1650
0010333829 | AT_PROCESS | WSD11-006-IA-00009-15-SS16 | C4B | 131242-WSD11-DR-P-6034.dgn | WSD11 | 006 | IA | 00009 |  | 15 | SS16 | PIPELINE : WSD11-006-IA-00009-15-SS16 | AME B36.19M | 1100 | PN16 | [8 empty] | 42 | 750 | 750 | 750 | 1650
0010336273 | AT_PROCESS | WSD11-006-IA-00009A-15-SS16 | C4B | 131242-WSD11-DR-P-6034.dgn | WSD11 | 006 | IA | 00009 | A | 15 | SS16 | PIPELINE : WSD11-006-IA-00009A-15-SS16 | AME B36.19M | 1100 | PN16 |  |  |  | 21.3 | 2.77 |  |  |  | 42 | 750 | 750 | 750 | 1650
0010336263 | AT_PROCESS | WSD11-006-IA-00009C-15-SS16 | C4B | 131242-WSD11-DR-P-6034.dgn | WSD11 | 006 | IA | 00009 | C | 15 | SS16 | PIPELINE : WSD11-006-IA-00009C-15-SS16 | AME B36.19M | 1100 | PN16 |  |  |  | 21.3 | 2.77 |  |  |  | 42 | 750 | 750 | 750 | 1650
0010336265 | AT_PROCESS | WSD11-006-IA-00009D-15-SS16 | C4B | 131242-WSD11-DR-P-6034.dgn | WSD11 | 006 | IA | 00009 | D | 15 | SS16 | PIPELINE : WSD11-006-IA-00009D-15-SS16 | AME B36.19M | 1100 | PN16 |  |  |  | 21.3 | 2.77 |  |  |  | 42 | 750 | 750 | 750 | 1650
0010336257 | AT_PROCESS | WSD11-006-IA-00009E-15-SS16 | C4B | 131242-WSD11-DR-P-6034.dgn | WSD11 | 006 | IA | 00009 | E | 15 | SS16 | PIPELINE : WSD11-006-IA-00009E-15-SS16 | AME B36.19M | 1100 | PN16 |  |  |  | 21.3 | 2.77 |  |  |  | 42 | 750 | 750 | 750 | 1650
0010336275 | AT_PROCESS | WSD11-006-IA-00009F-15-SS16 | C4B | 131242-WSD11-DR-P-6034.dgn | WSD11 | 006 | IA | 00009 | F | 15 | SS16 | PIPELINE : WSD11-006-IA-00009F-15-SS16 | AME B36.19M | 1100 | PN16 |  |  |  | 21.3 | 2.77 |  |  |  | 42 | 750 | 750 | 750 | 1650
0010336267 | AT_PROCESS | WSD11-006-IA-00009G-15-SS16 | C4B | 131242-WSD11-DR-P-6034.dgn | WSD11 | 006 | IA | 00009 | G | 15 | SS16 | PIPELINE : WSD11-006-IA-00009G-15-SS16 | AME B36.19M | 1100 | PN16 |  |  |  | 21.3 | 2.77 |  |  |  | 42 | 750 | 750 | 750 | 1650
0010336269 | AT_PROCESS | WSD11-006-IA-00009H-15-SS16 | C4B | 131242-WSD11-DR-P-6034.dgn | WSD11 | 006 | IA | 00009 | H | 15 | SS16 | PIPELINE : WSD11-006-IA-00009H-15-SS16 | AME B36.19M | 1100 | PN16 |  |  |  | 21.3 | 2.77 |  |  |  | 42 | 750 | 750 | 750 | 1650
0010336259 | AT_PROCESS | WSD11-006-IA-00009I-15-SS16 | C4B | 131242-WSD11-DR-P-6034.dgn | WSD11 | 006 | IA | 00009 | I | 15 | SS16 | PIPELINE : WSD11-006-IA-00009I-15-SS16 | AME B36.19M | 1100 | PN16 |  |  |  | 21.3 | 2.77 |  |  |  | 42 | 750 | 750 | 750 | 1650
0010336271 | AT_PROCESS | WSD11-006-IA-00009J-15-SS16 | C4B | 131242-WSD11-DR-P-6034.dgn | WSD11 | 006 | IA | 00009 | J | 15 | SS16 | PIPELINE : WSD11-006-IA-00009J-15-SS16 | AME B36.19M | 1100 | PN16 |  |  |  | 21.3 | 2.77 |  |  |  | 42 | 750 | 750 | 750 | 1650
0010333430 | AT_PROCESS | WSD11-006-IA-00011-25-SS16 | C4B | 131242-WSD11-DR-P-6601.dgn | WSD11 | 006 | IA | 00011 |  | 25 | SS16 | PIPELINE : WSD11-006-IA-00011-25-SS16 | AME B36.19M | 1100 | PN16 | 30000 | 17000 | 60000 | 33.4 | 3.38 |  |  |  | 42 | 750 | 750 | 750 | 1650
0010333430 | AT_PROCESS | WSD11-006-IA-00011-25-SS16 | C4B | 131242-WSD11-DR-P-6601.dgn | WSD11 | 006 | IA | 00011 |  | 25 | SS16 | PIPELINE : WSD11-006-IA-00011-25-SS16 | AME B36.19M | 1100 | PN16 | 30000 | 17000 | 60000 | 33.4 | 3.38 |  |  |  | 42 | 750 | 750 | 750 | 1650
0010333430 | AT_PROCESS | WSD11-006-IA-00011-25-SS16 | C4B | 131242-WSD11-DR-P-6015.dgn | WSD11 | 006 | IA | 00011 |  | 25 | SS16 | PIPELINE : WSD11-006-IA-00011-25-SS16 | AME B36.19M | 1100 | PN16 | 30000 | 17000 | 60000 | 33.4 | 3.38 |  |  |  | 42 | 750 | 750 | 750 | 1650
0010333430 | AT_PROCESS | WSD11-006-IA-00011-25-SS16 | C4B | 131242-WSD11-DR-P-6601.dgn | WSD11 | 006 | IA | 00011 |  | 25 | SS16 | PIPELINE : WSD11-006-IA-00011-25-SS16 | AME B36.19M | 1100 | PN16 | 30000 | 17000 | 60000 | 33.4 | 3.38 |  |  |  | 42 | 750 | 750 | 750 | 1650
0010334009 | AT_PROCESS | WSD11-006-IA-00011A-15-SS16 | C4B | 131242-WSD11-DR-P-6601.dgn | WSD11 | 006 | IA | 00011 | A | 15 | SS16 | PIPELINE : WSD11-006-IA-00011A-15-SS16 | AME B36.19M | 1100 | PN16 | [8 empty] | 42 | 750 | 750 | 750 | 1650
0010336438 | AT_PROCESS | WSD11-006-IA-00011B-15-SS16 | C4B | 131242-WSD11-DR-P-6015.dgn | WSD11 | 006 | IA | 00011 | B | 15 | SS16 | PIPELINE : WSD11-006-IA-00011B-15-SS16 | AME B36.19M | 1100 | PN16 |  |  |  | 21.3 | 2.77 |  |  |  | 42 | 750 | 750 | 750 | 1650
0010336441 | AT_PROCESS | WSD11-006-IA-00011C-15-SS16 | C4B | 131242-WSD11-DR-P-6015.dgn | WSD11 | 006 | IA | 00011 | C | 15 | SS16 | PIPELINE : WSD11-006-IA-00011C-15-SS16 | AME B36.19M | 1100 | PN16 |  |  |  | 21.3 | 2.77 |  |  |  | 42 | 750 | 750 | 750 | 1650
0010336440 | AT_PROCESS | WSD11-006-IA-00011D-15-SS16 | C4B | 131242-WSD11-DR-P-6015.dgn | WSD11 | 006 | IA | 00011 | D | 15 | SS16 | PIPELINE : WSD11-006-IA-00011D-15-SS16 | AME B36.19M | 1100 | PN16 |  |  |  | 21.3 | 2.77 |  |  |  | 42 | 750 | 750 | 750 | 1650
0010336444 | AT_PROCESS | WSD11-006-IA-00011E-15-SS16 | C4B | 131242-WSD11-DR-P-6015.dgn | WSD11 | 006 | IA | 00011 | E | 15 | SS16 | PIPELINE : WSD11-006-IA-00011E-15-SS16 | AME B36.19M | 1100 | PN16 |  |  |  | 21.3 | 2.77 |  |  |  | 42 | 750 | 750 | 750 | 1650
0010336446 | AT_PROCESS | WSD11-006-IA-00011G-15-SS16 | C4B | 131242-WSD11-DR-P-6015.dgn | WSD11 | 006 | IA | 00011 | G | 15 | SS16 | PIPELINE : WSD11-006-IA-00011G-15-SS16 | AME B36.19M | 1100 | PN16 |  |  |  | 21.3 | 2.77 |  |  |  | 42 | 750 | 750 | 750 | 1650
0010333450 | AT_PROCESS | WSD11-006-IA-00012-25-SS16 | C4B | 131242-WSD11-DR-P-6015.dgn | WSD11 | 006 | IA | 00012 |  | 25 | SS16 | PIPELINE : WSD11-006-IA-00012-25-SS16 | AME B36.19M | 1100 | PN16 |  |  |  | 33.4 | 3.38 |  |  |  | 42 | 750 | 750 | 750 | 1650
0010333470 | AT_PROCESS | WSD11-006-IA-00013-25-SS16 | C4B | 131242-WSD11-DR-P-6017.dgn | WSD11 | 006 | IA | 00013 |  | 25 | SS16 | PIPELINE : WSD11-006-IA-00013-25-SS16 | AME B36.19M | 1100 | PN16 |  |  |  | 33.4 | 3.38 |  |  |  | 42 | 750 | 750 | 750 | 1650
0010333470 | AT_PROCESS | WSD11-006-IA-00013-25-SS16 | C4B | 131242-WSD11-DR-P-6601.dgn | WSD11 | 006 | IA | 00013 |  | 25 | SS16 | PIPELINE : WSD11-006-IA-00013-25-SS16 | AME B36.19M | 1100 | PN16 |  |  |  | 33.4 | 3.38 |  |  |  | 42 | 750 | 750 | 750 | 1650
0010333466 | AT_PROCESS | WSD11-006-IA-00014-15-SS16 | C4B | 131242-WSD11-DR-P-6016.dgn | WSD11 | 006 | IA | 00014 |  | 15 | SS16 | PIPELINE : WSD11-006-IA-00014-15-SS16 | AME B36.19M | 1100 | PN16 |  |  |  | 21.3 | 2.77 |  |  |  | 42 | 750 | 750 | 750 | 1650
0010333466 | AT_PROCESS | WSD11-006-IA-00014-15-SS16 | C4B | 131242-WSD11-DR-P-6601.dgn | WSD11 | 006 | IA | 00014 |  | 15 | SS16 | PIPELINE : WSD11-006-IA-00014-15-SS16 | AME B36.19M | 1100 | PN16 |  |  |  | 21.3 | 2.77 |  |  |  | 42 | 750 | 750 | 750 | 1650
0010336462 | AT_PROCESS | WSD11-006-IA-00014A-15-SS16 | C4B | 131242-WSD11-DR-P-6016.dgn | WSD11 | 006 | IA | 00014 | A | 15 | SS16 | PIPELINE : WSD11-006-IA-00014A-15-SS16 | AME B36.19M | 1100 | PN16 |  |  |  | 21.3 | 2.77 |  |  |  | 42 | 750 | 750 | 750 | 1650
0010336464 | AT_PROCESS | WSD11-006-IA-00014B-15-SS16 | C4B | 131242-WSD11-DR-P-6016.dgn | WSD11 | 006 | IA | 00014 | B | 15 | SS16 | PIPELINE : WSD11-006-IA-00014B-15-SS16 | AME B36.19M | 1100 | PN16 |  |  |  | 21.3 | 2.77 |  |  |  | 42 | 750 | 750 | 750 | 1650
0010336466 | AT_PROCESS | WSD11-006-IA-00014C-15-SS16 | C4B | 131242-WSD11-DR-P-6016.dgn | WSD11 | 006 | IA | 00014 | C | 15 | SS16 | PIPELINE : WSD11-006-IA-00014C-15-SS16 | AME B36.19M | 1100 | PN16 |  |  |  | 21.3 | 2.77 |  |  |  | 42 | 750 | 750 | 750 | 1650
0010336460 | AT_PROCESS | WSD11-006-IA-00014D-15-SS16 | C4B | 131242-WSD11-DR-P-6016.dgn | WSD11 | 006 | IA | 00014 | D | 15 | SS16 | PIPELINE : WSD11-006-IA-00014D-15-SS16 | AME B36.19M | 1100 | PN16 |  |  |  | 21.3 | 2.77 |  |  |  | 42 | 750 | 750 | 750 | 1650
0010336456 | AT_PROCESS | WSD11-006-IA-00014E-15-SS16 | C4B | 131242-WSD11-DR-P-6016.dgn | WSD11 | 006 | IA | 00014 | E | 15 | SS16 | PIPELINE : WSD11-006-IA-00014E-15-SS16 | AME B36.19M | 1100 | PN16 |  |  |  | 21.3 | 2.77 |  |  |  | 42 | 750 | 750 | 750 | 1650
0010336468 | AT_PROCESS | WSD11-006-IA-00014F-15-SS16 | C4B | 131242-WSD11-DR-P-6016.dgn | WSD11 | 006 | IA | 00014 | F | 15 | SS16 | PIPELINE : WSD11-006-IA-00014F-15-SS16 | AME B36.19M | 1100 | PN16 |  |  |  | 21.3 | 2.77 |  |  |  | 42 | 750 | 750 | 750 | 1650
0010336470 | AT_PROCESS | WSD11-006-IA-00014G-15-SS16 | C4B | 131242-WSD11-DR-P-6016.dgn | WSD11 | 006 | IA | 00014 | G | 15 | SS16 | PIPELINE : WSD11-006-IA-00014G-15-SS16 | AME B36.19M | 1100 | PN16 |  |  |  | 21.3 | 2.77 |  |  |  | 42 | 750 | 750 | 750 | 1650
0010336472 | AT_PROCESS | WSD11-006-IA-00014H-15-SS16 | C4B | 131242-WSD11-DR-P-6016.dgn | WSD11 | 006 | IA | 00014 | H | 15 | SS16 | PIPELINE : WSD11-006-IA-00014H-15-SS16 | AME B36.19M | 1100 | PN16 |  |  |  | 21.3 | 2.77 |  |  |  | 42 | 750 | 750 | 750 | 1650
0010336474 | AT_PROCESS | WSD11-006-IA-00014I-15-SS16 | C4B | 131242-WSD11-DR-P-6016.dgn | WSD11 | 006 | IA | 00014 | I | 15 | SS16 | PIPELINE : WSD11-006-IA-00014I-15-SS16 | AME B36.19M | 1100 | PN16 |  |  |  | 21.3 | 2.77 |  |  |  | 42 | 750 | 750 | 750 | 1650
0010336458 | AT_PROCESS | WSD11-006-IA-00014J-15-SS16 | C4B | 131242-WSD11-DR-P-6016.dgn | WSD11 | 006 | IA | 00014 | J | 15 | SS16 | PIPELINE : WSD11-006-IA-00014J-15-SS16 | AME B36.19M | 1100 | PN16 |  |  |  | 21.3 | 2.77 |  |  |  | 42 | 750 | 750 | 750 | 1650
0010335262 | AT_PROCESS | WSD11-006-IA-00015-25-SS16 | C4B | 131242-WSD11-DR-P-6063.dgn | WSD11 | 006 | IA | 00015 |  | 25 | SS16 | PIPELINE : WSD11-006-IA-00015-25-SS16 | AME B36.19M | 1100 | PN16 |  |  |  | 33.4 | 3.38 |  |  |  | 42 | 750 | 750 | 750 | 1650
0010335262 | AT_PROCESS | WSD11-006-IA-00015-25-SS16 | C4B | 131242-WSD11-DR-P-6601.dgn | WSD11 | 006 | IA | 00015 |  | 25 | SS16 | PIPELINE : WSD11-006-IA-00015-25-SS16 | AME B36.19M | 1100 | PN16 |  |  |  | 33.4 | 3.38 |  |  |  | 42 | 750 | 750 | 750 | 1650
0010336346 | AT_PROCESS | WSD11-006-IA-00015A-15-SS16 | C4B | 131242-WSD11-DR-P-6063.dgn | WSD11 | 006 | IA | 00015 | A | 15 | SS16 | PIPELINE : WSD11-006-IA-00015A-15-SS16 | AME B36.19M | 1100 | PN16 |  |  |  | 21.3 | 2.77 |  |  |  | 42 | 750 | 750 | 750 | 1650
0010336348 | AT_PROCESS | WSD11-006-IA-00015B-15-SS16 | C4B | 131242-WSD11-DR-P-6063.dgn | WSD11 | 006 | IA | 00015 | B | 15 | SS16 | PIPELINE : WSD11-006-IA-00015B-15-SS16 | AME B36.19M | 1100 | PN16 |  |  |  | 21.3 | 2.77 |  |  |  | 42 | 750 | 750 | 750 | 1650
0010336350 | AT_PROCESS | WSD11-006-IA-00015C-15-SS16 | C4B | 131242-WSD11-DR-P-6063.dgn | WSD11 | 006 | IA | 00015 | C | 15 | SS16 | PIPELINE : WSD11-006-IA-00015C-15-SS16 | AME B36.19M | 1100 | PN16 |  |  |  | 21.3 | 2.77 |  |  |  | 42 | 750 | 750 | 750 | 1650
0010336339 | AT_PROCESS | WSD11-006-IA-00015D-15-SS16 | C4B | 131242-WSD11-DR-P-6063.dgn | WSD11 | 006 | IA | 00015 | D | 15 | SS16 | PIPELINE : WSD11-006-IA-00015D-15-SS16 | AME B36.19M | 1100 | PN16 |  |  |  | 21.3 | 2.77 |  |  |  | 42 | 750 | 750 | 750 | 1650
0010336352 | AT_PROCESS | WSD11-006-IA-00015E-15-SS16 | C4B | 131242-WSD11-DR-P-6063.dgn | WSD11 | 006 | IA | 00015 | E | 15 | SS16 | PIPELINE : WSD11-006-IA-00015E-15-SS16 | AME B36.19M | 1100 | PN16 |  |  |  | 21.3 | 2.77 |  |  |  | 42 | 750 | 750 | 750 | 1650
0010336354 | AT_PROCESS | WSD11-006-IA-00015F-15-SS16 | C4B | 131242-WSD11-DR-P-6063.dgn | WSD11 | 006 | IA | 00015 | F | 15 | SS16 | PIPELINE : WSD11-006-IA-00015F-15-SS16 | AME B36.19M | 1100 | PN16 |  |  |  | 21.3 | 2.77 |  |  |  | 42 | 750 | 750 | 750 | 1650
0010336356 | AT_PROCESS | WSD11-006-IA-00015G-15-SS16 | C4B | 131242-WSD11-DR-P-6063.dgn | WSD11 | 006 | IA | 00015 | G | 15 | SS16 | PIPELINE : WSD11-006-IA-00015G-15-SS16 | AME B36.19M | 1100 | PN16 |  |  |  | 21.3 | 2.77 |  |  |  | 42 | 750 | 750 | 750 | 1650
0010336358 | AT_PROCESS | WSD11-006-IA-00015H-15-SS16 | C4B | 131242-WSD11-DR-P-6063.dgn | WSD11 | 006 | IA | 00015 | H | 15 | SS16 | PIPELINE : WSD11-006-IA-00015H-15-SS16 | AME B36.19M | 1100 | PN16 |  |  |  | 21.3 | 2.77 |  |  |  | 42 | 750 | 750 | 750 | 1650
0010335377 | AT_PROCESS | WSD11-006-IA-00016-25-SS16 | C4B | 131242-WSD11-DR-P-6050.dgn | WSD11 | 006 | IA | 00016 |  | 25 | SS16 | PIPELINE : WSD11-006-IA-00016-25-SS16 | AME B36.19M | 1100 | PN16 | 30000 | 17000 | 60000 | 33.4 | 3.38 |  |  |  | 42 | 750 | 750 | 750 | 1650
0010335377 | AT_PROCESS | WSD11-006-IA-00016-25-SS16 | C4B | 131242-WSD11-DR-P-6601.dgn | WSD11 | 006 | IA | 00016 |  | 25 | SS16 | PIPELINE : WSD11-006-IA-00016-25-SS16 | AME B36.19M | 1100 | PN16 | 30000 | 17000 | 60000 | 33.4 | 3.38 |  |  |  | 42 | 750 | 750 | 750 | 1650
0010336301 | AT_PROCESS | WSD11-006-IA-00016A-15-SS16 | C4B | 131242-WSD11-DR-P-6050.dgn | WSD11 | 006 | IA | 00016 | A | 15 | SS16 | PIPELINE : WSD11-006-IA-00016A-15-SS16 | AME B36.19M | 1100 | PN16 |  |  |  | 21.3 | 2.77 |  |  |  | 42 | 750 | 750 | 750 | 1650
0010336303 | AT_PROCESS | WSD11-006-IA-00016C-15-SS16 | C4B | 131242-WSD11-DR-P-6050.dgn | WSD11 | 006 | IA | 00016 | C | 15 | SS16 | PIPELINE : WSD11-006-IA-00016C-15-SS16 | AME B36.19M | 1100 | PN16 |  |  |  | 21.3 | 2.77 |  |  |  | 42 | 750 | 750 | 750 | 1650
0010336299 | AT_PROCESS | WSD11-006-IA-00016D-15-SS16 | C4B | 131242-WSD11-DR-P-6050.dgn | WSD11 | 006 | IA | 00016 | D | 15 | SS16 | PIPELINE : WSD11-006-IA-00016D-15-SS16 | AME B36.19M | 1100 | PN16 |  |  |  | 21.3 | 2.77 |  |  |  | 42 | 750 | 750 | 750 | 1650
0010335546 | AT_PROCESS | WSD11-006-IA-00017-15-SS16 | C4B | 131242-WSD11-DR-P-6601.dgn | WSD11 | 006 | IA | 00017 |  | 15 | SS16 | PIPELINE : WSD11-006-IA-00017-15-SS16 | AME B36.19M | 1100 | PN16 |  |  |  | 21.3 | 2.77 |  |  |  | 42 | 750 | 750 | 750 | 1650
0010335546 | AT_PROCESS | WSD11-006-IA-00017-15-SS16 | C4B | 131242-WSD11-DR-P-6200.dgn | WSD11 | 006 | IA | 00017 |  | 15 | SS16 | PIPELINE : WSD11-006-IA-00017-15-SS16 | AME B36.19M | 1100 | PN16 |  |  |  | 21.3 | 2.77 |  |  |  | 42 | 750 | 750 | 750 | 1650
0010335546 | AT_PROCESS | WSD11-006-IA-00017-15-SS16 | C4B | 131242-WSD11-DR-P-6200.dgn | WSD11 | 006 | IA | 00017 |  | 15 | SS16 | PIPELINE : WSD11-006-IA-00017-15-SS16 | AME B36.19M | 1100 | PN16 |  |  |  | 21.3 | 2.77 |  |  |  | 42 | 750 | 750 | 750 | 1650
0010335546 | AT_PROCESS | WSD11-006-IA-00017-15-SS16 | C4B | 131242-WSD11-DR-P-6200.dgn | WSD11 | 006 | IA | 00017 |  | 15 | SS16 | PIPELINE : WSD11-006-IA-00017-15-SS16 | AME B36.19M | 1100 | PN16 |  |  |  | 21.3 | 2.77 |  |  |  | 42 | 750 | 750 | 750 | 1650
0010335546 | AT_PROCESS | WSD11-006-IA-00017-15-SS16 | C4B | 131242-WSD11-DR-P-6200.dgn | WSD11 | 006 | IA | 00017 |  | 15 | SS16 | PIPELINE : WSD11-006-IA-00017-15-SS16 | AME B36.19M | 1100 | PN16 |  |  |  | 21.3 | 2.77 |  |  |  | 42 | 750 | 750 | 750 | 1650
0010335546 | AT_PROCESS | WSD11-006-IA-00017-15-SS16 | C4B | 131242-WSD11-DR-P-6200.dgn | WSD11 | 006 | IA | 00017 |  | 15 | SS16 | PIPELINE : WSD11-006-IA-00017-15-SS16 | AME B36.19M | 1100 | PN16 |  |  |  | 21.3 | 2.77 |  |  |  | 42 | 750 | 750 | 750 | 1650
0010335546 | AT_PROCESS | WSD11-006-IA-00017-15-SS16 | C4B | 131242-WSD11-DR-P-6200.dgn | WSD11 | 006 | IA | 00017 |  | 15 | SS16 | PIPELINE : WSD11-006-IA-00017-15-SS16 | AME B36.19M | 1100 | PN16 |  |  |  | 21.3 | 2.77 |  |  |  | 42 | 750 | 750 | 750 | 1650
0010335546 | AT_PROCESS | WSD11-006-IA-00017-15-SS16 | C4B | 131242-WSD11-DR-P-6200.dgn | WSD11 | 006 | IA | 00017 |  | 15 | SS16 | PIPELINE : WSD11-006-IA-00017-15-SS16 | AME B36.19M | 1100 | PN16 |  |  |  | 21.3 | 2.77 |  |  |  | 42 | 750 | 750 | 750 | 1650
0010336370 | AT_PROCESS | WSD11-006-IA-00018-15-SS16 | C4B | 131242-WSD11-DR-P-6070.dgn | WSD11 | 006 | IA | 00018 |  | 15 | SS16 | PIPELINE : WSD11-006-IA-00018-15-SS16 | AME B36.19M | 1100 | PN16 |  |  |  | 21.3 | 2.77 |  |  |  | 42 | 750 | 750 | 750 | 1650
0010335175 | AT_PROCESS | WSD11-006-IA-00018-25-SS16 | C4B | 131242-WSD11-DR-P-6601.dgn | WSD11 | 006 | IA | 00018 |  | 25 | SS16 | PIPELINE : WSD11-006-IA-00018-25-SS16 | AME B36.19M | 1100 | PN16 | 30000 | 17000 | 60000 | 33.4 | 3.38 |  |  |  | 42 | 750 | 750 | 750 | 1650
0010335175 | AT_PROCESS | WSD11-006-IA-00018-25-SS16 | C4B | 131242-WSD11-DR-P-6070.dgn | WSD11 | 006 | IA | 00018 |  | 25 | SS16 | PIPELINE : WSD11-006-IA-00018-25-SS16 | AME B36.19M | 1100 | PN16 | 30000 | 17000 | 60000 | 33.4 | 3.38 |  |  |  | 42 | 750 | 750 | 750 | 1650
0010335175 | AT_PROCESS | WSD11-006-IA-00018-25-SS16 | C4B | 131242-WSD11-DR-P-6017.dgn | WSD11 | 006 | IA | 00018 |  | 25 | SS16 | PIPELINE : WSD11-006-IA-00018-25-SS16 | AME B36.19M | 1100 | PN16 | 30000 | 17000 | 60000 | 33.4 | 3.38 |  |  |  | 42 | 750 | 750 | 750 | 1650
0010335175 | AT_PROCESS | WSD11-006-IA-00018-25-SS16 | C4B | 131242-WSD11-DR-P-6012.dgn | WSD11 | 006 | IA | 00018 |  | 25 | SS16 | PIPELINE : WSD11-006-IA-00018-25-SS16 | AME B36.19M | 1100 | PN16 | 30000 | 17000 | 60000 | 33.4 | 3.38 |  |  |  | 42 | 750 | 750 | 750 | 1650
0010335175 | AT_PROCESS | WSD11-006-IA-00018-25-SS16 | C4B | 131242-WSD11-DR-P-6012.dgn | WSD11 | 006 | IA | 00018 |  | 25 | SS16 | PIPELINE : WSD11-006-IA-00018-25-SS16 | AME B36.19M | 1100 | PN16 | 30000 | 17000 | 60000 | 33.4 | 3.38 |  |  |  | 42 | 750 | 750 | 750 | 1650
0010335175 | AT_PROCESS | WSD11-006-IA-00018-25-SS16 | C4B | 131242-WSD11-DR-P-6012.dgn | WSD11 | 006 | IA | 00018 |  | 25 | SS16 | PIPELINE : WSD11-006-IA-00018-25-SS16 | AME B36.19M | 1100 | PN16 | 30000 | 17000 | 60000 | 33.4 | 3.38 |  |  |  | 42 | 750 | 750 | 750 | 1650
0010335175 | AT_PROCESS | WSD11-006-IA-00018-25-SS16 | C4B | 131242-WSD11-DR-P-6012.dgn | WSD11 | 006 | IA | 00018 |  | 25 | SS16 | PIPELINE : WSD11-006-IA-00018-25-SS16 | AME B36.19M | 1100 | PN16 | 30000 | 17000 | 60000 | 33.4 | 3.38 |  |  |  | 42 | 750 | 750 | 750 | 1650
0010336372 | AT_PROCESS | WSD11-006-IA-00018A-15-SS16 | C4B | 131242-WSD11-DR-P-6070.dgn | WSD11 | 006 | IA | 00018 | A | 15 | SS16 | PIPELINE : WSD11-006-IA-00018A-15-SS16 | AME B36.19M | 1100 | PN16 |  |  |  | 21.3 | 2.77 |  |  |  | 42 | 750 | 750 | 750 | 1650
0010336374 | AT_PROCESS | WSD11-006-IA-00018B-15-SS16 | C4B | 131242-WSD11-DR-P-6070.dgn | WSD11 | 006 | IA | 00018 | B | 15 | SS16 | PIPELINE : WSD11-006-IA-00018B-15-SS16 | AME B36.19M | 1100 | PN16 |  |  |  | 21.3 | 2.77 |  |  |  | 42 | 750 | 750 | 750 | 1650
0010336376 | AT_PROCESS | WSD11-006-IA-00018C-15-SS16 | C4B | 131242-WSD11-DR-P-6070.dgn | WSD11 | 006 | IA | 00018 | C | 15 | SS16 | PIPELINE : WSD11-006-IA-00018C-15-SS16 | AME B36.19M | 1100 | PN16 |  |  |  | 21.3 | 2.77 |  |  |  | 42 | 750 | 750 | 750 | 1650
0010336378 | AT_PROCESS | WSD11-006-IA-00018D-15-SS16 | C4B | 131242-WSD11-DR-P-6070.dgn | WSD11 | 006 | IA | 00018 | D | 15 | SS16 | PIPELINE : WSD11-006-IA-00018D-15-SS16 | AME B36.19M | 1100 | PN16 |  |  |  | 21.3 | 2.77 |  |  |  | 42 | 750 | 750 | 750 | 1650
0010336380 | AT_PROCESS | WSD11-006-IA-00018E-15-SS16 | C4B | 131242-WSD11-DR-P-6070.dgn | WSD11 | 006 | IA | 00018 | E | 15 | SS16 | PIPELINE : WSD11-006-IA-00018E-15-SS16 | AME B36.19M | 1100 | PN16 |  |  |  | 21.3 | 2.77 |  |  |  | 42 | 750 | 750 | 750 | 1650
0010336382 | AT_PROCESS | WSD11-006-IA-00018F-15-SS16 | C4B | 131242-WSD11-DR-P-6070.dgn | WSD11 | 006 | IA | 00018 | F | 15 | SS16 | PIPELINE : WSD11-006-IA-00018F-15-SS16 | AME B36.19M | 1100 | PN16 |  |  |  | 21.3 | 2.77 |  |  |  | 42 | 750 | 750 | 750 | 1650
0010336384 | AT_PROCESS | WSD11-006-IA-00018G-15-SS16 | C4B | 131242-WSD11-DR-P-6070.dgn | WSD11 | 006 | IA | 00018 | G | 15 | SS16 | PIPELINE : WSD11-006-IA-00018G-15-SS16 | AME B36.19M | 1100 | PN16 |  |  |  | 21.3 | 2.77 |  |  |  | 42 | 750 | 750 | 750 | 1650
0010336386 | AT_PROCESS | WSD11-006-IA-00018H-15-SS16 | C4B | 131242-WSD11-DR-P-6070.dgn | WSD11 | 006 | IA | 00018 | H | 15 | SS16 | PIPELINE : WSD11-006-IA-00018H-15-SS16 | AME B36.19M | 1100 | PN16 |  |  |  | 21.3 | 2.77 |  |  |  | 42 | 750 | 750 | 750 | 1650
0010336494 | AT_PROCESS | WSD11-006-IA-00019A-15-SS16 | C4B | 131242-WSD11-DR-P-6017.dgn | WSD11 | 006 | IA | 00019 | A | 15 | SS16 | PIPELINE : WSD11-006-IA-00019A-15-SS16 | AME B36.19M | 1100 | PN16 |  |  |  | 21.3 | 2.77 |  |  |  | 42 | 750 | 750 | 750 | 1650
0010336490 | AT_PROCESS | WSD11-006-IA-00019B-15-SS16 | C4B | 131242-WSD11-DR-P-6017.dgn | WSD11 | 006 | IA | 00019 | B | 15 | SS16 | PIPELINE : WSD11-006-IA-00019B-15-SS16 | AME B36.19M | 1100 | PN16 |  |  |  | 21.3 | 2.77 |  |  |  | 42 | 750 | 750 | 750 | 1650
0010336486 | AT_PROCESS | WSD11-006-IA-00019C-15-SS16 | C4B | 131242-WSD11-DR-P-6017.dgn | WSD11 | 006 | IA | 00019 | C | 15 | SS16 | PIPELINE : WSD11-006-IA-00019C-15-SS16 | AME B36.19M | 1100 | PN16 |  |  |  | 21.3 | 2.77 |  |  |  | 42 | 750 | 750 | 750 | 1650
0010336496 | AT_PROCESS | WSD11-006-IA-00019D-15-SS16 | C4B | 131242-WSD11-DR-P-6017.dgn | WSD11 | 006 | IA | 00019 | D | 15 | SS16 | PIPELINE : WSD11-006-IA-00019D-15-SS16 | AME B36.19M | 1100 | PN16 |  |  |  | 21.3 | 2.77 |  |  |  | 42 | 750 | 750 | 750 | 1650
0010336492 | AT_PROCESS | WSD11-006-IA-00019E-15-SS16 | C4B | 131242-WSD11-DR-P-6017.dgn | WSD11 | 006 | IA | 00019 | E | 15 | SS16 | PIPELINE : WSD11-006-IA-00019E-15-SS16 | AME B36.19M | 1100 | PN16 |  |  |  | 21.3 | 2.77 |  |  |  | 42 | 750 | 750 | 750 | 1650
0010336488 | AT_PROCESS | WSD11-006-IA-00019F-15-SS16 | C4B | 131242-WSD11-DR-P-6017.dgn | WSD11 | 006 | IA | 00019 | F | 15 | SS16 | PIPELINE : WSD11-006-IA-00019F-15-SS16 | AME B36.19M | 1100 | PN16 |  |  |  | 21.3 | 2.77 |  |  |  | 42 | 750 | 750 | 750 | 1650
0010336249 | AT_PROCESS | WSD11-006-IA-00020-15-SS16 | C4B | 131242-WSD11-DR-P-6012.dgn | WSD11 | 006 | IA | 00020 |  | 15 | SS16 | PIPELINE : WSD11-006-IA-00020-15-SS16 | AME B36.19M | 1100 | PN16 |  |  |  | 21.3 | 2.77 |  |  |  | 42 | 750 | 750 | 750 | 1650
0010301279 | AT_PROCESS | WSD11-006-IA-00101-80-SS16 | C4B | 131242-WSD11-DR-P-6600.dgn | WSD11 | 006 | IA | 00101 |  | 80 | SS16 | PIPELINE : WSD11-006-IA-00101-80-SS16 | AME B36.19M | 1100 | PN16 | 462000 | 462000 | 462000 | 88.9 | 3.05 |  |  |  | 42 | 900 | 850 | 1000 | 1650
0010333852 | AT_PROCESS | WSD11-006-IA-00101A-15-SS16 | C4B | 131242-WSD11-DR-P-6600.dgn | WSD11 | 006 | IA | 00101 | A | 15 | SS16 | PIPELINE : WSD11-006-IA-00101A-15-SS16 | AME B36.19M | 1100 | PN16 |  |  |  | 21.3 | 2.77 |  |  |  | 42 | 900 | 850 | 1000 | 1650
0010301266 | AT_PROCESS | WSD11-006-IA-00102A-25-SS16 | C4B | 131242-WSD11-DR-P-6600.dgn | WSD11 | 006 | IA | 00102 | A | 25 | SS16 | PIPELINE : WSD11-006-IA-00102A-25-SS16 | AME B36.19M | 1100 | PN16 |  |  |  | 33.4 | 3.38 |  |  |  | 42 | 900 | 850 | 1000 | 1650
0010301306 | AT_PROCESS | WSD11-006-IA-00102C-10-SS16 | C4B | 131242-WSD11-DR-P-6600.dgn | WSD11 | 006 | IA | 00102 | C | 10 | SS16 | PIPELINE : WSD11-006-IA-00102C-10-SS16 | AME B36.19M | 1100 | PN16 |  |  |  | 17.2 | 2.32 |  |  |  | 42 | 900 | 850 | 1000 | 1650
0010301346 | AT_PROCESS | WSD11-006-IA-00102E-40-SS16 | C4B | 131242-WSD11-DR-P-6600.dgn | WSD11 | 006 | IA | 00102 | E | 40 | SS16 | PIPELINE : WSD11-006-IA-00102E-40-SS16 | AME B36.19M | 1100 | PN16 |  |  |  | 48.3 | 3.68 |  |  |  | 42 | 900 | 850 | 1000 | 1650
0010301346 | AT_PROCESS | WSD11-006-IA-00102E-40-SS16 | C4B | 131242-WSD11-DR-P-6600.dgn | WSD11 | 006 | IA | 00102 | E | 40 | SS16 | PIPELINE : WSD11-006-IA-00102E-40-SS16 | AME B36.19M | 1100 | PN16 |  |  |  | 48.3 | 3.68 |  |  |  | 42 | 900 | 850 | 1000 | 1650
0010301346 | AT_PROCESS | WSD11-006-IA-00102E-40-SS16 | C4B | 131242-WSD11-DR-P-6600.dgn | WSD11 | 006 | IA | 00102 | E | 40 | SS16 | PIPELINE : WSD11-006-IA-00102E-40-SS16 | AME B36.19M | 1100 | PN16 |  |  |  | 48.3 | 3.68 |  |  |  | 42 | 900 | 850 | 1000 | 1650
0010301296 | AT_PROCESS | WSD11-006-IA-00103-80-SS16 | C4B | 131242-WSD11-DR-P-6600.dgn | WSD11 | 006 | IA | 00103 |  | 80 | SS16 | PIPELINE : WSD11-006-IA-00103-80-SS16 | AME B36.19M | 1100 | PN16 | 341000 | 60000 | 341000 | 88.9 | 3.05 |  |  |  | 42 | 900 | 850 | 1000 | 1650
0010301296 | AT_PROCESS | WSD11-006-IA-00103-80-SS16 | C4B | 131242-WSD11-DR-P-6600.dgn | WSD11 | 006 | IA | 00103 |  | 80 | SS16 | PIPELINE : WSD11-006-IA-00103-80-SS16 | AME B36.19M | 1100 | PN16 | 341000 | 60000 | 341000 | 88.9 | 3.05 |  |  |  | 42 | 900 | 850 | 1000 | 1650
0010330282 | AT_PROCESS | WSD11-006-IA-00103A-15-SS16 | C4B | 131242-WSD11-DR-P-6600.dgn | WSD11 | 006 | IA | 00103 | A | 15 | SS16 | PIPELINE : WSD11-006-IA-00103A-15-SS16 | AME B36.19M | 1100 | PN16 |  |  |  | 21.3 | 2.77 |  |  |  | 42 | 900 | 850 | 1000 | 1650
0010309834 | AT_PROCESS | WSD11-006-IA-00104-80-SS16 | C4B | 131242-WSD11-DR-P-6600.dgn | WSD11 | 006 | IA | 00104 |  | 80 | SS16 | PIPELINE : WSD11-006-IA-00104-80-SS16 | AME B36.19M | 1100 | PN16 | 341000 | 60000 | 341000 | 88.9 | 3.05 |  |  |  | 42 | 900 | 850 | 1000 | 1650
0010301399 | AT_PROCESS | WSD11-006-IA-00105-50-SS16 | C4B | 131242-WSD11-DR-P-6600.dgn | WSD11 | 006 | IA | 00105 |  | 50 | SS16 | PIPELINE : WSD11-006-IA-00105-50-SS16 | AME B36.19M | 1100 | PN16 | 341000 | 60000 | 341000 | 60.3 | 3.91 |  |  |  | 42 | 900 | 850 | 1000 | 1650
0010301399 | AT_PROCESS | WSD11-006-IA-00105-50-SS16 | C4B | 131242-WSD11-DR-P-6600.dgn | WSD11 | 006 | IA | 00105 |  | 50 | SS16 | PIPELINE : WSD11-006-IA-00105-50-SS16 | AME B36.19M | 1100 | PN16 | 341000 | 60000 | 341000 | 60.3 | 3.91 |  |  |  | 42 | 900 | 850 | 1000 | 1650
0010330287 | AT_PROCESS | WSD11-006-IA-00105A-15-SS16 | C4B | 131242-WSD11-DR-P-6600.dgn | WSD11 | 006 | IA | 00105 | A | 15 | SS16 | PIPELINE : WSD11-006-IA-00105A-15-SS16 | AME B36.19M | 1100 | PN16 |  |  |  | 21.3 | 2.77 |  |  |  | 42 | 900 | 850 | 1000 | 1650
0010301396 | AT_PROCESS | WSD11-006-IA-00106-50-SS16 | C4B | 131242-WSD11-DR-P-6600.dgn | WSD11 | 006 | IA | 00106 |  | 50 | SS16 | PIPELINE : WSD11-006-IA-00106-50-SS16 | AME B36.19M | 1100 | PN16 | 341000 | 60000 | 341000 | 60.3 | 3.91 |  |  |  | 42 | 900 | 850 | 1000 | 1650
0010301396 | AT_PROCESS | WSD11-006-IA-00106-50-SS16 | C4B | 131242-WSD11-DR-P-6600.dgn | WSD11 | 006 | IA | 00106 |  | 50 | SS16 | PIPELINE : WSD11-006-IA-00106-50-SS16 | AME B36.19M | 1100 | PN16 | 341000 | 60000 | 341000 | 60.3 | 3.91 |  |  |  | 42 | 900 | 850 | 1000 | 1650
0010330300 | AT_PROCESS | WSD11-006-IA-00106A-15-SS16 | C4B | 131242-WSD11-DR-P-6600.dgn | WSD11 | 006 | IA | 00106 | A | 15 | SS16 | PIPELINE : WSD11-006-IA-00106A-15-SS16 | AME B36.19M | 1100 | PN16 |  |  |  | 21.3 | 2.77 |  |  |  | 42 | 900 | 850 | 1000 | 1650
0010332896 | AT_PROCESS | WSD11-006-IA-00107-25-SS16 | C4B | 131242-WSD11-DR-P-6600.dgn | WSD11 | 006 | IA | 00107 |  | 25 | SS16 | PIPELINE : WSD11-006-IA-00107-25-SS16 | AME B36.19M | 1100 | PN16 |  |  |  | 21.3 | 2.77 |  |  |  | 42 | 900 | 850 | 1000 | 1650
0010330298 | AT_PROCESS | WSD11-006-IA-00108A-15-SS16 | C4B | 131242-WSD11-DR-P-6600.dgn | WSD11 | 006 | IA | 00108 | A | 15 | SS16 | PIPELINE : WSD11-006-IA-00108A-15-SS16 | AME B36.19M | 1100 | PN16 |  |  |  | 21.3 | 2.77 |  |  |  | 42 | 900 | 850 | 1000 | 1650
0010309844 | AT_PROCESS | WSD11-006-IA-00114-80-SS16 | C4B | 131242-WSD11-DR-P-6600.dgn | WSD11 | 006 | IA | 00114 |  | 80 | SS16 | PIPELINE : WSD11-006-IA-00114-80-SS16 | AME B36.19M | 1100 | PN16 | 341000 | 60000 | 341000 | 88.9 | 3.05 |  |  |  | 42 | 900 | 850 | 1000 | 1650
0010324494 | AT_PROCESS | WSD11-006-IA-00201-80-SS16 | C4B | 131242-WSD11-DR-P-6600.dgn | WSD11 | 006 | IA | 00201 |  | 80 | SS16 | PIPELINE : WSD11-006-IA-00201-80-SS16 | AME B36.19M | 1100 | PN16 | 462000 | 462000 | 462000 | 88.9 | 3.05 |  |  |  | 42 | 900 | 850 | 1000 | 1650
0010333847 | AT_PROCESS | WSD11-006-IA-00201A-15-SS16 | C4B | 131242-WSD11-DR-P-6600.dgn | WSD11 | 006 | IA | 00201 | A | 15 | SS16 | PIPELINE : WSD11-006-IA-00201A-15-SS16 | AME B36.19M | 1100 | PN16 |  |  |  | 21.3 | 2.77 |  |  |  | 42 | 900 | 850 | 1000 | 1650
0010301316 | AT_PROCESS | WSD11-006-IA-00202A-25-SS16 | C4B | 131242-WSD11-DR-P-6600.dgn | WSD11 | 006 | IA | 00202 | A | 25 | SS16 | PIPELINE : WSD11-006-IA-00202A-25-SS16 | AME B36.19M | 1100 | PN16 |  |  |  | 60.3 | 3.91 |  |  |  | 42 | 900 | 850 | 1000 | 1650
0010301317 | AT_PROCESS | WSD11-006-IA-00202C-10-SS16 | C4B | 131242-WSD11-DR-P-6600.dgn | WSD11 | 006 | IA | 00202 | C | 10 | SS16 | PIPELINE : WSD11-006-IA-00202C-10-SS16 | AME B36.19M | 1100 | PN16 |  |  |  | 60.3 | 3.91 |  |  |  | 42 | 900 | 850 | 1000 | 1650
0010301258 | AT_PROCESS | WSD11-006-IA-00202E-40-SS16 | C4B | 131242-WSD11-DR-P-6600.dgn | WSD11 | 006 | IA | 00202 | E | 40 | SS16 | PIPELINE : WSD11-006-IA-00202E-40-SS16 | AME B36.19M | 1100 | PN16 |  |  |  | 60.3 | 3.91 |  |  |  | 42 | 900 | 850 | 1000 | 1650
0010301271 | AT_PROCESS | WSD11-006-IA-00203-80-SS16 | C4B | 131242-WSD11-DR-P-6600.dgn | WSD11 | 006 | IA | 00203 |  | 80 | SS16 | PIPELINE : WSD11-006-IA-00203-80-SS16 | AME B36.19M | 1100 | PN16 | 341000 | 60000 | 341000 | 88.9 | 3.05 |  |  |  | 42 | 900 | 850 | 1000 | 1650
0010301271 | AT_PROCESS | WSD11-006-IA-00203-80-SS16 | C4B | 131242-WSD11-DR-P-6600.dgn | WSD11 | 006 | IA | 00203 |  | 80 | SS16 | PIPELINE : WSD11-006-IA-00203-80-SS16 | AME B36.19M | 1100 | PN16 | 341000 | 60000 | 341000 | 88.9 | 3.05 |  |  |  | 42 | 900 | 850 | 1000 | 1650
0010330295 | AT_PROCESS | WSD11-006-IA-00203A-15-SS16 | C4B | 131242-WSD11-DR-P-6600.dgn | WSD11 | 006 | IA | 00203 | A | 15 | SS16 | PIPELINE : WSD11-006-IA-00203A-15-SS16 | AME B36.19M | 1100 | PN16 |  |  |  | 21.3 | 2.77 |  |  |  | 42 | 900 | 850 | 1000 | 1650
0010301449 | AT_PROCESS | WSD11-006-IA-00205-50-SS16 | C4B | 131242-WSD11-DR-P-6600.dgn | WSD11 | 006 | IA | 00205 |  | 50 | SS16 | PIPELINE : WSD11-006-IA-00205-50-SS16 | AME B36.19M | 1100 | PN16 | 341000 | 60000 | 341000 | 60.3 | 3.91 |  |  |  | 42 | 900 | 850 | 1000 | 1650
0010301449 | AT_PROCESS | WSD11-006-IA-00205-50-SS16 | C4B | 131242-WSD11-DR-P-6600.dgn | WSD11 | 006 | IA | 00205 |  | 50 | SS16 | PIPELINE : WSD11-006-IA-00205-50-SS16 | AME B36.19M | 1100 | PN16 | 341000 | 60000 | 341000 | 60.3 | 3.91 |  |  |  | 42 | 900 | 850 | 1000 | 1650
0010330289 | AT_PROCESS | WSD11-006-IA-00205A-15-SS16 | C4B | 131242-WSD11-DR-P-6600.dgn | WSD11 | 006 | IA | 00205 | A | 15 | SS16 | PIPELINE : WSD11-006-IA-00205A-15-SS16 | AME B36.19M | 1100 | PN16 |  |  |  | 21.3 | 2.77 |  |  |  | 42 | 900 | 850 | 1000 | 1650
0010301332 | AT_PROCESS | WSD11-006-IA-00206-50-SS16 | C4B | 131242-WSD11-DR-P-6600.dgn | WSD11 | 006 | IA | 00206 |  | 50 | SS16 | PIPELINE : WSD11-006-IA-00206-50-SS16 | AME B36.19M | 1100 | PN16 | 341000 | 60000 | 341000 | 60.3 | 3.91 |  |  |  | 42 | 900 | 850 | 1000 | 1650
0010301332 | AT_PROCESS | WSD11-006-IA-00206-50-SS16 | C4B | 131242-WSD11-DR-P-6600.dgn | WSD11 | 006 | IA | 00206 |  | 50 | SS16 | PIPELINE : WSD11-006-IA-00206-50-SS16 | AME B36.19M | 1100 | PN16 | 341000 | 60000 | 341000 | 60.3 | 3.91 |  |  |  | 42 | 900 | 850 | 1000 | 1650
0010330284 | AT_PROCESS | WSD11-006-IA-00206A-15-SS16 | C4B | 131242-WSD11-DR-P-6600.dgn | WSD11 | 006 | IA | 00206 | A | 15 | SS16 | PIPELINE : WSD11-006-IA-00206A-15-SS16 | AME B36.19M | 1100 | PN16 |  |  |  | 21.3 | 2.77 |  |  |  | 42 | 900 | 850 | 1000 | 1650
0010332898 | AT_PROCESS | WSD11-006-IA-00207-25-SS16 | C4B | 131242-WSD11-DR-P-6600.dgn | WSD11 | 006 | IA | 00207 |  | 25 | SS16 | PIPELINE : WSD11-006-IA-00207-25-SS16 | AME B36.19M | 1100 | PN16 |  |  |  | 21.3 | 2.77 |  |  |  | 42 | 900 | 850 | 1000 | 1650
0010291747 | AT_PROCESS | WSD11-006-IA-00208-50-SS16 | C4B | 131242-WSD11-DR-P-6600.dgn | WSD11 | 006 | IA | 00208 |  | 50 | SS16 | PIPELINE : WSD11-006-IA-00208-50-SS16 | AME B36.19M | 1100 | PN16 | 341000 | 60000 | 341000 | 60.3 | 3.91 |  |  |  | 42 | 900 | 850 | 1000 | 1650
0010291747 | AT_PROCESS | WSD11-006-IA-00208-50-SS16 | C4B | 131242-WSD11-DR-P-6601.dgn | WSD11 | 006 | IA | 00208 |  | 50 | SS16 | PIPELINE : WSD11-006-IA-00208-50-SS16 | AME B36.19M | 1100 | PN16 | 341000 | 60000 | 341000 | 60.3 | 3.91 |  |  |  | 42 | 900 | 850 | 1000 | 1650
0010330293 | AT_PROCESS | WSD11-006-IA-00208A-15-SS16 | C4B | 131242-WSD11-DR-P-6600.dgn | WSD11 | 006 | IA | 00208 | A | 15 | SS16 | PIPELINE : WSD11-006-IA-00208A-15-SS16 | AME B36.19M | 1100 | PN16 |  |  |  | 21.3 | 2.77 |  |  |  | 42 | 900 | 850 | 1000 | 1650
0010333646 | AT_PROCESS | WSD11-006-IA-00215-15-SS16 | C4B | 131242-WSD11-DR-P-6028.dgn | WSD11 | 006 | IA | 00215 |  | 15 | SS16 | PIPELINE : WSD11-006-IA-00215-15-SS16 | AME B36.19M | 1100 | PN16 |  |  |  | 21.3 | 2.77 |  |  |  | 42 | 750 | 750 | 750 | 1650
0010333048 | AT_PROCESS | WSD11-006-IA-00215-25-SS16 | C4B | 131242-WSD11-DR-P-6030.dgn | WSD11 | 006 | IA | 00215 |  | 25 | SS16 | PIPELINE : WSD11-006-IA-00215-25-SS16 | AME B36.19M | 1100 | PN16 |  |  |  | 33.4 | 3.38 |  |  |  | 42 | 750 | 750 | 750 | 1650
0010333048 | AT_PROCESS | WSD11-006-IA-00215-25-SS16 | C4B | 131242-WSD11-DR-P-6028.dgn | WSD11 | 006 | IA | 00215 |  | 25 | SS16 | PIPELINE : WSD11-006-IA-00215-25-SS16 | AME B36.19M | 1100 | PN16 |  |  |  | 33.4 | 3.38 |  |  |  | 42 | 750 | 750 | 750 | 1650
0010301291 | AT_PROCESS | WSD11-006-IA-10000B-25-SS16 | C4B | 131242-WSD11-DR-P-6600.dgn | WSD11 | 006 | IA | 10000 | B | 25 | SS16 | PIPELINE : WSD11-006-IA-10000B-25-SS16 | AME B36.19M | 1100 | PN16 |  |  |  | 33.4 | 3.38 |  |  |  | 42 | 900 | 850 | 1000 | 1650
0010301372 | AT_PROCESS | WSD11-006-IA-10000D-25-SS16 | C4B | 131242-WSD11-DR-P-6600.dgn | WSD11 | 006 | IA | 10000 | D | 25 | SS16 | PIPELINE : WSD11-006-IA-10000D-25-SS16 | AME B36.19M | 1100 | PN16 |  |  |  | 33.4 | 3.38 |  |  |  | 42 | 900 | 850 | 1000 | 1650
0010309849 | AT_PROCESS | WSD11-006-PD-00101-25-SS16 | C4B | 131242-WSD11-DR-P-6600.dgn | WSD11 | 006 | PD | 00101 |  | 25 | SS16 | PIPELINE : WSD11-006-PD-00101-25-SS16 | AME B36.19M | 1100 | PN16 | 85 |  | 85 | 33.4 | 3.38 |  |  |  | 42 | 1000 | 850 | 1100 | 1650
0010309849 | AT_PROCESS | WSD11-006-PD-00101-25-SS16 | C4B | 131242-WSD11-DR-P-6600.dgn | WSD11 | 006 | PD | 00101 |  | 25 | SS16 | PIPELINE : WSD11-006-PD-00101-25-SS16 | AME B36.19M | 1100 | PN16 | 85 |  | 85 | 33.4 | 3.38 |  |  |  | 42 | 1000 | 850 | 1100 | 1650
0010309849 | AT_PROCESS | WSD11-006-PD-00101-25-SS16 | C4B | 131242-WSD11-DR-P-6600.dgn | WSD11 | 006 | PD | 00101 |  | 25 | SS16 | PIPELINE : WSD11-006-PD-00101-25-SS16 | AME B36.19M | 1100 | PN16 | 85 |  | 85 | 33.4 | 3.38 |  |  |  | 42 | 1000 | 850 | 1100 | 1650
0010309849 | AT_PROCESS | WSD11-006-PD-00101-25-SS16 | C4B | 131242-WSD11-DR-P-6600.dgn | WSD11 | 006 | PD | 00101 |  | 25 | SS16 | PIPELINE : WSD11-006-PD-00101-25-SS16 | AME B36.19M | 1100 | PN16 | 85 |  | 85 | 33.4 | 3.38 |  |  |  | 42 | 1000 | 850 | 1100 | 1650
0010309849 | AT_PROCESS | WSD11-006-PD-00101-25-SS16 | C4B | 131242-WSD11-DR-P-6600.dgn | WSD11 | 006 | PD | 00101 |  | 25 | SS16 | PIPELINE : WSD11-006-PD-00101-25-SS16 | AME B36.19M | 1100 | PN16 | 85 |  | 85 | 33.4 | 3.38 |  |  |  | 42 | 1000 | 850 | 1100 | 1650
0010309849 | AT_PROCESS | WSD11-006-PD-00101-25-SS16 | C4B | 131242-WSD11-DR-P-6600.dgn | WSD11 | 006 | PD | 00101 |  | 25 | SS16 | PIPELINE : WSD11-006-PD-00101-25-SS16 | AME B36.19M | 1100 | PN16 | 85 |  | 85 | 33.4 | 3.38 |  |  |  | 42 | 1000 | 850 | 1100 | 1650
0010309892 | AT_PROCESS | WSD11-006-PD-00102-25-SS16 | C4B | 131242-WSD11-DR-P-6600.dgn | WSD11 | 006 | PD | 00102 |  | 25 | SS16 | PIPELINE : WSD11-006-PD-00102-25-SS16 | AME B36.19M | 1100 | PN16 | 85 |  | 85 | 33.4 | 3.38 |  |  |  | 42 | 1000 | 850 | 1100 | 1650
0010309892 | AT_PROCESS | WSD11-006-PD-00102-25-SS16 | C4B | 131242-WSD11-DR-P-6600.dgn | WSD11 | 006 | PD | 00102 |  | 25 | SS16 | PIPELINE : WSD11-006-PD-00102-25-SS16 | AME B36.19M | 1100 | PN16 | 85 |  | 85 | 33.4 | 3.38 |  |  |  | 42 | 1000 | 850 | 1100 | 1650
0010309892 | AT_PROCESS | WSD11-006-PD-00102-25-SS16 | C4B | 131242-WSD11-DR-P-6600.dgn | WSD11 | 006 | PD | 00102 |  | 25 | SS16 | PIPELINE : WSD11-006-PD-00102-25-SS16 | AME B36.19M | 1100 | PN16 | 85 |  | 85 | 33.4 | 3.38 |  |  |  | 42 | 1000 | 850 | 1100 | 1650
0010309892 | AT_PROCESS | WSD11-006-PD-00102-25-SS16 | C4B | 131242-WSD11-DR-P-6600.dgn | WSD11 | 006 | PD | 00102 |  | 25 | SS16 | PIPELINE : WSD11-006-PD-00102-25-SS16 | AME B36.19M | 1100 | PN16 | 85 |  | 85 | 33.4 | 3.38 |  |  |  | 42 | 1000 | 850 | 1100 | 1650
0010309892 | AT_PROCESS | WSD11-006-PD-00102-25-SS16 | C4B | 131242-WSD11-DR-P-6600.dgn | WSD11 | 006 | PD | 00102 |  | 25 | SS16 | PIPELINE : WSD11-006-PD-00102-25-SS16 | AME B36.19M | 1100 | PN16 | 85 |  | 85 | 33.4 | 3.38 |  |  |  | 42 | 1000 | 850 | 1100 | 1650
0010336405 | AT_PROCESS | WSD11-006-PD-00102A-8-TBD | C4B | 131242-WSD11-DR-P-6600.dgn | WSD11 | 006 | PD | 00102 | A | 8 | TBD | PIPELINE : WSD11-006-PD-00102A-8-TBD | [11 empty] | 42 | 1000 | 850 | 1100 | 1650
0010309839 | AT_PROCESS | WSD11-006-PD-00103-15-SS16 | C4B | 131242-WSD11-DR-P-6600.dgn | WSD11 | 006 | PD | 00103 |  | 15 | SS16 | PIPELINE : WSD11-006-PD-00103-15-SS16 | AME B36.19M | 1100 | PN16 | 85 |  | 85 | 26.7 | 2.87 |  |  |  | 42 | 1000 | 850 | 1100 | 1650
0010309839 | AT_PROCESS | WSD11-006-PD-00103-15-SS16 | C4B | 131242-WSD11-DR-P-6600.dgn | WSD11 | 006 | PD | 00103 |  | 15 | SS16 | PIPELINE : WSD11-006-PD-00103-15-SS16 | AME B36.19M | 1100 | PN16 | 85 |  | 85 | 26.7 | 2.87 |  |  |  | 42 | 1000 | 850 | 1100 | 1650
0010309839 | AT_PROCESS | WSD11-006-PD-00103-15-SS16 | C4B | 131242-WSD11-DR-P-6600.dgn | WSD11 | 006 | PD | 00103 |  | 15 | SS16 | PIPELINE : WSD11-006-PD-00103-15-SS16 | AME B36.19M | 1100 | PN16 | 85 |  | 85 | 26.7 | 2.87 |  |  |  | 42 | 1000 | 850 | 1100 | 1650
0010309857 | AT_PROCESS | WSD11-006-PD-00104-20-SS16 | C4B | 131242-WSD11-DR-P-6600.dgn | WSD11 | 006 | PD | 00104 |  | 20 | SS16 | PIPELINE : WSD11-006-PD-00104-20-SS16 | AME B36.19M | 1100 | PN16 |  |  |  | 26.7 | 2.87 |  |  |  | 42 | 1000 | 850 | 1100 | 1650
0010309857 | AT_PROCESS | WSD11-006-PD-00104-20-SS16 | C4B | 131242-WSD11-DR-P-6600.dgn | WSD11 | 006 | PD | 00104 |  | 20 | SS16 | PIPELINE : WSD11-006-PD-00104-20-SS16 | AME B36.19M | 1100 | PN16 |  |  |  | 26.7 | 2.87 |  |  |  | 42 | 1000 | 850 | 1100 | 1650
0010309861 | AT_PROCESS | WSD11-006-PD-00105-20-SS16 | C4B | 131242-WSD11-DR-P-6600.dgn | WSD11 | 006 | PD | 00105 |  | 20 | SS16 | PIPELINE : WSD11-006-PD-00105-20-SS16 | AME B36.19M | 1100 | PN16 | 85 |  | 85 | 26.7 | 2.87 |  |  |  | 42 | 1000 | 850 | 1100 | 1650
0010309861 | AT_PROCESS | WSD11-006-PD-00105-20-SS16 | C4B | 131242-WSD11-DR-P-6600.dgn | WSD11 | 006 | PD | 00105 |  | 20 | SS16 | PIPELINE : WSD11-006-PD-00105-20-SS16 | AME B36.19M | 1100 | PN16 | 85 |  | 85 | 26.7 | 2.87 |  |  |  | 42 | 1000 | 850 | 1100 | 1650
0010309882 | AT_PROCESS | WSD11-006-PD-00106-20-SS16 | C4B | 131242-WSD11-DR-P-6600.dgn | WSD11 | 006 | PD | 00106 |  | 20 | SS16 | PIPELINE : WSD11-006-PD-00106-20-SS16 | AME B36.19M | 1100 | PN16 | 85 |  | 85 | 26.7 | 2.87 |  |  |  | 42 | 1000 | 850 | 1100 | 1650
0010309882 | AT_PROCESS | WSD11-006-PD-00106-20-SS16 | C4B | 131242-WSD11-DR-P-6600.dgn | WSD11 | 006 | PD | 00106 |  | 20 | SS16 | PIPELINE : WSD11-006-PD-00106-20-SS16 | AME B36.19M | 1100 | PN16 | 85 |  | 85 | 26.7 | 2.87 |  |  |  | 42 | 1000 | 850 | 1100 | 1650
0010309882 | AT_PROCESS | WSD11-006-PD-00106-20-SS16 | C4B | 131242-WSD11-DR-P-6600.dgn | WSD11 | 006 | PD | 00106 |  | 20 | SS16 | PIPELINE : WSD11-006-PD-00106-20-SS16 | AME B36.19M | 1100 | PN16 | 85 |  | 85 | 26.7 | 2.87 |  |  |  | 42 | 1000 | 850 | 1100 | 1650
0010325267 | AT_PROCESS | WSD11-006-PD-00107-40-SS16 | C4B | 131242-WSD11-DR-P-6600.dgn | WSD11 | 006 | PD | 00107 |  | 40 | SS16 | PIPELINE : WSD11-006-PD-00107-40-SS16 | AME B36.19M | 1100 | PN16 |  |  |  | 48.3 | 3.68 |  |  |  | 42 | 1000 | 850 | 1100 | 1650
0010325220 | AT_PROCESS | WSD11-006-PD-00201-25-SS16 | C4B | 131242-WSD11-DR-P-6600.dgn | WSD11 | 006 | PD | 00201 |  | 25 | SS16 | PIPELINE : WSD11-006-PD-00201-25-SS16 | AME B36.19M | 1100 | PN16 | 85 |  | 85 | 33.4 | 3.38 |  |  |  | 42 | 1000 | 850 | 1100 | 1650
0010325220 | AT_PROCESS | WSD11-006-PD-00201-25-SS16 | C4B | 131242-WSD11-DR-P-6600.dgn | WSD11 | 006 | PD | 00201 |  | 25 | SS16 | PIPELINE : WSD11-006-PD-00201-25-SS16 | AME B36.19M | 1100 | PN16 | 85 |  | 85 | 33.4 | 3.38 |  |  |  | 42 | 1000 | 850 | 1100 | 1650
0010325220 | AT_PROCESS | WSD11-006-PD-00201-25-SS16 | C4B | 131242-WSD11-DR-P-6600.dgn | WSD11 | 006 | PD | 00201 |  | 25 | SS16 | PIPELINE : WSD11-006-PD-00201-25-SS16 | AME B36.19M | 1100 | PN16 | 85 |  | 85 | 33.4 | 3.38 |  |  |  | 42 | 1000 | 850 | 1100 | 1650
0010325220 | AT_PROCESS | WSD11-006-PD-00201-25-SS16 | C4B | 131242-WSD11-DR-P-6600.dgn | WSD11 | 006 | PD | 00201 |  | 25 | SS16 | PIPELINE : WSD11-006-PD-00201-25-SS16 | AME B36.19M | 1100 | PN16 | 85 |  | 85 | 33.4 | 3.38 |  |  |  | 42 | 1000 | 850 | 1100 | 1650
0010325220 | AT_PROCESS | WSD11-006-PD-00201-25-SS16 | C4B | 131242-WSD11-DR-P-6600.dgn | WSD11 | 006 | PD | 00201 |  | 25 | SS16 | PIPELINE : WSD11-006-PD-00201-25-SS16 | AME B36.19M | 1100 | PN16 | 85 |  | 85 | 33.4 | 3.38 |  |  |  | 42 | 1000 | 850 | 1100 | 1650
0010325220 | AT_PROCESS | WSD11-006-PD-00201-25-SS16 | C4B | 131242-WSD11-DR-P-6600.dgn | WSD11 | 006 | PD | 00201 |  | 25 | SS16 | PIPELINE : WSD11-006-PD-00201-25-SS16 | AME B36.19M | 1100 | PN16 | 85 |  | 85 | 33.4 | 3.38 |  |  |  | 42 | 1000 | 850 | 1100 | 1650
0010325222 | AT_PROCESS | WSD11-006-PD-00202-25-SS16 | C4B | 131242-WSD11-DR-P-6600.dgn | WSD11 | 006 | PD | 00202 |  | 25 | SS16 | PIPELINE : WSD11-006-PD-00202-25-SS16 | AME B36.19M | 1100 | PN16 | 85 |  | 85 | 33.4 | 3.38 |  |  |  | 42 | 1000 | 850 | 1100 | 1650
0010325222 | AT_PROCESS | WSD11-006-PD-00202-25-SS16 | C4B | 131242-WSD11-DR-P-6600.dgn | WSD11 | 006 | PD | 00202 |  | 25 | SS16 | PIPELINE : WSD11-006-PD-00202-25-SS16 | AME B36.19M | 1100 | PN16 | 85 |  | 85 | 33.4 | 3.38 |  |  |  | 42 | 1000 | 850 | 1100 | 1650
0010325222 | AT_PROCESS | WSD11-006-PD-00202-25-SS16 | C4B | 131242-WSD11-DR-P-6600.dgn | WSD11 | 006 | PD | 00202 |  | 25 | SS16 | PIPELINE : WSD11-006-PD-00202-25-SS16 | AME B36.19M | 1100 | PN16 | 85 |  | 85 | 33.4 | 3.38 |  |  |  | 42 | 1000 | 850 | 1100 | 1650
0010325222 | AT_PROCESS | WSD11-006-PD-00202-25-SS16 | C4B | 131242-WSD11-DR-P-6600.dgn | WSD11 | 006 | PD | 00202 |  | 25 | SS16 | PIPELINE : WSD11-006-PD-00202-25-SS16 | AME B36.19M | 1100 | PN16 | 85 |  | 85 | 33.4 | 3.38 |  |  |  | 42 | 1000 | 850 | 1100 | 1650
0010325222 | AT_PROCESS | WSD11-006-PD-00202-25-SS16 | C4B | 131242-WSD11-DR-P-6600.dgn | WSD11 | 006 | PD | 00202 |  | 25 | SS16 | PIPELINE : WSD11-006-PD-00202-25-SS16 | AME B36.19M | 1100 | PN16 | 85 |  | 85 | 33.4 | 3.38 |  |  |  | 42 | 1000 | 850 | 1100 | 1650
0010325222 | AT_PROCESS | WSD11-006-PD-00202-25-SS16 | C4B | 131242-WSD11-DR-P-6600.dgn | WSD11 | 006 | PD | 00202 |  | 25 | SS16 | PIPELINE : WSD11-006-PD-00202-25-SS16 | AME B36.19M | 1100 | PN16 | 85 |  | 85 | 33.4 | 3.38 |  |  |  | 42 | 1000 | 850 | 1100 | 1650
0010301303 | AT_PROCESS | WSD11-006-PD-00203-15-SS16 | C4B | 131242-WSD11-DR-P-6600.dgn | WSD11 | 006 | PD | 00203 |  | 15 | SS16 | PIPELINE : WSD11-006-PD-00203-15-SS16 | AME B36.19M | 1100 | PN16 | 85 |  | 85 | 26.7 | 2.87 |  |  |  | 42 | 1000 | 850 | 1100 | 1650
0010301303 | AT_PROCESS | WSD11-006-PD-00203-15-SS16 | C4B | 131242-WSD11-DR-P-6600.dgn | WSD11 | 006 | PD | 00203 |  | 15 | SS16 | PIPELINE : WSD11-006-PD-00203-15-SS16 | AME B36.19M | 1100 | PN16 | 85 |  | 85 | 26.7 | 2.87 |  |  |  | 42 | 1000 | 850 | 1100 | 1650
0010301303 | AT_PROCESS | WSD11-006-PD-00203-15-SS16 | C4B | 131242-WSD11-DR-P-6600.dgn | WSD11 | 006 | PD | 00203 |  | 15 | SS16 | PIPELINE : WSD11-006-PD-00203-15-SS16 | AME B36.19M | 1100 | PN16 | 85 |  | 85 | 26.7 | 2.87 |  |  |  | 42 | 1000 | 850 | 1100 | 1650
0010301262 | AT_PROCESS | WSD11-006-PD-00204-20-SS16 | C4B | 131242-WSD11-DR-P-6600.dgn | WSD11 | 006 | PD | 00204 |  | 20 | SS16 | PIPELINE : WSD11-006-PD-00204-20-SS16 | AME B36.19M | 1100 | PN16 |  |  |  | 26.7 | 2.87 |  |  |  | 42 | 1000 | 850 | 1100 | 1650
0010301262 | AT_PROCESS | WSD11-006-PD-00204-20-SS16 | C4B | 131242-WSD11-DR-P-6600.dgn | WSD11 | 006 | PD | 00204 |  | 20 | SS16 | PIPELINE : WSD11-006-PD-00204-20-SS16 | AME B36.19M | 1100 | PN16 |  |  |  | 26.7 | 2.87 |  |  |  | 42 | 1000 | 850 | 1100 | 1650
0010301403 | AT_PROCESS | WSD11-006-PD-00205-20-SS16 | C4B | 131242-WSD11-DR-P-6600.dgn | WSD11 | 006 | PD | 00205 |  | 20 | SS16 | PIPELINE : WSD11-006-PD-00205-20-SS16 | AME B36.19M | 1100 | PN16 | 85 |  | 85 | 26.7 | 2.87 |  |  |  | 42 | 1000 | 850 | 1100 | 1650
0010301403 | AT_PROCESS | WSD11-006-PD-00205-20-SS16 | C4B | 131242-WSD11-DR-P-6600.dgn | WSD11 | 006 | PD | 00205 |  | 20 | SS16 | PIPELINE : WSD11-006-PD-00205-20-SS16 | AME B36.19M | 1100 | PN16 | 85 |  | 85 | 26.7 | 2.87 |  |  |  | 42 | 1000 | 850 | 1100 | 1650
0010309870 | AT_PROCESS | WSD11-006-PD-00206-20-SS16 | C4B | 131242-WSD11-DR-P-6600.dgn | WSD11 | 006 | PD | 00206 |  | 20 | SS16 | PIPELINE : WSD11-006-PD-00206-20-SS16 | AME B36.19M | 1100 | PN16 | 85 |  | 85 | 26.7 | 2.87 |  |  |  | 42 | 1000 | 850 | 1100 | 1650
0010309870 | AT_PROCESS | WSD11-006-PD-00206-20-SS16 | C4B | 131242-WSD11-DR-P-6600.dgn | WSD11 | 006 | PD | 00206 |  | 20 | SS16 | PIPELINE : WSD11-006-PD-00206-20-SS16 | AME B36.19M | 1100 | PN16 | 85 |  | 85 | 26.7 | 2.87 |  |  |  | 42 | 1000 | 850 | 1100 | 1650
0010336287 | AT_PROCESS | WSD11-006-SC-00016B-15-SS16 | C4B | 131242-WSD11-DR-P-6050.dgn | WSD11 | 006 | SC | 00016 | B | 15 | SS16 | PIPELINE : WSD11-006-SC-00016B-15-SS16 | AME B36.19M | 1250 | PN25 |  |  |  | 33.4 | 3.38 |  | 10 | POLYURETHANE | 195 | 350 | 300 | 400 | 1875
0010333366 | AT_PROCESS | WSD11-008-G2D-00105B-15-SS16 | C4B | 131242-WSD11-DR-P-6009.dgn | WSD11 | 008 | G2D | 00105 | B | 15 | SS16 | PIPELINE : WSD11-008-G2D-00105B-15-SS16 | AME B36.19M | 600 | PN16 |  |  |  | 21.3 | 2.77 |  |  |  | 30 | 600 | 600 | 600 | 900
0010333366 | AT_PROCESS | WSD11-008-G2D-00105B-15-SS16 | C4B | 131242-WSD11-DR-P-6009.dgn | WSD11 | 008 | G2D | 00105 | B | 15 | SS16 | PIPELINE : WSD11-008-G2D-00105B-15-SS16 | AME B36.19M | 600 | PN16 |  |  |  | 21.3 | 2.77 |  |  |  | 30 | 600 | 600 | 600 | 900
0010308237 | AT_PROCESS | WSD11-008-G2D-00107-100-SS16 | C4B | 131242-WSD11-DR-P-6300.dgn | WSD11 | 008 | G2D | 00107 |  | 100 | SS16 | PIPELINE : WSD11-008-G2D-00107-100-SS16 | AME B36.19M | 600 | PN16 | 10000 | 10000 | 10000 | 114.3 | 3.05 |  |  |  | 30 |  |  |  | 900
0010308241 | AT_PROCESS | WSD11-008-G2D-00207-100-SS16 | C4B | 131242-WSD11-DR-P-6300.dgn | WSD11 | 008 | G2D | 00207 |  | 100 | SS16 | PIPELINE : WSD11-008-G2D-00207-100-SS16 | AME B36.19M | 600 | PN16 |  |  |  | 114.3 | 3.05 |  |  |  | 30 |  |  |  | 900
0010282921 | AT_PROCESS | WSD11-008-G2D-00207-15-SS16 | C4B | 131242-WSD11-DR-P-6027.dgn | WSD11 | 008 | G2D | 00207 |  | 15 | SS16 | PIPELINE : WSD11-008-G2D-00207-15-SS16 | AME B36.19M | 600 | PN16 | 10000 | 10000 | 10000 | 60.3 | 3.91 |  |  |  | 35 | 600 | 600 | 600 | 900
0010282921 | AT_PROCESS | WSD11-008-G2D-00207-15-SS16 | C4B | 131242-WSD11-DR-P-6027.dgn | WSD11 | 008 | G2D | 00207 |  | 15 | SS16 | PIPELINE : WSD11-008-G2D-00207-15-SS16 | AME B36.19M | 600 | PN16 | 10000 | 10000 | 10000 | 60.3 | 3.91 |  |  |  | 35 | 600 | 600 | 600 | 900
0010282921 | AT_PROCESS | WSD11-008-G2D-00207-15-SS16 | C4B | 131242-WSD11-DR-P-6027.dgn | WSD11 | 008 | G2D | 00207 |  | 15 | SS16 | PIPELINE : WSD11-008-G2D-00207-15-SS16 | AME B36.19M | 600 | PN16 | 10000 | 10000 | 10000 | 60.3 | 3.91 |  |  |  | 35 | 600 | 600 | 600 | 900
0010282921 | AT_PROCESS | WSD11-008-G2D-00207-15-SS16 | C4B | 131242-WSD11-DR-P-6300.dgn | WSD11 | 008 | G2D | 00207 |  | 15 | SS16 | PIPELINE : WSD11-008-G2D-00207-15-SS16 | AME B36.19M | 600 | PN16 | 10000 | 10000 | 10000 | 60.3 | 3.91 |  |  |  | 35 | 600 | 600 | 600 | 900
0010301584 | AT_PROCESS | WSD11-008-PD-00003-225-HDPE | C4B | 131242-WSD11-DR-P-6300.dgn | WSD11 | 008 | PD | 00003 |  | 225 | HDPE | PIPELINE : WSD11-008-PD-00003-225-HDPE | BS EN 12201 | 10 | PN10 | 60000 |  |  | 225 | 13.4 |  |  |  | 35 |  |  |  | 20
0010301607 | AT_PROCESS | WSD11-008-PD-00004-225-HDPE | C4B | 131242-WSD11-DR-P-6300.dgn | WSD11 | 008 | PD | 00004 |  | 225 | HDPE | PIPELINE : WSD11-008-PD-00004-225-HDPE | BS EN 12201 | 10 | PN10 |  |  |  | 225 | 13.4 |  |  |  | 35 |  |  |  | 20
0010308256 | AT_PROCESS | WSD11-008-PD-00009-90-HDPE | C4B | 131242-WSD11-DR-P-6300.dgn | WSD11 | 008 | PD | 00009 |  | 90 | HDPE | PIPELINE : WSD11-008-PD-00009-90-HDPE | BS EN 12201 | 10 | PN10 | 950 |  | 950 | 90 | 5.4 |  |  |  | 35 |  |  |  | 20
0010308253 | AT_PROCESS | WSD11-008-PD-00010-90-HDPE | C4B | 131242-WSD11-DR-P-6300.dgn | WSD11 | 008 | PD | 00010 |  | 90 | HDPE | PIPELINE : WSD11-008-PD-00010-90-HDPE | BS EN 12201 | 10 | PN10 | 950 |  | 950 | 90 | 5.4 |  |  |  | 35 |  |  |  | 20
0010301604 | AT_PROCESS | WSD11-008-PD-10000-225-HDPE | C4B | 131242-WSD11-DR-P-6300.dgn | WSD11 | 008 | PD | 10000 |  | 225 | HDPE | PIPELINE : WSD11-008-PD-10000-225-HDPE | BS EN 12201 | 10 | PN10 | 60000 |  | 243750 | 225 | 13.4 |  |  |  | 35 |  |  |  | 20
0010274321 | AT_PROCESS | WSD11-111-DWAS-00101-300-SS16 | C4B | 131242-WSD11-DR-P-6000.dgn | WSD11 | 111 | DWAS | 00101 |  | 300 | SS16 | PIPELINE : WSD11-111-DWAS-00101-300-SS16 | AME B36.19M | 2400 | PN25 | 18200 | 5000 | 25000 | 323.9 | 9.53 |  |  |  | 25 | 1000 | 1000 | 1200 | 1800
0010274321 | AT_PROCESS | WSD11-111-DWAS-00101-300-SS16 | C4B | 131242-WSD11-DR-P-6001.dgn | WSD11 | 111 | DWAS | 00101 |  | 300 | SS16 | PIPELINE : WSD11-111-DWAS-00101-300-SS16 | AME B36.19M | 2400 | PN25 | 18200 | 5000 | 25000 | 323.9 | 9.53 |  |  |  | 25 | 1000 | 1000 | 1200 | 1800
0010274321 | AT_PROCESS | WSD11-111-DWAS-00101-300-SS16 | C4B | 131242-WSD11-DR-P-6000.dgn | WSD11 | 111 | DWAS | 00101 |  | 300 | SS16 | PIPELINE : WSD11-111-DWAS-00101-300-SS16 | AME B36.19M | 2400 | PN25 | 18200 | 5000 | 25000 | 323.9 | 9.53 |  |  |  | 25 | 1000 | 1000 | 1200 | 1800
0010274321 | AT_PROCESS | WSD11-111-DWAS-00101-300-SS16 | C4B | 131242-WSD11-DR-P-6001.dgn | WSD11 | 111 | DWAS | 00101 |  | 300 | SS16 | PIPELINE : WSD11-111-DWAS-00101-300-SS16 | AME B36.19M | 2400 | PN25 | 18200 | 5000 | 25000 | 323.9 | 9.53 |  |  |  | 25 | 1000 | 1000 | 1200 | 1800
0010279079 | AT_PROCESS | WSD11-111-DWAS-001014A-25-SS16 | C4B | 131242-WSD11-DR-P-6002.dgn | WSD11 | 111 | DWAS | 001014 | A | 25 | SS16 | PIPELINE : WSD11-111-DWAS-001014A-25-SS16 | AME B36.19M | 550 | PN16 |  |  |  | 33.4 | 3.38 |  | 30 | ROCKWOOL | 95 | 50 | 50 | 50 | 1500
0010274328 | AT_PROCESS | WSD11-111-DWAS-00101A-25-SS16 | C4B | 131242-WSD11-DR-P-6000.dgn | WSD11 | 111 | DWAS | 00101 | A | 25 | SS16 | PIPELINE : WSD11-111-DWAS-00101A-25-SS16 | AME B36.19M | 1200 | PN25 |  |  |  | 33.4 | 3.38 |  |  |  | 25 | 1000 | 1000 | 1200 | 1800
0010274341 | AT_PROCESS | WSD11-111-DWAS-00101B-25-SS16 | C4B | 131242-WSD11-DR-P-6000.dgn | WSD11 | 111 | DWAS | 00101 | B | 25 | SS16 | PIPELINE : WSD11-111-DWAS-00101B-25-SS16 | AME B36.19M | 1200 | PN25 |  |  |  | 33.4 | 3.38 |  |  |  | 25 | 1000 | 1000 | 1200 | 1800
0010307706 | AT_PROCESS | WSD11-111-DWAS-00101C-50-SS16 | C4B | 131242-WSD11-DR-P-6000.dgn | WSD11 | 111 | DWAS | 00101 | C | 50 | SS16 | PIPELINE : WSD11-111-DWAS-00101C-25-SS16 | AME B36.19M | 1200 | PN25 |  |  |  | 60.3 | 3.91 |  |  |  | 25 | 1000 | 1000 | 1200 | 1800
0010311874 | AT_PROCESS | WSD11-111-DWAS-00101D-50-SS16 | C4B | 131242-WSD11-DR-P-6000.dgn | WSD11 | 111 | DWAS | 00101 | D | 50 | SS16 | PIPELINE : WSD11-111-DWAS-00101D-25-SS16 | AME B36.19M | 1200 | PN25 |  |  |  | 60.3 | 3.91 |  |  |  | 25 | 1000 | 1000 | 1200 | 1800
0010333519 | AT_PROCESS | WSD11-111-DWAS-00101E-25-SS16 | C4B | 131242-WSD11-DR-P-6000.dgn | WSD11 | 111 | DWAS | 00101 | E | 25 | SS16 | PIPELINE : WSD11-111-DWAS-00101E-25-SS16 | AME B36.19M | 1200 | PN25 |  |  |  | 33.4 | 3.38 |  |  |  | 25 | 1000 | 1000 | 1200 | 1800
0010333319 | AT_PROCESS | WSD11-111-DWAS-00101F-25-SS16 | C4B | 131242-WSD11-DR-P-6001.dgn | WSD11 | 111 | DWAS | 00101 | F | 25 | SS16 | PIPELINE : WSD11-111-DWAS-00101F-25-SS16 | AME B36.19M | 1200 | PN25 |  |  |  | 33.4 | 3.38 |  | 30 | ROCKWOOL | 25 | 1000 | 1000 | 1200 | 1800
0010274275 | AT_PROCESS | WSD11-111-DWAS-00102-300-SS16 | C4B | 131242-WSD11-DR-P-6000.dgn | WSD11 | 111 | DWAS | 00102 |  | 300 | SS16 | PIPELINE : WSD11-111-DWAS-00102-300-SS16 | AME B36.19M | 2400 | PN25 | 18200 | 5000 | 25000 | 323.9 | 9.53 |  |  |  | 25 | 1000 | 1000 | 1200 | 1800
0010274275 | AT_PROCESS | WSD11-111-DWAS-00102-300-SS16 | C4B | 131242-WSD11-DR-P-6000.dgn | WSD11 | 111 | DWAS | 00102 |  | 300 | SS16 | PIPELINE : WSD11-111-DWAS-00102-300-SS16 | AME B36.19M | 2400 | PN25 | 18200 | 5000 | 25000 | 323.9 | 9.53 |  |  |  | 25 | 1000 | 1000 | 1200 | 1800
0010274282 | AT_PROCESS | WSD11-111-DWAS-00102A-25-SS16 | C4B | 131242-WSD11-DR-P-6000.dgn | WSD11 | 111 | DWAS | 00102 | A | 25 | SS16 | PIPELINE : WSD11-111-DWAS-00102A-25-SS16 | AME B36.19M | 1200 | PN25 |  |  |  | 33.4 | 3.38 |  |  |  | 25 | 1000 | 1000 | 1200 | 1800
0010274357 | AT_PROCESS | WSD11-111-DWAS-00102B-25-SS16 | C4B | 131242-WSD11-DR-P-6000.dgn | WSD11 | 111 | DWAS | 00102 | B | 25 | SS16 | PIPELINE : WSD11-111-DWAS-00102B-25-SS16 | AME B36.19M | 1200 | PN25 |  |  |  | 33.4 | 3.38 |  |  |  | 25 | 1000 | 1000 | 1200 | 1800
0010309517 | AT_PROCESS | WSD11-111-DWAS-00102C-50-SS16 | C4B | 131242-WSD11-DR-P-6000.dgn | WSD11 | 111 | DWAS | 00102 | C | 50 | SS16 | PIPELINE : WSD11-111-DWAS-00102C-25-SS16 | AME B36.19M | 1200 | PN25 |  |  |  | 60.3 | 3.91 |  |  |  | 25 | 1000 | 1000 | 1200 | 1800
0010311883 | AT_PROCESS | WSD11-111-DWAS-00102D-50-SS16 | C4B | 131242-WSD11-DR-P-6000.dgn | WSD11 | 111 | DWAS | 00102 | D | 50 | SS16 | PIPELINE : WSD11-111-DWAS-00102D-25-SS16 | AME B36.19M | 1200 | PN25 |  |  |  | 60.3 | 3.91 |  |  |  | 25 | 1000 | 1000 | 1200 | 1800
0010333521 | AT_PROCESS | WSD11-111-DWAS-00102E-25-SS16 | C4B | 131242-WSD11-DR-P-6000.dgn | WSD11 | 111 | DWAS | 00102 | E | 25 | SS16 | PIPELINE : WSD11-111-DWAS-00102E-25-SS16 | AME B36.19M | 1200 | PN25 |  |  |  | 33.4 | 3.38 |  |  |  | 25 | 1000 | 1000 | 1200 | 1800
0010309580 | AT_PROCESS | WSD11-111-DWAS-00103-150-SS16 | C4B | 131242-WSD11-DR-P-6001.dgn | WSD11 | 111 | DWAS | 00103 |  | 150 | SS16 | PIPELINE : WSD11-111-DWAS-00103-150-SS16 | AME B36.19M | 1500 | PN16 |  |  |  | 168.3 | 3.41 |  |  |  | 25 | 600 | 600 | 600 | 1500
0010278942 | AT_PROCESS | WSD11-111-DWAS-00103-200-SS16 | C4B | 131242-WSD11-DR-P-6001.dgn | WSD11 | 111 | DWAS | 00103 |  | 200 | SS16 | PIPELINE : WSD11-111-DWAS-00103-200-SS16 | AME B36.19M | 550 | PN16 | 5000 | 18200 | 2500 | 219.1 | 8.18 |  |  |  | 25 | 200 | 100 | 200 | 1500
0010278942 | AT_PROCESS | WSD11-111-DWAS-00103-200-SS16 | C4B | 131242-WSD11-DR-P-6001.dgn | WSD11 | 111 | DWAS | 00103 |  | 200 | SS16 | PIPELINE : WSD11-111-DWAS-00103-200-SS16 | AME B36.19M | 550 | PN16 | 5000 | 18200 | 2500 | 219.1 | 8.18 |  |  |  | 25 | 200 | 100 | 200 | 1500
0010310376 | AT_PROCESS | WSD11-111-DWAS-00103-80-SS16 | C4B | 131242-WSD11-DR-P-6001.dgn | WSD11 | 111 | DWAS | 00103 |  | 80 | SS16 | PIPELINE : WSD11-111-DWAS-00103-80-SS16 | AME B36.19M | 550 | PN16 |  |  |  | 88.9 | 3.05 |  |  |  | 95 | 50 | 50 | 50 | 1500
0010278959 | AT_PROCESS | WSD11-111-DWAS-00103A-25-SS16 | C4B | 131242-WSD11-DR-P-6001.dgn | WSD11 | 111 | DWAS | 00103 | A | 25 | SS16 | PIPELINE : WSD11-111-DWAS-00103A-25-SS16 | AME B36.19M | 1500 | PN16 |  |  |  | 33.4 | 3.38 |  | 30 | ROCKWOOL | 25 | 200 | 100 | 200 | 1500
0010278990 | AT_PROCESS | WSD11-111-DWAS-00103C-25-SS16 | C4B | 131242-WSD11-DR-P-6001.dgn | WSD11 | 111 | DWAS | 00103 | C | 25 | SS16 | PIPELINE : WSD11-111-DWAS-00103C-25-SS16 | AME B36.19M | 550 | PN16 |  |  |  | 33.4 | 3.38 |  | 30 | ROCKWOOL | 95 | 600 | 600 | 600 | 1500
0010278952 | AT_PROCESS | WSD11-111-DWAS-00103C-80-SS16 | C4B | 131242-WSD11-DR-P-6001.dgn | WSD11 | 111 | DWAS | 00103 | C | 80 | SS16 | PIPELINE : WSD11-111-DWAS-00103C-80-SS16 | AME B36.19M | 1500 | PN16 |  |  |  | 88.9 | 3.05 |  |  |  | 95 | 600 | 600 | 600 | 1500
0010278950 | AT_PROCESS | WSD11-111-DWAS-00103D-50-SS16 | C4B | 131242-WSD11-DR-P-6001.dgn | WSD11 | 111 | DWAS | 00103 | D | 50 | SS16 | PIPELINE : WSD11-111-DWAS-00103D-50-SS16 | AME B36.19M | 1500 | PN16 |  |  |  | 60.3 | 3.91 |  | 30 | ROCKWOOL | 95 | 600 | 600 | 600 | 1500
0010274451 | AT_PROCESS | WSD11-111-DWAS-00104-200-SS16 | C4B | 131242-WSD11-DR-P-6001.dgn | WSD11 | 111 | DWAS | 00104 |  | 200 | SS16 | PIPELINE : WSD11-111-DWAS-00104-200-SS16 | AME B36.19M | 550 | PN16 | 9200 | 33000 | 46000 | 219.1 | 8.18 |  | 30 | ROCKWOOL | 95 | 600 | 600 | 600 | 1500
0010274451 | AT_PROCESS | WSD11-111-DWAS-00104-200-SS16 | C4B | 131242-WSD11-DR-P-6002.dgn | WSD11 | 111 | DWAS | 00104 |  | 200 | SS16 | PIPELINE : WSD11-111-DWAS-00104-200-SS16 | AME B36.19M | 550 | PN16 | 9200 | 33000 | 46000 | 219.1 | 8.18 |  | 30 | ROCKWOOL | 95 | 600 | 600 | 600 | 1500
0010274486 | AT_PROCESS | WSD11-111-DWAS-00105-100-SS16 | C4B | 131242-WSD11-DR-P-6001.dgn | WSD11 | 111 | DWAS | 00105 |  | 100 | SS16 | PIPELINE : WSD11-111-DWAS-00105-100-SS16 | AME B36.19M | 750 | PN16 | 9200 | 33000 | 46000 | 114.3 | 6.02 |  | 30 | ROCKWOOL | 95 | 600 | 600 | 600 | 1500
0010274486 | AT_PROCESS | WSD11-111-DWAS-00105-100-SS16 | C4B | 131242-WSD11-DR-P-6002.dgn | WSD11 | 111 | DWAS | 00105 |  | 100 | SS16 | PIPELINE : WSD11-111-DWAS-00105-100-SS16 | AME B36.19M | 750 | PN16 | 9200 | 33000 | 46000 | 114.3 | 6.02 |  | 30 | ROCKWOOL | 95 | 600 | 600 | 600 | 1500
0010274486 | AT_PROCESS | WSD11-111-DWAS-00105-100-SS16 | C4B | 131242-WSD11-DR-P-6001.dgn | WSD11 | 111 | DWAS | 00105 |  | 100 | SS16 | PIPELINE : WSD11-111-DWAS-00105-100-SS16 | AME B36.19M | 750 | PN16 | 9200 | 33000 | 46000 | 114.3 | 6.02 |  | 30 | ROCKWOOL | 95 | 600 | 600 | 600 | 1500
0010274469 | AT_PROCESS | WSD11-111-DWAS-00106-100-SS16 | C4B | 131242-WSD11-DR-P-6002.dgn | WSD11 | 111 | DWAS | 00106 |  | 100 | SS16 | PIPELINE : WSD11-111-DWAS-00106-100-SS16 | AME B36.19M | 750 | PN16 | 9200 | 33000 | 46000 | 114.3 | 6.02 |  | 30 | ROCKWOOL | 95 | 600 | 600 | 600 | 1500
0010274469 | AT_PROCESS | WSD11-111-DWAS-00106-100-SS16 | C4B | 131242-WSD11-DR-P-6001.dgn | WSD11 | 111 | DWAS | 00106 |  | 100 | SS16 | PIPELINE : WSD11-111-DWAS-00106-100-SS16 | AME B36.19M | 750 | PN16 | 9200 | 33000 | 46000 | 114.3 | 6.02 |  | 30 | ROCKWOOL | 95 | 600 | 600 | 600 | 1500
0010274469 | AT_PROCESS | WSD11-111-DWAS-00106-100-SS16 | C4B | 131242-WSD11-DR-P-6002.dgn | WSD11 | 111 | DWAS | 00106 |  | 100 | SS16 | PIPELINE : WSD11-111-DWAS-00106-100-SS16 | AME B36.19M | 750 | PN16 | 9200 | 33000 | 46000 | 114.3 | 6.02 |  | 30 | ROCKWOOL | 95 | 600 | 600 | 600 | 1500
0010274469 | AT_PROCESS | WSD11-111-DWAS-00106-100-SS16 | C4B | 131242-WSD11-DR-P-6001.dgn | WSD11 | 111 | DWAS | 00106 |  | 100 | SS16 | PIPELINE : WSD11-111-DWAS-00106-100-SS16 | AME B36.19M | 750 | PN16 | 9200 | 33000 | 46000 | 114.3 | 6.02 |  | 30 | ROCKWOOL | 95 | 600 | 600 | 600 | 1500
0010278973 | AT_PROCESS | WSD11-111-DWAS-00106A-100-SS16 | C4B | 131242-WSD11-DR-P-6001.dgn | WSD11 | 111 | DWAS | 00106 | A | 100 | SS16 | PIPELINE : WSD11-111-DWAS-00106A-100-SS16 | AME B36.19M | 550 | PN16 |  |  |  | 114.3 | 6.02 |  | 30 | ROCKWOOL | 95 | 600 | 600 | 600 | 1500
0010279121 | AT_PROCESS | WSD11-111-DWAS-00106A-25-SS16 | C4B | 131242-WSD11-DR-P-6002.dgn | WSD11 | 111 | DWAS | 00106 | A | 25 | SS16 | PIPELINE : WSD11-111-DWAS-00106A-25-SS16 | AME B36.19M | 550 | PN16 |  |  |  | 33.4 | 3.38 |  | 30 | ROCKWOOL | 95 | 50 | 50 | 50 | 1500
0010278978 | AT_PROCESS | WSD11-111-DWAS-00106B-200-SS16 | C4B | 131242-WSD11-DR-P-6001.dgn | WSD11 | 111 | DWAS | 00106 | B | 200 | SS16 | PIPELINE : WSD11-111-DWAS-00106B-200-SS16 | AME B36.19M | 550 | PN16 |  |  |  | 219.1 | 8.18 |  | 30 | ROCKWOOL | 95 | 600 | 600 | 600 | 1500
0010307725 | AT_PROCESS | WSD11-111-DWAS-00106B-25-SS16 | C4B | 131242-WSD11-DR-P-6002.dgn | WSD11 | 111 | DWAS | 00106 | B | 25 | SS16 | PIPELINE : WSD11-111-DWAS-00106B-25-SS16 | AME B36.19M | 750 | PN16 |  |  |  | 33.4 | 3.38 |  | 30 | ROCKWOOL | 95 | 250 | 250 | 500 | 1500
0010307715 | AT_PROCESS | WSD11-111-DWAS-00106C-50-SS16 | C4B | 131242-WSD11-DR-P-6002.dgn | WSD11 | 111 | DWAS | 00106 | C | 50 | SS16 | PIPELINE : WSD11-111-DWAS-00106C-50-SS16 | AME B36.19M | 1500 | PN16 |  |  |  | 21.3 | 2.77 |  | 30 | ROCKWOOL | 95 | 250 | 250 | 500 | 1500
0010307715 | AT_PROCESS | WSD11-111-DWAS-00106C-50-SS16 | C4B | 131242-WSD11-DR-P-6002.dgn | WSD11 | 111 | DWAS | 00106 | C | 50 | SS16 | PIPELINE : WSD11-111-DWAS-00106C-50-SS16 | AME B36.19M | 1500 | PN16 |  |  |  | 21.3 | 2.77 |  | 30 | ROCKWOOL | 95 | 250 | 250 | 500 | 1500
0010292409 | AT_PROCESS | WSD11-111-DWAS-00106L-32-SS16 | C4B | 131242-WSD11-DR-P-6001.dgn | WSD11 | 111 | DWAS | 00106 | L | 32 | SS16 | PIPELINE : WSD11-111-DWAS-00106L-32-SS16 | AME B36.19M | 1500 | PN16 |  |  |  | 42.2 | 3.56 |  |  |  | 95 | 600 | 600 | 600 | 1500
0010279081 | AT_PROCESS | WSD11-111-DWAS-00107-200-SS16 | C4B | 131242-WSD11-DR-P-6002.dgn | WSD11 | 111 | DWAS | 00107 |  | 200 | SS16 | PIPELINE : WSD11-111-DWAS-00107-200-SS16 | AME B36.19M | 550 | PN16 | 9200 | 33000 | 46000 | 219.1 | 8.18 |  | 30 | ROCKWOOL | 95 | 600 | 600 | 600 | 1500
0010279115 | AT_PROCESS | WSD11-111-DWAS-00107A-25-SS16 | C4B | 131242-WSD11-DR-P-6002.dgn | WSD11 | 111 | DWAS | 00107 | A | 25 | SS16 | PIPELINE : WSD11-111-DWAS-00107A-25-SS16 | AME B36.19M | 1500 | PN16 |  |  |  | 33.4 | 3.38 |  | 30 | ROCKWOOL | 95 | 250 | 250 | 500 | 1500
0010279093 | AT_PROCESS | WSD11-111-DWAS-00108-100-SS16 | C4B | 131242-WSD11-DR-P-6002.dgn | WSD11 | 111 | DWAS | 00108 |  | 100 | SS16 | PIPELINE : WSD11-111-DWAS-00108-100-SS16 | AME B36.19M | 750 | PN16 | 9200 | 33000 | 46000 | 114.3 | 6.02 |  | 30 | ROCKWOOL | 95 | 600 | 600 | 600 | 1500
0010279093 | AT_PROCESS | WSD11-111-DWAS-00108-100-SS16 | C4B | 131242-WSD11-DR-P-6002.dgn | WSD11 | 111 | DWAS | 00108 |  | 100 | SS16 | PIPELINE : WSD11-111-DWAS-00108-100-SS16 | AME B36.19M | 750 | PN16 | 9200 | 33000 | 46000 | 114.3 | 6.02 |  | 30 | ROCKWOOL | 95 | 600 | 600 | 600 | 1500
0010307721 | AT_PROCESS | WSD11-111-DWAS-00108-150-SS16 | C4B | 131242-WSD11-DR-P-6002.dgn | WSD11 | 111 | DWAS | 00108 |  | 150 | SS16 | PIPELINE : WSD11-111-DWAS-00108-150-SS16 | AME B36.19M | 1500 | PN16 |  |  |  | 168.3 | 3.41 |  | 30 | ROCKWOOL | 95 | 250 | 250 | 250 | 1500
0010279104 | AT_PROCESS | WSD11-111-DWAS-00108A-25-SS16 | C4B | 131242-WSD11-DR-P-6002.dgn | WSD11 | 111 | DWAS | 00108 | A | 25 | SS16 | PIPELINE : WSD11-111-DWAS-00108A-25-SS16 | AME B36.19M | 550 | PN16 |  |  |  | 33.4 | 3.38 |  | 30 | ROCKWOOL | 95 | 50 | 50 | 50 | 1500
0010307719 | AT_PROCESS | WSD11-111-DWAS-00108B-25-SS16 | C4B | 131242-WSD11-DR-P-6002.dgn | WSD11 | 111 | DWAS | 00108 | B | 25 | SS16 | PIPELINE : WSD11-111-DWAS-00108B-25-SS16 | AME B36.19M | 750 | PN16 |  |  |  | 33.4 | 3.38 |  | 30 | ROCKWOOL | 95 | 250 | 250 | 500 | 1500
0010307713 | AT_PROCESS | WSD11-111-DWAS-00108C-50-SS16 | C4B | 131242-WSD11-DR-P-6002.dgn | WSD11 | 111 | DWAS | 00108 | C | 50 | SS16 | PIPELINE : WSD11-111-DWAS-00108C-50-SS16 | AME B36.19M | 1500 | PN16 |  |  |  | 21.3 | 2.77 |  | 30 | ROCKWOOL | 95 | 600 | 600 | 600 | 1500
0010307713 | AT_PROCESS | WSD11-111-DWAS-00108C-50-SS16 | C4B | 131242-WSD11-DR-P-6002.dgn | WSD11 | 111 | DWAS | 00108 | C | 50 | SS16 | PIPELINE : WSD11-111-DWAS-00108C-50-SS16 | AME B36.19M | 1500 | PN16 |  |  |  | 21.3 | 2.77 |  | 30 | ROCKWOOL | 95 | 600 | 600 | 600 | 1500
0010279102 | AT_PROCESS | WSD11-111-DWAS-00109-100-SS16 | C4B | 131242-WSD11-DR-P-6002.dgn | WSD11 | 111 | DWAS | 00109 |  | 100 | SS16 | PIPELINE : WSD11-111-DWAS-00109-100-SS16 | AME B36.19M | 750 | PN16 | 9200 | 33000 | 46000 | 114.3 | 6.02 |  | 30 | ROCKWOOL | 95 | 600 | 600 | 600 | 1500
0010274606 | AT_PROCESS | WSD11-111-DWAS-00111-150-SS16 | C4B | 131242-WSD11-DR-P-6002.dgn | WSD11 | 111 | DWAS | 00111 |  | 150 | SS16 | PIPELINE : WSD11-111-DWAS-00111-150-SS16 | AME B36.19M | 750 | PN16 |  |  |  | 168.3 | 3.41 |  | 30 | ROCKWOOL | 95 | 250 | 250 | 250 | 1500
0010274606 | AT_PROCESS | WSD11-111-DWAS-00111-150-SS16 | C4B | 131242-WSD11-DR-P-6003.dgn | WSD11 | 111 | DWAS | 00111 |  | 150 | SS16 | PIPELINE : WSD11-111-DWAS-00111-150-SS16 | AME B36.19M | 750 | PN16 |  |  |  | 168.3 | 3.41 |  | 30 | ROCKWOOL | 95 | 250 | 250 | 250 | 1500
0010274610 | AT_PROCESS | WSD11-111-DWAS-00112-150-SS16 | C4B | 131242-WSD11-DR-P-6002.dgn | WSD11 | 111 | DWAS | 00112 |  | 150 | SS16 | PIPELINE : WSD11-111-DWAS-00112-150-SS16 | AME B36.19M | 750 | PN16 |  |  |  | 168.3 | 3.41 |  | 30 | ROCKWOOL | 95 | 250 | 250 | 250 | 1500
0010274610 | AT_PROCESS | WSD11-111-DWAS-00112-150-SS16 | C4B | 131242-WSD11-DR-P-6004.dgn | WSD11 | 111 | DWAS | 00112 |  | 150 | SS16 | PIPELINE : WSD11-111-DWAS-00112-150-SS16 | AME B36.19M | 750 | PN16 |  |  |  | 168.3 | 3.41 |  | 30 | ROCKWOOL | 95 | 250 | 250 | 250 | 1500
0010274612 | AT_PROCESS | WSD11-111-DWAS-00113-150-SS16 | C4B | 131242-WSD11-DR-P-6002.dgn | WSD11 | 111 | DWAS | 00113 |  | 150 | SS16 | PIPELINE : WSD11-111-DWAS-00113-150-SS16 | AME B36.19M | 750 | PN16 |  |  |  | 168.3 | 3.41 |  | 30 | ROCKWOOL | 95 | 250 | 250 | 250 | 1500
0010274612 | AT_PROCESS | WSD11-111-DWAS-00113-150-SS16 | C4B | 131242-WSD11-DR-P-6005.dgn | WSD11 | 111 | DWAS | 00113 |  | 150 | SS16 | PIPELINE : WSD11-111-DWAS-00113-150-SS16 | AME B36.19M | 750 | PN16 |  |  |  | 168.3 | 3.41 |  | 30 | ROCKWOOL | 95 | 250 | 250 | 250 | 1500
0010274608 | AT_PROCESS | WSD11-111-DWAS-00114-150-SS16 | C4B | 131242-WSD11-DR-P-6006.dgn | WSD11 | 111 | DWAS | 00114 |  | 150 | SS16 | PIPELINE : WSD11-111-DWAS-00114-150-SS16 | AME B36.19M | 750 | PN16 |  |  |  | 168.3 | 3.41 |  | 30 | ROCKWOOL | 95 | 250 | 250 | 250 | 1500
0010274608 | AT_PROCESS | WSD11-111-DWAS-00114-150-SS16 | C4B | 131242-WSD11-DR-P-6002.dgn | WSD11 | 111 | DWAS | 00114 |  | 150 | SS16 | PIPELINE : WSD11-111-DWAS-00114-150-SS16 | AME B36.19M | 750 | PN16 |  |  |  | 168.3 | 3.41 |  | 30 | ROCKWOOL | 95 | 250 | 250 | 250 | 1500
0010307819 | AT_PROCESS | WSD11-111-DWAS-00115-100-SS16 | C4B | 131242-WSD11-DR-P-6003.dgn | WSD11 | 111 | DWAS | 00115 |  | 100 | SS16 | PIPELINE : WSD11-111-DWAS-00115-100-SS16 | AME B36.19M | 1500 | PN25 |  |  |  | 114.3 | 6.02 |  | 30 | ROCKWOOL | 95 | 250 | 250 | 250 | 2250
0010279222 | AT_PROCESS | WSD11-111-DWAS-00115-150-SS16 | C4B | 131242-WSD11-DR-P-6003.dgn | WSD11 | 111 | DWAS | 00115 |  | 150 | SS16 | PIPELINE : WSD11-111-DWAS-00115-150-SS16 | AME B36.19M | 1200 | PN25 | 20400 | 20400 | 20400 | 168.3 | 7.12 |  | 30 | ROCKWOOL | 95 | 250 | 250 | 250 | 2400
0010279219 | AT_PROCESS | WSD11-111-DWAS-00115A-25-SS16 | C4B | 131242-WSD11-DR-P-6003.dgn | WSD11 | 111 | DWAS | 00115 | A | 25 | SS16 | PIPELINE : WSD11-111-DWAS-00115A-25-SS16 | AME B36.19M | 1200 | PN25 |  |  |  | 33.4 | 3.38 |  | 30 | ROCKWOOL | 95 | 250 | 250 | 250 | 2400
0010279211 | AT_PROCESS | WSD11-111-DWAS-00115B-100-SS16 | C4B | 131242-WSD11-DR-P-6003.dgn | WSD11 | 111 | DWAS | 00115 | B | 100 | SS16 | PIPELINE : WSD11-111-DWAS-00115B-100-SS16 | AME B36.19M | 1250 | PN25 |  |  |  | 114.3 | 6.02 |  | 30 | ROCKWOOL | 165 | 600 | 600 | 600 | 1875
0010307843 | AT_PROCESS | WSD11-111-DWAS-00116-100-SS16 | C4B | 131242-WSD11-DR-P-6004.dgn | WSD11 | 111 | DWAS | 00116 |  | 100 | SS16 | PIPELINE : WSD11-111-DWAS-00116-100-SS16 | AME B36.19M | 1500 | PN25 |  |  |  | 114.3 | 6.02 |  | 30 | ROCKWOOL | 95 | 250 | 250 | 250 | 2250
0010279301 | AT_PROCESS | WSD11-111-DWAS-00116-150-SS16 | C4B | 131242-WSD11-DR-P-6004.dgn | WSD11 | 111 | DWAS | 00116 |  | 150 | SS16 | PIPELINE : WSD11-111-DWAS-00116-150-SS16 | AME B36.19M | 1200 | PN25 | 20400 | 20400 | 20400 | 168.3 | 7.12 |  | 30 | ROCKWOOL | 95 | 250 | 250 | 250 | 2400
0010279298 | AT_PROCESS | WSD11-111-DWAS-00116A-25-SS16 | C4B | 131242-WSD11-DR-P-6004.dgn | WSD11 | 111 | DWAS | 00116 | A | 25 | SS16 | PIPELINE : WSD11-111-DWAS-00116A-25-SS16 | AME B36.19M | 1200 | PN25 |  |  |  | 33.4 | 3.38 |  | 30 | ROCKWOOL | 95 | 250 | 250 | 250 | 2400
0010279292 | AT_PROCESS | WSD11-111-DWAS-00116B-100-SS16 | C4B | 131242-WSD11-DR-P-6004.dgn | WSD11 | 111 | DWAS | 00116 | B | 100 | SS16 | PIPELINE : WSD11-111-DWAS-00116B-100-SS16 | AME B36.19M | 1250 | PN25 |  |  |  | 114.3 | 6.02 |  | 30 | ROCKWOOL | 165 | 600 | 600 | 600 | 1875
0010307851 | AT_PROCESS | WSD11-111-DWAS-00117-100-SS16 | C4B | 131242-WSD11-DR-P-6005.dgn | WSD11 | 111 | DWAS | 00117 |  | 100 | SS16 | PIPELINE : WSD11-111-DWAS-00117-100-SS16 | AME B36.19M | 1500 | PN25 |  |  |  | 114.3 | 6.02 |  | 30 | ROCKWOOL | 95 | 250 | 250 | 250 | 2250
0010278758 | AT_PROCESS | WSD11-111-DWAS-00117-150-SS16 | C4B | 131242-WSD11-DR-P-6005.dgn | WSD11 | 111 | DWAS | 00117 |  | 150 | SS16 | PIPELINE : WSD11-111-DWAS-00117-150-SS16 | AME B36.19M | 1200 | PN25 | 20400 | 20400 | 20400 | 168.3 | 7.12 |  | 30 | ROCKWOOL | 95 | 250 | 250 | 250 | 2400
0010278803 | AT_PROCESS | WSD11-111-DWAS-00117A-25-SS16 | C4B | 131242-WSD11-DR-P-6005.dgn | WSD11 | 111 | DWAS | 00117 | A | 25 | SS16 | PIPELINE : WSD11-111-DWAS-00117A-25-SS16 | AME B36.19M | 1200 | PN25 |  |  |  | 33.4 | 3.38 |  | 30 | ROCKWOOL | 95 | 250 | 250 | 250 | 2400
0010278797 | AT_PROCESS | WSD11-111-DWAS-00117B-100-SS16 | C4B | 131242-WSD11-DR-P-6005.dgn | WSD11 | 111 | DWAS | 00117 | B | 100 | SS16 | PIPELINE : WSD11-111-DWAS-00117B-100-SS16 | AME B36.19M | 1250 | PN25 |  |  |  | 114.3 | 6.02 |  | 30 | ROCKWOOL | 165 | 600 | 600 | 600 | 1875
0010307881 | AT_PROCESS | WSD11-111-DWAS-00118-100-SS16 | C4B | 131242-WSD11-DR-P-6006.dgn | WSD11 | 111 | DWAS | 00118 |  | 100 | SS16 | PIPELINE : WSD11-111-DWAS-00118-100-SS16 | AME B36.19M | 1500 | PN25 |  |  |  | 114.3 | 6.02 |  | 30 | ROCKWOOL | 95 | 250 | 250 | 250 | 2250
0010278645 | AT_PROCESS | WSD11-111-DWAS-00118-150-SS16 | C4B | 131242-WSD11-DR-P-6006.dgn | WSD11 | 111 | DWAS | 00118 |  | 150 | SS16 | PIPELINE : WSD11-111-DWAS-00118-150-SS16 | AME B36.19M | 1200 | PN25 | 20400 | 20400 | 20400 | 168.3 | 7.12 |  | 30 | ROCKWOOL | 95 | 250 | 250 | 250 | 2400
0010278643 | AT_PROCESS | WSD11-111-DWAS-00118A-25-SS16 | C4B | 131242-WSD11-DR-P-6006.dgn | WSD11 | 111 | DWAS | 00118 | A | 25 | SS16 | PIPELINE : WSD11-111-DWAS-00118A-25-SS16 | AME B36.19M | 1200 | PN25 |  |  |  | 33.4 | 3.38 |  | 30 | ROCKWOOL | 95 | 250 | 250 | 250 | 2400
0010278655 | AT_PROCESS | WSD11-111-DWAS-00118B-100-SS16 | C4B | 131242-WSD11-DR-P-6006.dgn | WSD11 | 111 | DWAS | 00118 | B | 100 | SS16 | PIPELINE : WSD11-111-DWAS-00118B-100-SS16 | AME B36.19M | 1500 | PN25 |  |  |  | 114.3 | 6.02 |  | 30 | ROCKWOOL | 95 | 250 | 250 | 250 | 2250
0010307723 | AT_PROCESS | WSD11-111-DWAS-00120-150-SS16 | C4B | 131242-WSD11-DR-P-6002.dgn | WSD11 | 111 | DWAS | 00120 |  | 150 | SS16 | PIPELINE : WSD11-111-DWAS-00120-150-SS16 | AME B36.19M | 1500 | PN16 |  |  |  | 168.3 | 3.41 |  | 30 | ROCKWOOL | 95 | 250 | 250 | 250 | 1500
0010274300 | AT_PROCESS | WSD11-111-DWAS-00201-300-SS16 | C4B | 131242-WSD11-DR-P-6000.dgn | WSD11 | 111 | DWAS | 00201 |  | 300 | SS16 | PIPELINE : WSD11-111-DWAS-00201-300-SS16 | AME B36.19M | 2400 | PN25 | 18200 | 5000 | 25000 | 323.9 | 9.53 |  |  |  | 25 | 1000 | 1000 | 1200 | 1800
0010274300 | AT_PROCESS | WSD11-111-DWAS-00201-300-SS16 | C4B | 131242-WSD11-DR-P-6019.dgn | WSD11 | 111 | DWAS | 00201 |  | 300 | SS16 | PIPELINE : WSD11-111-DWAS-00201-300-SS16 | AME B36.19M | 2400 | PN25 | 18200 | 5000 | 25000 | 323.9 | 9.53 |  |  |  | 25 | 1000 | 1000 | 1200 | 1800
0010274300 | AT_PROCESS | WSD11-111-DWAS-00201-300-SS16 | C4B | 131242-WSD11-DR-P-6000.dgn | WSD11 | 111 | DWAS | 00201 |  | 300 | SS16 | PIPELINE : WSD11-111-DWAS-00201-300-SS16 | AME B36.19M | 2400 | PN25 | 18200 | 5000 | 25000 | 323.9 | 9.53 |  |  |  | 25 | 1000 | 1000 | 1200 | 1800
0010274300 | AT_PROCESS | WSD11-111-DWAS-00201-300-SS16 | C4B | 131242-WSD11-DR-P-6019.dgn | WSD11 | 111 | DWAS | 00201 |  | 300 | SS16 | PIPELINE : WSD11-111-DWAS-00201-300-SS16 | AME B36.19M | 2400 | PN25 | 18200 | 5000 | 25000 | 323.9 | 9.53 |  |  |  | 25 | 1000 | 1000 | 1200 | 1800
0010274261 | AT_PROCESS | WSD11-111-DWAS-00201A-25-SS16 | C4B | 131242-WSD11-DR-P-6000.dgn | WSD11 | 111 | DWAS | 00201 | A | 25 | SS16 | PIPELINE : WSD11-111-DWAS-00201A-25-SS16 | AME B36.19M | 1200 | PN25 |  |  |  | 33.4 | 3.38 |  |  |  | 25 | 1000 | 1000 | 1200 | 1800
0010274335 | AT_PROCESS | WSD11-111-DWAS-00201B-25-SS16 | C4B | 131242-WSD11-DR-P-6000.dgn | WSD11 | 111 | DWAS | 00201 | B | 25 | SS16 | PIPELINE : WSD11-111-DWAS-00201B-25-SS16 | AME B36.19M | 1200 | PN25 |  |  |  | 33.4 | 3.38 |  |  |  | 25 | 1000 | 1000 | 1200 | 1800
0010307708 | AT_PROCESS | WSD11-111-DWAS-00201C-50-SS16 | C4B | 131242-WSD11-DR-P-6000.dgn | WSD11 | 111 | DWAS | 00201 | C | 50 | SS16 | PIPELINE : WSD11-111-DWAS-00201C-25-SS16 | AME B36.19M | 1200 | PN25 |  |  |  | 60.3 | 3.91 |  |  |  | 25 | 1000 | 1000 | 1200 | 1800
0010311877 | AT_PROCESS | WSD11-111-DWAS-00201D-50-SS16 | C4B | 131242-WSD11-DR-P-6000.dgn | WSD11 | 111 | DWAS | 00201 | D | 50 | SS16 | PIPELINE : WSD11-111-DWAS-00201D-25-SS16 | AME B36.19M | 1200 | PN25 |  |  |  | 60.3 | 3.91 |  |  |  | 25 | 1000 | 1000 | 1200 | 1800
0010333534 | AT_PROCESS | WSD11-111-DWAS-00201E-25-SS16 | C4B | 131242-WSD11-DR-P-6000.dgn | WSD11 | 111 | DWAS | 00201 | E | 25 | SS16 | PIPELINE : WSD11-111-DWAS-00201E-25-SS16 | AME B36.19M | 1200 | PN25 |  |  |  | 33.4 | 3.38 |  |  |  | 25 | 1000 | 1000 | 1200 | 1800
0010333497 | AT_PROCESS | WSD11-111-DWAS-00201F-25-SS16 | C4B | 131242-WSD11-DR-P-6019.dgn | WSD11 | 111 | DWAS | 00201 | F | 25 | SS16 | PIPELINE : WSD11-111-DWAS-00201F-25-SS16 | AME B36.19M | 1200 | PN25 |  |  |  | 33.4 | 3.38 |  |  |  | 25 | 1000 | 1000 | 1200 | 1500
0010274265 | AT_PROCESS | WSD11-111-DWAS-00202-300-SS16 | C4B | 131242-WSD11-DR-P-6000.dgn | WSD11 | 111 | DWAS | 00202 |  | 300 | SS16 | PIPELINE : WSD11-111-DWAS-00202-300-SS16 | AME B36.19M | 2400 | PN25 | 18200 | 5000 | 25000 | 323.9 | 9.53 |  |  |  | 25 | 1000 | 1000 | 1200 | 1800
0010274265 | AT_PROCESS | WSD11-111-DWAS-00202-300-SS16 | C4B | 131242-WSD11-DR-P-6000.dgn | WSD11 | 111 | DWAS | 00202 |  | 300 | SS16 | PIPELINE : WSD11-111-DWAS-00202-300-SS16 | AME B36.19M | 2400 | PN25 | 18200 | 5000 | 25000 | 323.9 | 9.53 |  |  |  | 25 | 1000 | 1000 | 1200 | 1800
0010274270 | AT_PROCESS | WSD11-111-DWAS-00202A-25-SS16 | C4B | 131242-WSD11-DR-P-6000.dgn | WSD11 | 111 | DWAS | 00202 | A | 25 | SS16 | PIPELINE : WSD11-111-DWAS-00202A-25-SS16 | AME B36.19M | 1200 | PN25 |  |  |  | 33.4 | 3.38 |  |  |  | 25 | 1000 | 1000 | 1200 | 1800
0010274337 | AT_PROCESS | WSD11-111-DWAS-00202B-25-SS16 | C4B | 131242-WSD11-DR-P-6000.dgn | WSD11 | 111 | DWAS | 00202 | B | 25 | SS16 | PIPELINE : WSD11-111-DWAS-00202B-25-SS16 | AME B36.19M | 1200 | PN25 |  |  |  | 33.4 | 3.38 |  |  |  | 25 | 1000 | 1000 | 1200 | 1800
0010309519 | AT_PROCESS | WSD11-111-DWAS-00202C-50-SS16 | C4B | 131242-WSD11-DR-P-6000.dgn | WSD11 | 111 | DWAS | 00202 | C | 50 | SS16 | PIPELINE : WSD11-111-DWAS-00202C-25-SS16 | AME B36.19M | 1200 | PN25 |  |  |  | 60.3 | 3.91 |  |  |  | 25 | 1000 | 1000 | 1200 | 1800
0010311885 | AT_PROCESS | WSD11-111-DWAS-00202D-50-SS16 | C4B | 131242-WSD11-DR-P-6000.dgn | WSD11 | 111 | DWAS | 00202 | D | 50 | SS16 | PIPELINE : WSD11-111-DWAS-00202D-25-SS16 | AME B36.19M | 1200 | PN25 |  |  |  | 60.3 | 3.91 |  |  |  | 25 | 1000 | 1000 | 1200 | 1800
0010333532 | AT_PROCESS | WSD11-111-DWAS-00202E-25-SS16 | C4B | 131242-WSD11-DR-P-6000.dgn | WSD11 | 111 | DWAS | 00202 | E | 25 | SS16 | PIPELINE : WSD11-111-DWAS-00202E-25-SS16 | AME B36.19M | 1200 | PN25 |  |  |  | 33.4 | 3.38 |  |  |  | 25 | 1000 | 1000 | 1200 | 1800
0010308494 | AT_PROCESS | WSD11-111-DWAS-00203-150-SS16 | C4B | 131242-WSD11-DR-P-6019.dgn | WSD11 | 111 | DWAS | 00203 |  | 150 | SS16 | PIPELINE : WSD11-111-DWAS-00203-150-SS16 | AME B36.19M | 1500 | PN16 |  |  |  | 168.3 | 3.41 |  |  |  | 25 | 1000 | 1000 | 1200 | 1500
0010282107 | AT_PROCESS | WSD11-111-DWAS-00203-200-SS16 | C4B | 131242-WSD11-DR-P-6019.dgn | WSD11 | 111 | DWAS | 00203 |  | 200 | SS16 | PIPELINE : WSD11-111-DWAS-00203-200-SS16 | AME B36.19M | 550 | PN16 | 5000 | 18200 | 2500 | 219.1 | 8.18 |  |  |  | 25 | 200 | 100 | 200 | 1500
0010282121 | AT_PROCESS | WSD11-111-DWAS-00203A-25-SS16 | C4B | 131242-WSD11-DR-P-6019.dgn | WSD11 | 111 | DWAS | 00203 | A | 25 | SS16 | PIPELINE : WSD11-111-DWAS-00203A-25-SS16 | AME B36.19M | 550 | PN16 |  |  |  | 33.4 | 3.38 |  |  |  | 95 | 100 | 100 | 100 | 1500
0010282099 | AT_PROCESS | WSD11-111-DWAS-00203C-80-SS16 | C4B | 131242-WSD11-DR-P-6019.dgn | WSD11 | 111 | DWAS | 00203 | C | 80 | SS16 | PIPELINE : WSD11-111-DWAS-00203C-80-SS16 | AME B36.19M | 550 | PN16 |  |  |  | 88.9 | 3.05 |  |  |  | 95 | 50 | 50 | 50 | 1500
0010282099 | AT_PROCESS | WSD11-111-DWAS-00203C-80-SS16 | C4B | 131242-WSD11-DR-P-6019.dgn | WSD11 | 111 | DWAS | 00203 | C | 80 | SS16 | PIPELINE : WSD11-111-DWAS-00203C-80-SS16 | AME B36.19M | 550 | PN16 |  |  |  | 88.9 | 3.05 |  |  |  | 95 | 50 | 50 | 50 | 1500
0010282099 | AT_PROCESS | WSD11-111-DWAS-00203C-80-SS16 | C4B | 131242-WSD11-DR-P-6019.dgn | WSD11 | 111 | DWAS | 00203 | C | 80 | SS16 | PIPELINE : WSD11-111-DWAS-00203C-80-SS16 | AME B36.19M | 550 | PN16 |  |  |  | 88.9 | 3.05 |  |  |  | 95 | 50 | 50 | 50 | 1500
0010308503 | AT_PROCESS | WSD11-111-DWAS-00203D-50-SS16 | C4B | 131242-WSD11-DR-P-6019.dgn | WSD11 | 111 | DWAS | 00203 | D | 50 | SS16 | PIPELINE : WSD11-111-DWAS-00203D-50-SS16 | AME B36.19M | 1500 | PN16 |  |  |  | 21.3 | 2.77 |  |  |  | 95 | 50 | 50 | 50 | 1500
0010282167 | AT_PROCESS | WSD11-111-DWAS-00204-200-SS16 | C4B | 131242-WSD11-DR-P-6020.dgn | WSD11 | 111 | DWAS | 00204 |  | 200 | SS16 | PIPELINE : WSD11-111-DWAS-00204-200-SS16 | AME B36.19M | 550 | PN16 | 9200 | 33000 | 46000 | 219.1 | 8.18 |  | 30 | ROCKWOOL | 95 | 250 | 250 | 250 | 1500
0010282167 | AT_PROCESS | WSD11-111-DWAS-00204-200-SS16 | C4B | 131242-WSD11-DR-P-6019.dgn | WSD11 | 111 | DWAS | 00204 |  | 200 | SS16 | PIPELINE : WSD11-111-DWAS-00204-200-SS16 | AME B36.19M | 550 | PN16 | 9200 | 33000 | 46000 | 219.1 | 8.18 |  | 30 | ROCKWOOL | 95 | 250 | 250 | 250 | 1500
0010282225 | AT_PROCESS | WSD11-111-DWAS-00204A-25-SS16 | C4B | 131242-WSD11-DR-P-6020.dgn | WSD11 | 111 | DWAS | 00204 | A | 25 | SS16 | PIPELINE : WSD11-111-DWAS-00204A-25-SS16 | AME B36.19M | 550 | PN16 |  |  |  | 33.4 | 3.38 |  | 30 | ROCKWOOL | 95 | 600 | 600 | 600 | 1500
0010282263 | AT_PROCESS | WSD11-111-DWAS-00205-100-SS16 | C4B | 131242-WSD11-DR-P-6019.dgn | WSD11 | 111 | DWAS | 00205 |  | 100 | SS16 | PIPELINE : WSD11-111-DWAS-00205-100-SS16 | AME B36.19M | 750 | PN16 | 9200 | 33000 | 46000 | 114.3 | 6.02 |  | 30 | ROCKWOOL | 95 | 600 | 600 | 600 | 1500
0010282263 | AT_PROCESS | WSD11-111-DWAS-00205-100-SS16 | C4B | 131242-WSD11-DR-P-6020.dgn | WSD11 | 111 | DWAS | 00205 |  | 100 | SS16 | PIPELINE : WSD11-111-DWAS-00205-100-SS16 | AME B36.19M | 750 | PN16 | 9200 | 33000 | 46000 | 114.3 | 6.02 |  | 30 | ROCKWOOL | 95 | 600 | 600 | 600 | 1500
0010308512 | AT_PROCESS | WSD11-111-DWAS-00205-200-SS16 | C4B | 131242-WSD11-DR-P-6019.dgn | WSD11 | 111 | DWAS | 00205 |  | 200 | SS16 | PIPELINE : WSD11-111-DWAS-00205-200-SS16 | AME B36.19M | 550 | PN16 |  |  |  | 219.1 | 8.18 |  | 30 | ROCKWOOL | 95 | 600 | 600 | 600 | 1500
0010282249 | AT_PROCESS | WSD11-111-DWAS-00206-100-SS16 | C4B | 131242-WSD11-DR-P-6020.dgn | WSD11 | 111 | DWAS | 00206 |  | 100 | SS16 | PIPELINE : WSD11-111-DWAS-00206-100-SS16 | AME B36.19M | 750 | PN16 | 9200 | 33000 | 46000 | 114.3 | 6.02 |  | 30 | ROCKWOOL | 95 | 600 | 600 | 600 | 1500
0010282249 | AT_PROCESS | WSD11-111-DWAS-00206-100-SS16 | C4B | 131242-WSD11-DR-P-6019.dgn | WSD11 | 111 | DWAS | 00206 |  | 100 | SS16 | PIPELINE : WSD11-111-DWAS-00206-100-SS16 | AME B36.19M | 750 | PN16 | 9200 | 33000 | 46000 | 114.3 | 6.02 |  | 30 | ROCKWOOL | 95 | 600 | 600 | 600 | 1500
0010282249 | AT_PROCESS | WSD11-111-DWAS-00206-100-SS16 | C4B | 131242-WSD11-DR-P-6020.dgn | WSD11 | 111 | DWAS | 00206 |  | 100 | SS16 | PIPELINE : WSD11-111-DWAS-00206-100-SS16 | AME B36.19M | 750 | PN16 | 9200 | 33000 | 46000 | 114.3 | 6.02 |  | 30 | ROCKWOOL | 95 | 600 | 600 | 600 | 1500
0010282174 | AT_PROCESS | WSD11-111-DWAS-00206A-100-SS16 | C4B | 131242-WSD11-DR-P-6019.dgn | WSD11 | 111 | DWAS | 00206 | A | 100 | SS16 | PIPELINE : WSD11-111-DWAS-00206A-100-SS16 | AME B36.19M | 550 | PN16 |  |  |  | 114.3 | 6.02 |  |  |  | 95 | 50 | 50 | 50 | 1500
0010282259 | AT_PROCESS | WSD11-111-DWAS-00206A-25-SS16 | C4B | 131242-WSD11-DR-P-6020.dgn | WSD11 | 111 | DWAS | 00206 | A | 25 | SS16 | PIPELINE : WSD11-111-DWAS-00206A-25-SS16 | AME B36.19M | 550 | PN16 |  |  |  | 33.4 | 3.38 |  | 30 | ROCKWOOL | 95 | 600 | 600 | 600 | 1500
0010282180 | AT_PROCESS | WSD11-111-DWAS-00206B-200-SS16 | C4B | 131242-WSD11-DR-P-6019.dgn | WSD11 | 111 | DWAS | 00206 | B | 200 | SS16 | PIPELINE : WSD11-111-DWAS-00206B-200-SS16 | AME B36.19M | 550 | PN16 |  |  |  | 219.1 | 8.18 |  | 30 | ROCKWOOL | 95 | 600 | 600 | 600 | 1500
0010308581 | AT_PROCESS | WSD11-111-DWAS-00206B-25-SS16 | C4B | 131242-WSD11-DR-P-6020.dgn | WSD11 | 111 | DWAS | 00206 | B | 25 | SS16 | PIPELINE : WSD11-111-DWAS-00206B-25-SS16 | AME B36.19M | 750 | PN16 |  |  |  | 33.4 | 3.38 |  | 30 | ROCKWOOL | 95 | 600 | 600 | 600 | 1500
0010308579 | AT_PROCESS | WSD11-111-DWAS-00206C-50-SS16 | C4B | 131242-WSD11-DR-P-6020.dgn | WSD11 | 111 | DWAS | 00206 | C | 50 | SS16 | PIPELINE : WSD11-111-DWAS-00206C-50-SS16 | AME B36.19M | 1500 | PN16 |  |  |  | 60.3 | 3.91 |  | 30 | ROCKWOOL | 95 | 600 | 600 | 600 | 1500
0010308579 | AT_PROCESS | WSD11-111-DWAS-00206C-50-SS16 | C4B | 131242-WSD11-DR-P-6020.dgn | WSD11 | 111 | DWAS | 00206 | C | 50 | SS16 | PIPELINE : WSD11-111-DWAS-00206C-50-SS16 | AME B36.19M | 1500 | PN16 |  |  |  | 60.3 | 3.91 |  | 30 | ROCKWOOL | 95 | 600 | 600 | 600 | 1500
0010292460 | AT_PROCESS | WSD11-111-DWAS-00206L-32-SS16 | C4B | 131242-WSD11-DR-P-6019.dgn | WSD11 | 111 | DWAS | 00206 | L | 32 | SS16 | PIPELINE : WSD11-111-DWAS-00206L-32-SS16 | AME B36.19M | 1500 | PN16 |  |  |  | 42.2 | 3.56 |  |  |  | 95 | 600 | 600 | 600 | 1500
0010282227 | AT_PROCESS | WSD11-111-DWAS-00207-200-SS16 | C4B | 131242-WSD11-DR-P-6020.dgn | WSD11 | 111 | DWAS | 00207 |  | 200 | SS16 | PIPELINE : WSD11-111-DWAS-00207-200-SS16 | AME B36.19M | 550 | PN16 | 9200 | 33000 | 46000 | 219.1 | 8.18 |  | 30 | ROCKWOOL | 95 | 600 | 600 | 600 | 1500
0010282284 | AT_PROCESS | WSD11-111-DWAS-00207A-25-SS16 | C4B | 131242-WSD11-DR-P-6020.dgn | WSD11 | 111 | DWAS | 00207 | A | 25 | SS16 | PIPELINE : WSD11-111-DWAS-00207A-25-SS16 | AME B36.19M | 550 | PN16 |  |  |  | 33.4 | 3.38 |  | 30 | ROCKWOOL | 95 | 600 | 600 | 600 | 1500
0010282265 | AT_PROCESS | WSD11-111-DWAS-00208-100-SS16 | C4B | 131242-WSD11-DR-P-6020.dgn | WSD11 | 111 | DWAS | 00208 |  | 100 | SS16 | PIPELINE : WSD11-111-DWAS-00208-100-SS16 | AME B36.19M | 750 | PN16 | 9200 | 33000 | 46000 | 114.3 | 6.02 |  | 30 | ROCKWOOL | 95 | 600 | 600 | 600 | 1500
0010282265 | AT_PROCESS | WSD11-111-DWAS-00208-100-SS16 | C4B | 131242-WSD11-DR-P-6020.dgn | WSD11 | 111 | DWAS | 00208 |  | 100 | SS16 | PIPELINE : WSD11-111-DWAS-00208-100-SS16 | AME B36.19M | 750 | PN16 | 9200 | 33000 | 46000 | 114.3 | 6.02 |  | 30 | ROCKWOOL | 95 | 600 | 600 | 600 | 1500
0010282265 | AT_PROCESS | WSD11-111-DWAS-00208-100-SS16 | C4B | 131242-WSD11-DR-P-6020.dgn | WSD11 | 111 | DWAS | 00208 |  | 100 | SS16 | PIPELINE : WSD11-111-DWAS-00208-100-SS16 | AME B36.19M | 750 | PN16 | 9200 | 33000 | 46000 | 114.3 | 6.02 |  | 30 | ROCKWOOL | 95 | 600 | 600 | 600 | 1500
0010308500 | AT_PROCESS | WSD11-111-DWAS-00208-150-SS16 | C4B | 131242-WSD11-DR-P-6019.dgn | WSD11 | 111 | DWAS | 00208 |  | 150 | SS16 | PIPELINE : WSD11-111-DWAS-00208-150-SS16 | AME B36.19M | 1500 | PN16 |  |  |  | 168.3 | 3.41 |  |  |  | 95 | 600 | 600 | 600 | 1500
0010282290 | AT_PROCESS | WSD11-111-DWAS-00208A-25-SS16 | C4B | 131242-WSD11-DR-P-6020.dgn | WSD11 | 111 | DWAS | 00208 | A | 25 | SS16 | PIPELINE : WSD11-111-DWAS-00208A-25-SS16 | AME B36.19M | 550 | PN16 |  |  |  | 33.4 | 3.38 |  | 30 | ROCKWOOL | 95 | 600 | 600 | 600 | 1500
0010308590 | AT_PROCESS | WSD11-111-DWAS-00208B-25-SS16 | C4B | 131242-WSD11-DR-P-6020.dgn | WSD11 | 111 | DWAS | 00208 | B | 25 | SS16 | PIPELINE : WSD11-111-DWAS-00208B-25-SS16 | AME B36.19M | 750 | PN16 |  |  |  | 33.4 | 3.38 |  | 30 | ROCKWOOL | 95 | 600 | 600 | 600 | 1500
0010308588 | AT_PROCESS | WSD11-111-DWAS-00208C-50-SS16 | C4B | 131242-WSD11-DR-P-6020.dgn | WSD11 | 111 | DWAS | 00208 | C | 50 | SS16 | PIPELINE : WSD11-111-DWAS-00208C-50-SS16 | AME B36.19M | 1500 | PN16 |  |  |  | 60.3 | 3.91 |  | 30 | ROCKWOOL | 95 | 600 | 600 | 600 | 1500
0010308588 | AT_PROCESS | WSD11-111-DWAS-00208C-50-SS16 | C4B | 131242-WSD11-DR-P-6020.dgn | WSD11 | 111 | DWAS | 00208 | C | 50 | SS16 | PIPELINE : WSD11-111-DWAS-00208C-50-SS16 | AME B36.19M | 1500 | PN16 |  |  |  | 60.3 | 3.91 |  | 30 | ROCKWOOL | 95 | 600 | 600 | 600 | 1500
0010282252 | AT_PROCESS | WSD11-111-DWAS-00209-100-SS16 | C4B | 131242-WSD11-DR-P-6020.dgn | WSD11 | 111 | DWAS | 00209 |  | 100 | SS16 | PIPELINE : WSD11-111-DWAS-00209-100-SS16 | AME B36.19M | 750 | PN16 | 9200 | 33000 | 46000 | 114.3 | 6.02 |  | 30 | ROCKWOOL | 95 | 600 | 600 | 600 | 1500
0010282377 | AT_PROCESS | WSD11-111-DWAS-00211-150-SS16 | C4B | 131242-WSD11-DR-P-6021.dgn | WSD11 | 111 | DWAS | 00211 |  | 150 | SS16 | PIPELINE : WSD11-111-DWAS-00211-150-SS16 | AME B36.19M | 750 | PN16 |  |  |  | 168.3 | 3.41 |  | 30 | ROCKWOOL | 95 | 600 | 600 | 600 | 1500
0010282377 | AT_PROCESS | WSD11-111-DWAS-00211-150-SS16 | C4B | 131242-WSD11-DR-P-6020.dgn | WSD11 | 111 | DWAS | 00211 |  | 150 | SS16 | PIPELINE : WSD11-111-DWAS-00211-150-SS16 | AME B36.19M | 750 | PN16 |  |  |  | 168.3 | 3.41 |  | 30 | ROCKWOOL | 95 | 600 | 600 | 600 | 1500
0010282496 | AT_PROCESS | WSD11-111-DWAS-00212-150-SS16 | C4B | 131242-WSD11-DR-P-6020.dgn | WSD11 | 111 | DWAS | 00212 |  | 150 | SS16 | PIPELINE : WSD11-111-DWAS-00212-150-SS16 | AME B36.19M | 750 | PN16 |  |  |  | 168.3 | 3.41 |  | 30 | ROCKWOOL | 95 | 250 | 250 | 250 | 1500
0010282496 | AT_PROCESS | WSD11-111-DWAS-00212-150-SS16 | C4B | 131242-WSD11-DR-P-6022.dgn | WSD11 | 111 | DWAS | 00212 |  | 150 | SS16 | PIPELINE : WSD11-111-DWAS-00212-150-SS16 | AME B36.19M | 750 | PN16 |  |  |  | 168.3 | 3.41 |  | 30 | ROCKWOOL | 95 | 250 | 250 | 250 | 1500
0010282527 | AT_PROCESS | WSD11-111-DWAS-00213-150-SS16 | C4B | 131242-WSD11-DR-P-6020.dgn | WSD11 | 111 | DWAS | 00213 |  | 150 | SS16 | PIPELINE : WSD11-111-DWAS-00213-150-SS16 | AME B36.19M | 750 | PN16 |  |  |  | 168.3 | 3.41 |  | 30 | ROCKWOOL | 95 | 600 | 600 | 600 | 1500
0010282527 | AT_PROCESS | WSD11-111-DWAS-00213-150-SS16 | C4B | 131242-WSD11-DR-P-6023.dgn | WSD11 | 111 | DWAS | 00213 |  | 150 | SS16 | PIPELINE : WSD11-111-DWAS-00213-150-SS16 | AME B36.19M | 750 | PN16 |  |  |  | 168.3 | 3.41 |  | 30 | ROCKWOOL | 95 | 600 | 600 | 600 | 1500
0010282617 | AT_PROCESS | WSD11-111-DWAS-00214-150-SS16 | C4B | 131242-WSD11-DR-P-6020.dgn | WSD11 | 111 | DWAS | 00214 |  | 150 | SS16 | PIPELINE : WSD11-111-DWAS-00214-150-SS16 | AME B36.19M | 750 | PN16 |  |  |  | 168.3 | 3.41 |  | 30 | ROCKWOOL | 95 | 600 | 600 | 600 | 1500
0010282617 | AT_PROCESS | WSD11-111-DWAS-00214-150-SS16 | C4B | 131242-WSD11-DR-P-6024.dgn | WSD11 | 111 | DWAS | 00214 |  | 150 | SS16 | PIPELINE : WSD11-111-DWAS-00214-150-SS16 | AME B36.19M | 750 | PN16 |  |  |  | 168.3 | 3.41 |  | 30 | ROCKWOOL | 95 | 600 | 600 | 600 | 1500
0010310175 | AT_PROCESS | WSD11-111-DWAS-00215-100-SS16 | C4B | 131242-WSD11-DR-P-6021.dgn | WSD11 | 111 | DWAS | 00215 |  | 100 | SS16 | PIPELINE : WSD11-111-DWAS-00215-100-SS16 | AME B36.19M | 1500 | PN25 |  |  |  | 114.3 | 6.02 |  | 30 | ROCKWOOL | 95 | 250 | 250 | 250 | 2250
0010282362 | AT_PROCESS | WSD11-111-DWAS-00215-150-SS16 | C4B | 131242-WSD11-DR-P-6021.dgn | WSD11 | 111 | DWAS | 00215 |  | 150 | SS16 | PIPELINE : WSD11-111-DWAS-00215-150-SS16 | AME B36.19M | 1200 | PN25 | 20400 | 20400 | 20400 | 168.3 | 7.12 |  | 30 | ROCKWOOL | 95 | 250 | 250 | 250 | 2400
0010282364 | AT_PROCESS | WSD11-111-DWAS-00215A-25-SS16 | C4B | 131242-WSD11-DR-P-6021.dgn | WSD11 | 111 | DWAS | 00215 | A | 25 | SS16 | PIPELINE : WSD11-111-DWAS-00215A-25-SS16 | AME B36.19M | 1200 | PN25 |  |  |  | 33.4 | 3.38 |  | 30 | ROCKWOOL | 95 | 250 | 250 | 250 | 2400
0010282396 | AT_PROCESS | WSD11-111-DWAS-00215B-100-SS16 | C4B | 131242-WSD11-DR-P-6021.dgn | WSD11 | 111 | DWAS | 00215 | B | 100 | SS16 | PIPELINE : WSD11-111-DWAS-00215B-100-SS16 | AME B36.19M | 1250 | PN25 |  |  |  | 114.3 | 6.02 |  | 30 | ROCKWOOL | 165 | 600 | 600 | 600 | 1875
0010308604 | AT_PROCESS | WSD11-111-DWAS-00216-100-SS16 | C4B | 131242-WSD11-DR-P-6022.dgn | WSD11 | 111 | DWAS | 00216 |  | 100 | SS16 | PIPELINE : WSD11-111-DWAS-00216-100-SS16 | AME B36.19M | 1500 | PN25 |  |  |  | 114.3 | 6.02 |  | 30 | ROCKWOOL | 95 | 250 | 250 | 250 | 2250
0010282439 | AT_PROCESS | WSD11-111-DWAS-00216-150-SS16 | C4B | 131242-WSD11-DR-P-6022.dgn | WSD11 | 111 | DWAS | 00216 |  | 150 | SS16 | PIPELINE : WSD11-111-DWAS-00216-150-SS16 | AME B36.19M | 1200 | PN25 | 20400 | 20400 | 20400 | 168.3 | 7.12 |  | 30 | ROCKWOOL | 95 | 250 | 250 | 250 | 2400
0010282436 | AT_PROCESS | WSD11-111-DWAS-00216A-25-SS16 | C4B | 131242-WSD11-DR-P-6022.dgn | WSD11 | 111 | DWAS | 00216 | A | 25 | SS16 | PIPELINE : WSD11-111-DWAS-00216A-25-SS16 | AME B36.19M | 1200 | PN25 |  |  |  | 33.4 | 3.38 |  | 30 | ROCKWOOL | 95 | 250 | 250 | 250 | 2400
0010282458 | AT_PROCESS | WSD11-111-DWAS-00216B-100-SS16 | C4B | 131242-WSD11-DR-P-6022.dgn | WSD11 | 111 | DWAS | 00216 | B | 100 | SS16 | PIPELINE : WSD11-111-DWAS-00216B-100-SS16 | AME B36.19M | 1500 | PN25 |  |  |  | 114.3 | 6.02 |  | 30 | ROCKWOOL | 165 | 600 | 600 | 600 | 1875
0010308639 | AT_PROCESS | WSD11-111-DWAS-00217-100-SS16 | C4B | 131242-WSD11-DR-P-6023.dgn | WSD11 | 111 | DWAS | 00217 |  | 100 | SS16 | PIPELINE : WSD11-111-DWAS-00217-100-SS16 | AME B36.19M | 1500 | PN25 |  |  |  | 114.3 | 6.02 |  | 30 | ROCKWOOL | 95 | 250 | 250 | 250 | 2250
0010282538 | AT_PROCESS | WSD11-111-DWAS-00217-150-SS16 | C4B | 131242-WSD11-DR-P-6023.dgn | WSD11 | 111 | DWAS | 00217 |  | 150 | SS16 | PIPELINE : WSD11-111-DWAS-00217-150-SS16 | AME B36.19M | 1200 | PN25 | 20400 | 20400 | 20400 | 168.3 | 7.12 |  | 30 | ROCKWOOL | 95 | 250 | 250 | 250 | 2400
0010282572 | AT_PROCESS | WSD11-111-DWAS-00217A-25-SS16 | C4B | 131242-WSD11-DR-P-6023.dgn | WSD11 | 111 | DWAS | 00217 | A | 25 | SS16 | PIPELINE : WSD11-111-DWAS-00217A-25-SS16 | AME B36.19M | 1200 | PN25 |  |  |  | 33.4 | 3.38 |  | 30 | ROCKWOOL | 95 | 250 | 250 | 250 | 2400
0010282581 | AT_PROCESS | WSD11-111-DWAS-00217B-100-SS16 | C4B | 131242-WSD11-DR-P-6023.dgn | WSD11 | 111 | DWAS | 00217 | B | 100 | SS16 | PIPELINE : WSD11-111-DWAS-00217B-100-SS16 | AME B36.19M | 1250 | PN25 |  |  |  | 114.3 | 6.02 |  | 30 | ROCKWOOL | 165 | 600 | 600 | 600 | 1875
0010308655 | AT_PROCESS | WSD11-111-DWAS-00218-100-SS16 | C4B | 131242-WSD11-DR-P-6024.dgn | WSD11 | 111 | DWAS | 00218 |  | 100 | SS16 | PIPELINE : WSD11-111-DWAS-00218-100-SS16 | AME B36.19M | 1500 | PN25 |  |  |  | 114.3 | 6.02 |  | 30 | ROCKWOOL | 95 | 250 | 250 | 250 | 2250
0010282666 | AT_PROCESS | WSD11-111-DWAS-00218-150-SS16 | C4B | 131242-WSD11-DR-P-6024.dgn | WSD11 | 111 | DWAS | 00218 |  | 150 | SS16 | PIPELINE : WSD11-111-DWAS-00218-150-SS16 | AME B36.19M | 1200 | PN25 | 20400 | 20400 | 20400 | 168.3 | 7.12 |  | 30 | ROCKWOOL | 95 | 250 | 250 | 250 | 2400
0010282667 | AT_PROCESS | WSD11-111-DWAS-00218A-25-SS16 | C4B | 131242-WSD11-DR-P-6024.dgn | WSD11 | 111 | DWAS | 00218 | A | 25 | SS16 | PIPELINE : WSD11-111-DWAS-00218A-25-SS16 | AME B36.19M | 1200 | PN25 |  |  |  | 33.4 | 3.38 |  | 30 | ROCKWOOL | 95 | 250 | 250 | 250 | 2400
0010282632 | AT_PROCESS | WSD11-111-DWAS-00218B-100-SS16 | C4B | 131242-WSD11-DR-P-6024.dgn | WSD11 | 111 | DWAS | 00218 | B | 100 | SS16 | PIPELINE : WSD11-111-DWAS-00218B-100-SS16 | AME B36.19M | 1250 | PN25 |  |  |  | 114.3 | 6.02 |  | 30 | ROCKWOOL | 165 | 600 | 600 | 600 | 1875
0010308582 | AT_PROCESS | WSD11-111-DWAS-00220-150-SS16 | C4B | 131242-WSD11-DR-P-6020.dgn | WSD11 | 111 | DWAS | 00220 |  | 150 | SS16 | PIPELINE : WSD11-111-DWAS-00220-150-SS16 | AME B36.19M | 1500 | PN16 |  |  |  | 168.3 | 3.41 |  | 30 | ROCKWOOL | 95 | 600 | 600 | 600 | 1500
0010274260 | AT_PROCESS | WSD11-111-DWAS-01001A-50-SS16 | C4B | 131242-WSD11-DR-P-6000.dgn | WSD11 | 111 | DWAS | 01001 | A | 50 | SS16 | PIPELINE : WSD11-111-DWAS-01001A-50-SS16 | AME B36.19M | 1200 | PN25 |  |  |  | 60.3 | 3.91 |  |  |  | 25 | 1000 | 1000 | 1200 | 1800
0010274268 | AT_PROCESS | WSD11-111-DWAS-01001B-50-SS16 | C4B | 131242-WSD11-DR-P-6000.dgn | WSD11 | 111 | DWAS | 01001 | B | 50 | SS16 | PIPELINE : WSD11-111-DWAS-01001B-50-SS16 | AME B36.19M | 1200 | PN25 |  |  |  | 60.3 | 3.91 |  |  |  | 25 | 1000 | 1000 | 1200 | 1800
0010274279 | AT_PROCESS | WSD11-111-DWAS-01001C-50-SS16 | C4B | 131242-WSD11-DR-P-6000.dgn | WSD11 | 111 | DWAS | 01001 | C | 50 | SS16 | PIPELINE : WSD11-111-DWAS-01001C-50-SS16 | AME B36.19M | 1200 | PN25 |  |  |  | 60.3 | 3.91 |  |  |  | 25 | 1000 | 1000 | 1200 | 1800
0010274287 | AT_PROCESS | WSD11-111-DWAS-01001D-50-SS16 | C4B | 131242-WSD11-DR-P-6000.dgn | WSD11 | 111 | DWAS | 01001 | D | 50 | SS16 | PIPELINE : WSD11-111-DWAS-01001D-50-SS16 | AME B36.19M | 1200 | PN25 |  |  |  | 60.3 | 3.91 |  |  |  | 25 | 1000 | 1000 | 1200 | 1800
0010281530 | AT_PROCESS | WSD11-111-FA-00001-80-SS16 | C4B | 131242-WSD11-DR-P-6400.dgn | WSD11 | 111 | FA | 00001 |  | 80 | SS16 | PIPELINE : WSD11-111-FA-00001-80-SS16 | AME B36.19M | 900 | PN16 | 420 | 420 | 420 | 88.9 | 3.05 |  |  |  | 50 | 300 | 300 | 300 | 1500
0010297988 | AT_PROCESS | WSD11-111-FA-00002-80-SS16 | C4B | 131242-WSD11-DR-P-6400.dgn | WSD11 | 111 | FA | 00002 |  | 80 | SS16 | PIPELINE : WSD11-111-FA-00002-80-SS16 | AME B36.19M | 900 | PN16 | 420 | 420 | 420 | 88.9 | 3.05 |  |  |  | 50 | 300 | 300 | 300 | 1500
0010297989 | AT_PROCESS | WSD11-111-FA-00003-80-SS16 | C4B | 131242-WSD11-DR-P-6400.dgn | WSD11 | 111 | FA | 00003 |  | 80 | SS16 | PIPELINE : WSD11-111-FA-00003-80-SS16 | AME B36.19M | 900 | PN16 | 420 | 420 | 420 | 88.9 | 3.05 |  |  |  | 50 | 300 | 300 | 300 | 1500
0010297975 | AT_PROCESS | WSD11-111-FA-00004-50-SS16 | C4B | 131242-WSD11-DR-P-6400.dgn | WSD11 | 111 | FA | 00004 |  | 50 | SS16 | PIPELINE : WSD11-111-FA-00004-50-SS16 | AME B36.19M | 900 | PN16 | 420 | 420 | 420 | 60.3 | 3.91 |  |  |  | 50 | 200 | 320 | 350 | 1500
0010297975 | AT_PROCESS | WSD11-111-FA-00004-50-SS16 | C4B | 131242-WSD11-DR-P-6400.dgn | WSD11 | 111 | FA | 00004 |  | 50 | SS16 | PIPELINE : WSD11-111-FA-00004-50-SS16 | AME B36.19M | 900 | PN16 | 420 | 420 | 420 | 60.3 | 3.91 |  |  |  | 50 | 200 | 320 | 350 | 1500
0010297982 | AT_PROCESS | WSD11-111-FA-00005-50-SS16 | C4B | 131242-WSD11-DR-P-6400.dgn | WSD11 | 111 | FA | 00005 |  | 50 | SS16 | PIPELINE : WSD11-111-FA-00005-50-SS16 | AME B36.19M | 900 | PN16 | 420 | 420 | 420 | 60.3 | 3.91 |  |  |  | 50 | 200 | 320 | 350 | 1500
0010297982 | AT_PROCESS | WSD11-111-FA-00005-50-SS16 | C4B | 131242-WSD11-DR-P-6400.dgn | WSD11 | 111 | FA | 00005 |  | 50 | SS16 | PIPELINE : WSD11-111-FA-00005-50-SS16 | AME B36.19M | 900 | PN16 | 420 | 420 | 420 | 60.3 | 3.91 |  |  |  | 50 | 200 | 320 | 350 | 1500
0010281480 | AT_PROCESS | WSD11-111-FA-00101-50-SS16 | C4B | 131242-WSD11-DR-P-6010.dgn | WSD11 | 111 | FA | 00101 |  | 50 | SS16 | PIPELINE : WSD11-111-FA-00101-50-SS16 | AME B36.19M | 900 | PN16 | 42000 | 42000 | 42000 | 60.3 | 3.91 |  |  |  | 50 | 200 | 320 | 350 | 1500
0010281480 | AT_PROCESS | WSD11-111-FA-00101-50-SS16 | C4B | 131242-WSD11-DR-P-6010.dgn | WSD11 | 111 | FA | 00101 |  | 50 | SS16 | PIPELINE : WSD11-111-FA-00101-50-SS16 | AME B36.19M | 900 | PN16 | 42000 | 42000 | 42000 | 60.3 | 3.91 |  |  |  | 50 | 200 | 320 | 350 | 1500
0010281480 | AT_PROCESS | WSD11-111-FA-00101-50-SS16 | C4B | 131242-WSD11-DR-P-6400.dgn | WSD11 | 111 | FA | 00101 |  | 50 | SS16 | PIPELINE : WSD11-111-FA-00101-50-SS16 | AME B36.19M | 900 | PN16 | 42000 | 42000 | 42000 | 60.3 | 3.91 |  |  |  | 50 | 200 | 320 | 350 | 1500
0010334883 | AT_PROCESS | WSD11-111-FA-00101-80-SS16 | C4B | 131242-WSD11-DR-P-6400.dgn | WSD11 | 111 | FA | 00101 |  | 80 | SS16 | PIPELINE : WSD11-111-FA-00101-80-SS16 | AME B36.19M | 900 | PN16 | 420 | 420 | 420 | 60.3 | 3.91 |  |  |  | 50 | 200 | 320 | 350 | 1500
0010307996 | AT_PROCESS | WSD11-111-FA-00101A-50-SS16 | C4B | 131242-WSD11-DR-P-6010.dgn | WSD11 | 111 | FA | 00101 | A | 50 | SS16 | PIPELINE : WSD11-111-FA-00101A-50-SS16 | AME B36.19M | 1000 | PN16 |  |  |  | 21.3 | 2.77 |  |  |  | 50 | 200 | 320 | 350 | 1500
0010277498 | AT_PROCESS | WSD11-111-FA-00103-50-SS16 | C4B | 131242-WSD11-DR-P-6010.dgn | WSD11 | 111 | FA | 00103 |  | 50 | SS16 | PIPELINE : WSD11-111-FA-00103-50-SS16 | AME B36.19M | 900 | PN16 |  |  |  | 60.3 | 3.91 |  |  |  | 50 | 200 | 200 | 200 | 1500
0010333322 | AT_PROCESS | WSD11-111-FA-00112-100-SS16 | C4B | 131242-WSD11-DR-P-6001.dgn | WSD11 | 111 | FA | 00112 |  | 100 | SS16 | PIPELINE : WSD11-111-FA-00112-100-SS16 | AME B36.19M | 1000 | PN16 |  |  |  | 114.3 | 3.05 |  |  |  | 95 | 100 | 100 | 100 | 1500
0010274456 | AT_PROCESS | WSD11-111-FA-00112-80-SS16 | C4B | 131242-WSD11-DR-P-6001.dgn | WSD11 | 111 | FA | 00112 |  | 80 | SS16 | PIPELINE : WSD11-111-FA-00112-80-SS16 | AME B36.19M | 550 | PN16 |  |  |  | 88.9 | 3.05 |  |  |  | 95 | 100 | 100 | 100 | 725
0010274456 | AT_PROCESS | WSD11-111-FA-00112-80-SS16 | C4B | 131242-WSD11-DR-P-6009.dgn | WSD11 | 111 | FA | 00112 |  | 80 | SS16 | PIPELINE : WSD11-111-FA-00112-80-SS16 | AME B36.19M | 550 | PN16 |  |  |  | 88.9 | 3.05 |  |  |  | 95 | 100 | 100 | 100 | 725
0010278947 | AT_PROCESS | WSD11-111-FA-00112B-25-SS16 | C4B | 131242-WSD11-DR-P-6001.dgn | WSD11 | 111 | FA | 00112 | B | 25 | SS16 | PIPELINE : WSD11-111-FA-00112B-25-SS16 | AME B36.19M | 1000 | PN16 |  |  |  | 33.4 | 3.38 |  |  |  | 95 | 100 | 100 | 100 | 1500
0010277406 | AT_PROCESS | WSD11-111-FA-00117-50-SS16 | C4B | 131242-WSD11-DR-P-6009.dgn | WSD11 | 111 | FA | 00117 |  | 50 | SS16 | PIPELINE : WSD11-111-FA-00117-50-SS16 | AME B36.19M | 550 | PN16 | 30 | 30 | 30 | 60.3 | 3.91 |  |  |  | 55 | 100 | 100 | 100 | 725
0010277406 | AT_PROCESS | WSD11-111-FA-00117-50-SS16 | C4B | 131242-WSD11-DR-P-6010.dgn | WSD11 | 111 | FA | 00117 |  | 50 | SS16 | PIPELINE : WSD11-111-FA-00117-50-SS16 | AME B36.19M | 550 | PN16 | 30 | 30 | 30 | 60.3 | 3.91 |  |  |  | 55 | 100 | 100 | 100 | 725
0010277406 | AT_PROCESS | WSD11-111-FA-00117-50-SS16 | C4B | 131242-WSD11-DR-P-6010.dgn | WSD11 | 111 | FA | 00117 |  | 50 | SS16 | PIPELINE : WSD11-111-FA-00117-50-SS16 | AME B36.19M | 550 | PN16 | 30 | 30 | 30 | 60.3 | 3.91 |  |  |  | 55 | 100 | 100 | 100 | 725
0010333362 | AT_PROCESS | WSD11-111-FA-00117-80-SS16 | C4B | 131242-WSD11-DR-P-6009.dgn | WSD11 | 111 | FA | 00117 |  | 80 | SS16 | PIPELINE : WSD11-111-FA-00117-80-SS16 | AME B36.19M | 550 | PN16 |  |  |  | 88.9 | 3.05 |  |  |  | 55 | 100 | 100 | 100 | 725
0010277430 | AT_PROCESS | WSD11-111-FA-00117A-25-SS16 | C4B | 131242-WSD11-DR-P-6009.dgn | WSD11 | 111 | FA | 00117 | A | 25 | SS16 | PIPELINE : WSD11-111-FA-00117A-25-SS16 | AME B36.19M | 550 | PN16 |  |  |  | 33.4 | 3.38 |  |  |  | 55 | 100 | 100 | 100 | 725
0010277489 | AT_PROCESS | WSD11-111-FA-00117B-50-SS16 | C4B | 131242-WSD11-DR-P-6010.dgn | WSD11 | 111 | FA | 00117 | B | 50 | SS16 | PIPELINE : WSD11-111-FA-00117B-50-SS16 | AME B36.19M | 550 | PN16 |  |  |  | 21.3 | 2.77 |  |  |  | 55 | 100 | 100 | 100 | 1500
0010277538 | AT_PROCESS | WSD11-111-FA-00117C-25-SS16 | C4B | 131242-WSD11-DR-P-6010.dgn | WSD11 | 111 | FA | 00117 | C | 25 | SS16 | PIPELINE : WSD11-111-FA-00117C-25-SS16 | AME B36.19M | 1000 | PN16 |  |  |  | 33.4 | 3.38 |  |  |  | 50 | 200 | 200 | 200 | 1500
0010277541 | AT_PROCESS | WSD11-111-FA-00117D-25-SS16 | C4B | 131242-WSD11-DR-P-6010.dgn | WSD11 | 111 | FA | 00117 | D | 25 | SS16 | PIPELINE : WSD11-111-FA-00117D-25-SS16 | AME B36.19M | 900 | PN16 |  |  |  | 33.4 | 3.38 |  |  |  | 50 | 200 | 200 | 200 | 1500
0010277547 | AT_PROCESS | WSD11-111-FA-00119-65-SS16 | C4B | 131242-WSD11-DR-P-6010.dgn | WSD11 | 111 | FA | 00119 |  | 65 | SS16 | PIPELINE : WSD11-111-FA-00119-65-SS16 | AME B36.19M | 900 | PN16 |  |  |  | 73 | 5.16 |  |  |  | 50 | 50 | 200 | 200 | 1500
0010277492 | AT_PROCESS | WSD11-111-FA-00120-80-SS16 | C4B | 131242-WSD11-DR-P-6010.dgn | WSD11 | 111 | FA | 00120 |  | 80 | SS16 | PIPELINE : WSD11-111-FA-00120-80-SS16 | AME B36.19M | 900 | PN16 | 42000 | 42000 | 42000 | 88.9 | 3.05 |  |  |  | 50 | 200 | 200 | 200 | 1500
0010277509 | AT_PROCESS | WSD11-111-FA-00120A-25-SS16 | C4B | 131242-WSD11-DR-P-6010.dgn | WSD11 | 111 | FA | 00120 | A | 25 | SS16 | PIPELINE : WSD11-111-FA-00120A-25-SS16 | AME B36.19M | 1000 | PN16 |  |  |  | 33.4 | 3.38 |  |  |  | 50 | 200 | 200 | 200 | 1500
0010308000 | AT_PROCESS | WSD11-111-FA-00120B-50-SS16 | C4B | 131242-WSD11-DR-P-6010.dgn | WSD11 | 111 | FA | 00120 | B | 50 | SS16 | PIPELINE : WSD11-111-FA-00120B-50-SS16 | AME B36.19M | 1000 | PN16 |  |  |  | 21.3 | 2.77 |  |  |  | 50 | 200 | 200 | 200 | 1500
0010277501 | AT_PROCESS | WSD11-111-FA-00121-80-SS16 | C4B | 131242-WSD11-DR-P-6010.dgn | WSD11 | 111 | FA | 00121 |  | 80 | SS16 | PIPELINE : WSD11-111-FA-00121-80-SS16 | AME B36.19M | 900 | PN16 | 42000 | 42000 | 42000 | 88.9 | 3.05 |  |  |  | 50 | 200 | 200 | 200 | 1500
0010277506 | AT_PROCESS | WSD11-111-FA-00121A-25-SS16 | C4B | 131242-WSD11-DR-P-6010.dgn | WSD11 | 111 | FA | 00121 | A | 25 | SS16 | PIPELINE : WSD11-111-FA-00121A-25-SS16 | AME B36.19M | 1000 | PN16 |  |  |  | 33.4 | 3.38 |  |  |  | 50 | 200 | 200 | 200 | 1500
0010277511 | AT_PROCESS | WSD11-111-FA-00122-50-SS16 | C4B | 131242-WSD11-DR-P-6010.dgn | WSD11 | 111 | FA | 00122 |  | 50 | SS16 | PIPELINE : WSD11-111-FA-00122-50-SS16 | AME B36.19M | 900 | PN16 | 42000 | 42000 | 42000 | 60.3 | 3.91 |  |  |  | 50 | 200 | 500 | 200 | 1500
0010277516 | AT_PROCESS | WSD11-111-FA-00122A-25-SS16 | C4B | 131242-WSD11-DR-P-6010.dgn | WSD11 | 111 | FA | 00122 | A | 25 | SS16 | PIPELINE : WSD11-111-FA-00122A-25-SS16 | AME B36.19M | 900 | PN16 |  |  |  | 33.4 | 3.38 |  |  |  | 50 | 200 | 320 | 350 | 1500
0010277514 | AT_PROCESS | WSD11-111-FA-00123-50-SS16 | C4B | 131242-WSD11-DR-P-6010.dgn | WSD11 | 111 | FA | 00123 |  | 50 | SS16 | PIPELINE : WSD11-111-FA-00123-50-SS16 | AME B36.19M | 900 | PN16 | 42000 | 42000 | 42000 | 60.3 | 3.91 |  |  |  | 50 | 200 | 320 | 350 | 1500
0010307997 | AT_PROCESS | WSD11-111-FA-00123-65-SS16 | C4B | 131242-WSD11-DR-P-6010.dgn | WSD11 | 111 | FA | 00123 |  | 65 | SS16 | PIPELINE : WSD11-111-FA-00123-65-SS16 | AME B36.19M | 1000 | PN16 | 42000 | 42000 | 42000 | 73 | 5.16 |  |  |  | 50 | 200 | 320 | 350 | 1500
0010277520 | AT_PROCESS | WSD11-111-FA-00123A-25-SS16 | C4B | 131242-WSD11-DR-P-6010.dgn | WSD11 | 111 | FA | 00123 | A | 25 | SS16 | PIPELINE : WSD11-111-FA-00123A-25-SS16 | AME B36.19M | 1000 | PN16 |  |  |  | 33.4 | 3.38 |  |  |  | 50 | 200 | 320 | 350 | 1500
0010307993 | AT_PROCESS | WSD11-111-FA-00125B-50-SS16 | C4B | 131242-WSD11-DR-P-6010.dgn | WSD11 | 111 | FA | 00125 | B | 50 | SS16 | PIPELINE : WSD11-111-FA-00125B-50-SS16 | AME B36.19M | 1000 | PN16 |  |  |  | 21.3 | 2.77 |  |  |  | 50 | 200 | 320 | 350 | 1500
0010277477 | AT_PROCESS | WSD11-111-FA-00126-50-SS16 | C4B | 131242-WSD11-DR-P-6010.dgn | WSD11 | 111 | FA | 00126 |  | 50 | SS16 | PIPELINE : WSD11-111-FA-00126-50-SS16 | AME B36.19M | 300 | PN16 | 3500 | 3500 | 3500 | 21.3 | 2.77 |  |  |  | 50 | 200 | 320 | 350 | 1500
0010277477 | AT_PROCESS | WSD11-111-FA-00126-50-SS16 | C4B | 131242-WSD11-DR-P-6014.dgn | WSD11 | 111 | FA | 00126 |  | 50 | SS16 | PIPELINE : WSD11-111-FA-00126-50-SS16 | AME B36.19M | 300 | PN16 | 3500 | 3500 | 3500 | 21.3 | 2.77 |  |  |  | 50 | 200 | 320 | 350 | 1500
0010277477 | AT_PROCESS | WSD11-111-FA-00126-50-SS16 | C4B | 131242-WSD11-DR-P-6010.dgn | WSD11 | 111 | FA | 00126 |  | 50 | SS16 | PIPELINE : WSD11-111-FA-00126-50-SS16 | AME B36.19M | 300 | PN16 | 3500 | 3500 | 3500 | 21.3 | 2.77 |  |  |  | 50 | 200 | 320 | 350 | 1500
0010282987 | AT_PROCESS | WSD11-111-FA-00201-50-SS16 | C4B | 131242-WSD11-DR-P-6028.dgn | WSD11 | 111 | FA | 00201 |  | 50 | SS16 | PIPELINE : WSD11-111-FA-00201-50-SS16 | AME B36.19M | 900 | PN16 | 500 | 500 | 420 | 60.3 | 3.91 |  |  |  | 55 | 200 | 320 | 350 | 1500
0010282987 | AT_PROCESS | WSD11-111-FA-00201-50-SS16 | C4B | 131242-WSD11-DR-P-6400.dgn | WSD11 | 111 | FA | 00201 |  | 50 | SS16 | PIPELINE : WSD11-111-FA-00201-50-SS16 | AME B36.19M | 900 | PN16 | 500 | 500 | 420 | 60.3 | 3.91 |  |  |  | 55 | 200 | 320 | 350 | 1500
0010282987 | AT_PROCESS | WSD11-111-FA-00201-50-SS16 | C4B | 131242-WSD11-DR-P-6028.dgn | WSD11 | 111 | FA | 00201 |  | 50 | SS16 | PIPELINE : WSD11-111-FA-00201-50-SS16 | AME B36.19M | 900 | PN16 | 500 | 500 | 420 | 60.3 | 3.91 |  |  |  | 55 | 200 | 320 | 350 | 1500
0010334885 | AT_PROCESS | WSD11-111-FA-00201-80-SS16 | C4B | 131242-WSD11-DR-P-6400.dgn | WSD11 | 111 | FA | 00201 |  | 80 | SS16 | PIPELINE : WSD11-111-FA-00201-80-SS16 | AME B36.19M | 900 | PN16 | 420 | 420 | 420 | 60.3 | 3.91 |  |  |  | 55 | 200 | 320 | 350 | 1500
0010308738 | AT_PROCESS | WSD11-111-FA-00201A-50-SS16 | C4B | 131242-WSD11-DR-P-6028.dgn | WSD11 | 111 | FA | 00201 | A | 50 | SS16 | PIPELINE : WSD11-111-FA-00201A-50-SS16 | AME B36.19M | 1000 | PN16 |  |  |  | 21.3 | 2.77 |  |  |  | 50 | 200 | 320 | 350 | 1500
0010283058 | AT_PROCESS | WSD11-111-FA-00203-50-SS16 | C4B | 131242-WSD11-DR-P-6028.dgn | WSD11 | 111 | FA | 00203 |  | 50 | SS16 | PIPELINE : WSD11-111-FA-00203-50-SS16 | AME B36.19M | 900 | PN16 |  |  |  | 60.3 | 3.91 |  |  |  | 50 | 200 | 200 | 200 | 1500
0010308507 | AT_PROCESS | WSD11-111-FA-00212-100-SS16 | C4B | 131242-WSD11-DR-P-6019.dgn | WSD11 | 111 | FA | 00212 |  | 100 | SS16 | PIPELINE : WSD11-111-FA-00212-100-SS16 | AME B36.19M | 1000 | PN16 |  |  |  | 114.3 | 3.05 |  |  |  | 95 | 100 | 100 | 100 | 1500
0010282918 | AT_PROCESS | WSD11-111-FA-00212-80-SS16 | C4B | 131242-WSD11-DR-P-6019.dgn | WSD11 | 111 | FA | 00212 |  | 80 | SS16 | PIPELINE : WSD11-111-FA-00212-80-SS16 | AME B36.19M | 550 | PN16 |  |  |  | 88.9 | 3.05 |  |  |  | 95 | 100 | 100 | 100 | 725
0010282918 | AT_PROCESS | WSD11-111-FA-00212-80-SS16 | C4B | 131242-WSD11-DR-P-6027.dgn | WSD11 | 111 | FA | 00212 |  | 80 | SS16 | PIPELINE : WSD11-111-FA-00212-80-SS16 | AME B36.19M | 550 | PN16 |  |  |  | 88.9 | 3.05 |  |  |  | 95 | 100 | 100 | 100 | 725
0010334399 | AT_PROCESS | WSD11-111-FA-00212B-25-SS16 | C4B | 131242-WSD11-DR-P-6019.dgn | WSD11 | 111 | FA | 00212 | B | 25 | SS16 | PIPELINE : WSD11-111-FA-00212B-25-SS16 | AME B36.19M | 1000 | PN16 |  |  |  | 33.4 | 3.38 |  |  |  | 95 | 100 | 100 | 100 | 1500
0010333591 | AT_PROCESS | WSD11-111-FA-00217-50-SS16 | C4B | 131242-WSD11-DR-P-6028.dgn | WSD11 | 111 | FA | 00217 |  | 50 | SS16 | PIPELINE : WSD11-111-FA-00217-50-SS16 | AME B36.19M | 550 | PN16 | 30 | 30 | 30 | 60.3 | 3.91 |  |  |  | 30 | 100 | 100 | 100 | 725
0010333591 | AT_PROCESS | WSD11-111-FA-00217-50-SS16 | C4B | 131242-WSD11-DR-P-6027.dgn | WSD11 | 111 | FA | 00217 |  | 50 | SS16 | PIPELINE : WSD11-111-FA-00217-50-SS16 | AME B36.19M | 550 | PN16 | 30 | 30 | 30 | 60.3 | 3.91 |  |  |  | 30 | 100 | 100 | 100 | 725
0010333591 | AT_PROCESS | WSD11-111-FA-00217-50-SS16 | C4B | 131242-WSD11-DR-P-6028.dgn | WSD11 | 111 | FA | 00217 |  | 50 | SS16 | PIPELINE : WSD11-111-FA-00217-50-SS16 | AME B36.19M | 550 | PN16 | 30 | 30 | 30 | 60.3 | 3.91 |  |  |  | 30 | 100 | 100 | 100 | 725
0010282984 | AT_PROCESS | WSD11-111-FA-00217-80-SS16 | C4B | 131242-WSD11-DR-P-6027.dgn | WSD11 | 111 | FA | 00217 |  | 80 | SS16 | PIPELINE : WSD11-111-FA-00217-80-SS16 | AME B36.19M | 550 | PN16 | 30 | 30 | 30 | 60.3 | 3.91 |  |  |  | 55 | 100 | 100 | 100 | 725
0010300850 | AT_PROCESS | WSD11-111-FA-00217A-25-SS16 | C4B | 131242-WSD11-DR-P-6027.dgn | WSD11 | 111 | FA | 00217 | A | 25 | SS16 | PIPELINE : WSD11-111-FA-00217A-25-SS16 | AME B36.19M | 550 | PN16 |  |  |  | 33.4 | 3.38 |  |  |  | 55 | 100 | 100 | 100 | 725
0010308744 | AT_PROCESS | WSD11-111-FA-00217B-50-SS16 | C4B | 131242-WSD11-DR-P-6028.dgn | WSD11 | 111 | FA | 00217 | B | 50 | SS16 | PIPELINE : WSD11-111-FA-00217B-50-SS16 | AME B36.19M | 1000 | PN16 |  |  |  | 21.3 | 2.77 |  |  |  | 50 | 200 | 200 | 200 | 1500
0010283064 | AT_PROCESS | WSD11-111-FA-00217C-25-SS16 | C4B | 131242-WSD11-DR-P-6028.dgn | WSD11 | 111 | FA | 00217 | C | 25 | SS16 | PIPELINE : WSD11-111-FA-00217C-25-SS16 | AME B36.19M | 900 | PN16 |  |  |  | 33.4 | 3.38 |  |  |  | 50 | 200 | 200 | 200 | 1500
0010283067 | AT_PROCESS | WSD11-111-FA-00217D-25-SS16 | C4B | 131242-WSD11-DR-P-6028.dgn | WSD11 | 111 | FA | 00217 | D | 25 | SS16 | PIPELINE : WSD11-111-FA-00217D-25-SS16 | AME B36.19M | 900 | PN16 |  |  |  | 33.4 | 3.38 |  |  |  | 50 | 200 | 200 | 200 | 1500
0010283056 | AT_PROCESS | WSD11-111-FA-00219-65-SS16 | C4B | 131242-WSD11-DR-P-6028.dgn | WSD11 | 111 | FA | 00219 |  | 65 | SS16 | PIPELINE : WSD11-111-FA-00219-65-SS16 | AME B36.19M | 1000 | PN16 |  |  |  | 73 | 5.16 |  |  |  | 50 | 200 | 200 | 200 | 1500
0010283029 | AT_PROCESS | WSD11-111-FA-00220-80-SS16 | C4B | 131242-WSD11-DR-P-6028.dgn | WSD11 | 111 | FA | 00220 |  | 80 | SS16 | PIPELINE : WSD11-111-FA-00220-80-SS16 | AME B36.19M | 900 | PN16 | 42000 | 42000 | 42000 | 88.9 | 3.05 |  |  |  | 50 | 200 | 200 | 200 | 1500
0010283032 | AT_PROCESS | WSD11-111-FA-00220A-25-SS16 | C4B | 131242-WSD11-DR-P-6028.dgn | WSD11 | 111 | FA | 00220 | A | 25 | SS16 | PIPELINE : WSD11-111-FA-00220A-25-SS16 | AME B36.19M | 900 | PN16 |  |  |  | 33.4 | 3.38 |  |  |  | 50 | 200 | 200 | 200 | 1500
0010308740 | AT_PROCESS | WSD11-111-FA-00220B-50-SS16 | C4B | 131242-WSD11-DR-P-6028.dgn | WSD11 | 111 | FA | 00220 | B | 50 | SS16 | PIPELINE : WSD11-111-FA-00220B-50-SS16 | AME B36.19M | 1000 | PN16 |  |  |  | 21.3 | 2.77 |  |  |  | 50 | 200 | 200 | 200 | 1500
0010283034 | AT_PROCESS | WSD11-111-FA-00221-80-SS16 | C4B | 131242-WSD11-DR-P-6028.dgn | WSD11 | 111 | FA | 00221 |  | 80 | SS16 | PIPELINE : WSD11-111-FA-00221-80-SS16 | AME B36.19M | 900 | PN16 | 42000 | 42000 | 42000 | 88.9 | 3.05 |  |  |  | 50 | 200 | 200 | 200 | 1500
0010283037 | AT_PROCESS | WSD11-111-FA-00221A-25-SS16 | C4B | 131242-WSD11-DR-P-6028.dgn | WSD11 | 111 | FA | 00221 | A | 25 | SS16 | PIPELINE : WSD11-111-FA-00221A-25-SS16 | AME B36.19M | 1000 | PN16 |  |  |  | 33.4 | 3.38 |  |  |  | 50 | 600 | 600 | 600 | 1500
0010283040 | AT_PROCESS | WSD11-111-FA-00222-50-SS16 | C4B | 131242-WSD11-DR-P-6028.dgn | WSD11 | 111 | FA | 00222 |  | 50 | SS16 | PIPELINE : WSD11-111-FA-00222-50-SS16 | AME B36.19M | 900 | PN16 | 42000 | 42000 | 42000 | 60.3 | 3.91 |  |  |  | 50 | 200 | 500 | 200 | 1500
0010283045 | AT_PROCESS | WSD11-111-FA-00222A-25-SS16 | C4B | 131242-WSD11-DR-P-6028.dgn | WSD11 | 111 | FA | 00222 | A | 25 | SS16 | PIPELINE : WSD11-111-FA-00222A-25-SS16 | AME B36.19M | 900 | PN16 |  |  |  | 33.4 | 3.38 |  |  |  | 50 | 200 | 200 | 200 | 1500
0010283011 | AT_PROCESS | WSD11-111-FA-00223-50-SS16 | C4B | 131242-WSD11-DR-P-6028.dgn | WSD11 | 111 | FA | 00223 |  | 50 | SS16 | PIPELINE : WSD11-111-FA-00223-50-SS16 | AME B36.19M | 900 | PN16 | 42000 | 42000 | 42000 | 60.3 | 3.91 |  |  |  | 50 | 320 | 200 | 350 | 1500
0010308732 | AT_PROCESS | WSD11-111-FA-00223-65-SS16 | C4B | 131242-WSD11-DR-P-6028.dgn | WSD11 | 111 | FA | 00223 |  | 65 | SS16 | PIPELINE : WSD11-111-FA-00223-65-SS16 | AME B36.19M | 1000 | PN16 | 42000 | 42000 | 42000 | 73 | 5.16 |  |  |  | 50 | 320 | 200 | 350 | 1500
0010283052 | AT_PROCESS | WSD11-111-FA-00223A-25-SS16 | C4B | 131242-WSD11-DR-P-6028.dgn | WSD11 | 111 | FA | 00223 | A | 25 | SS16 | PIPELINE : WSD11-111-FA-00223A-25-SS16 | AME B36.19M | 900 | PN16 |  |  |  | 33.4 | 3.38 |  |  |  | 50 | 320 | 200 | 350 | 1500
0010308745 | AT_PROCESS | WSD11-111-FA-00225B-50-SS16 | C4B | 131242-WSD11-DR-P-6028.dgn | WSD11 | 111 | FA | 00225 | B | 50 | SS16 | PIPELINE : WSD11-111-FA-00225B-50-SS16 | AME B36.19M | 1000 | PN16 |  |  |  | 21.3 | 2.77 |  |  |  | 50 | 320 | 200 | 350 | 1500
0010283373 | AT_PROCESS | WSD11-111-FA-00226-15-SS16 | C4B | 131242-WSD11-DR-P-6032.dgn | WSD11 | 111 | FA | 00226 |  | 15 | SS16 | PIPELINE : WSD11-111-FA-00226-15-SS16 | AME B36.19M | 300 | PN16 | 3500 | 3500 | 3500 | 21.3 | 2.77 |  |  |  | 50 | 900 | 900 | 900 | 1500
0010283373 | AT_PROCESS | WSD11-111-FA-00226-15-SS16 | C4B | 131242-WSD11-DR-P-6028.dgn | WSD11 | 111 | FA | 00226 |  | 15 | SS16 | PIPELINE : WSD11-111-FA-00226-15-SS16 | AME B36.19M | 300 | PN16 | 3500 | 3500 | 3500 | 21.3 | 2.77 |  |  |  | 50 | 900 | 900 | 900 | 1500
0010283373 | AT_PROCESS | WSD11-111-FA-00226-15-SS16 | C4B | 131242-WSD11-DR-P-6028.dgn | WSD11 | 111 | FA | 00226 |  | 15 | SS16 | PIPELINE : WSD11-111-FA-00226-15-SS16 | AME B36.19M | 300 | PN16 | 3500 | 3500 | 3500 | 21.3 | 2.77 |  |  |  | 50 | 900 | 900 | 900 | 1500
0010274293 | AT_PROCESS | WSD11-111-G1-00001-25-SS16 | C4B | 131242-WSD11-DR-P-6050.dgn | WSD11 | 111 | G1 | 00001 |  | 25 | SS16 | PIPELINE : WSD11-111-G1-00001-25-SS16 | AME B36.19M | 500 | PN10 | 2000 | 1000 | 3000 | 33.4 | 3.38 |  |  |  | 30 | 230 | 230 | 300 | 2400
0010279603 | AT_PROCESS | WSD11-111-G1-00002-25-SS16 | C4B | 131242-WSD11-DR-P-6050.dgn | WSD11 | 111 | G1 | 00002 |  | 25 | SS16 | PIPELINE : WSD11-111-G1-00002-25-SS16 | AME B36.19M | 500 | PN10 | 2000 | 1000 | 3000 | 33.4 | 3.38 |  |  |  | 30 | 230 | 230 | 300 | 2400
0010310097 | AT_PROCESS | WSD11-111-G1-00101-25-SS16 | C4B | 131242-WSD11-DR-P-6050.dgn | WSD11 | 111 | G1 | 00101 |  | 25 | SS16 | PIPELINE : WSD11-111-G1-00101-25-SS16 | AME B36.19M | 500 | PN25 |  |  |  | 33.4 | 3.38 |  |  |  | 30 | 300 | 300 | 300 | 2400
0010312482 | AT_PROCESS | WSD11-111-G1-00101A-15-SS16 | C4B | 131242-WSD11-DR-P-6050.dgn | WSD11 | 111 | G1 | 00101 | A | 15 | SS16 | PIPELINE : WSD11-111-G1-00101A-15-SS16 | AME B36.19M | 500 | PN25 |  |  |  | 21.3 | 2.77 |  |  |  | 30 | 300 | 300 | 300 | 2400
0010310116 | AT_PROCESS | WSD11-111-G1-00102-25-SS16 | C4B | 131242-WSD11-DR-P-6050.dgn | WSD11 | 111 | G1 | 00102 |  | 25 | SS16 | PIPELINE : WSD11-111-G1-00102-25-SS16 | AME B36.19M | 2000 | PN25 | 2000 | 1000 | 3000 | 33.4 | 3.38 |  |  |  | 30 | 1750 | 1700 | 2100 | 2500
0010310123 | AT_PROCESS | WSD11-111-G1-00102A-15-SS16 | C4B | 131242-WSD11-DR-P-6050.dgn | WSD11 | 111 | G1 | 00102 | A | 15 | SS16 | PIPELINE : WSD11-111-G1-00102A-15-SS16 | AME B36.19M | 2000 | PN25 |  |  |  | 21.3 | 2.77 |  |  |  | 30 | 1750 | 1700 | 2100 | 2500
0010312486 | AT_PROCESS | WSD11-111-G1-00102B-15-SS16 | C4B | 131242-WSD11-DR-P-6050.dgn | WSD11 | 111 | G1 | 00102 | B | 15 | SS16 | PIPELINE : WSD11-111-G1-00102B-15-SS16 | AME B36.19M | 2000 | PN25 |  |  |  | 21.3 | 2.77 |  |  |  | 30 | 1700 | 1700 | 1700 | 2500
0010310099 | AT_PROCESS | WSD11-111-G1-00201-25-SS16 | C4B | 131242-WSD11-DR-P-6050.dgn | WSD11 | 111 | G1 | 00201 |  | 25 | SS16 | PIPELINE : WSD11-111-G1-00201-25-SS16 | AME B36.19M | 500 | PN25 | 2000 | 1000 | 3000 | 33.4 | 3.38 |  |  |  | 30 | 1750 | 1700 | 2100 | 2400
0010312484 | AT_PROCESS | WSD11-111-G1-00201A-15-SS16 | C4B | 131242-WSD11-DR-P-6050.dgn | WSD11 | 111 | G1 | 00201 | A | 15 | SS16 | PIPELINE : WSD11-111-G1-00201A-15-SS16 | AME B36.19M | 500 | PN25 |  |  |  | 21.3 | 2.77 |  |  |  | 30 | 300 | 300 | 300 | 2400
0010310121 | AT_PROCESS | WSD11-111-G1-00202-25-SS16 | C4B | 131242-WSD11-DR-P-6050.dgn | WSD11 | 111 | G1 | 00202 |  | 25 | SS16 | PIPELINE : WSD11-111-G1-00202-25-SS16 | AME B36.19M | 2000 | PN25 | 2000 | 1000 | 3000 | 33.4 | 3.38 |  |  |  | 30 | 1750 | 1700 | 2100 | 2500
0010310127 | AT_PROCESS | WSD11-111-G1-00202A-15-SS16 | C4B | 131242-WSD11-DR-P-6050.dgn | WSD11 | 111 | G1 | 00202 | A | 15 | SS16 | PIPELINE : WSD11-111-G1-00202A-15-SS16 | AME B36.19M | 2000 | PN25 |  |  |  | 21.3 | 2.77 |  |  |  | 30 | 1750 | 1700 | 2100 | 2500
0010312477 | AT_PROCESS | WSD11-111-G1-00202B-15-SS16 | C4B | 131242-WSD11-DR-P-6050.dgn | WSD11 | 111 | G1 | 00202 | B | 15 | SS16 | PIPELINE : WSD11-111-G1-00202B-15-SS16 | AME B36.19M | 2000 | PN25 |  |  |  | 21.3 | 2.77 |  |  |  | 30 | 1700 | 1700 | 1700 | 2500
0010336695 | AT_PROCESS | WSD11-111-G1-00203-15-SS16 | C4B | 131242-WSD11-DR-P-6050.dgn | WSD11 | 111 | G1 | 00203 |  | 15 | SS16 | PIPELINE : WSD11-111-G1-00203-15-SS16 | AME B36.19M | 1250 | PN25 |  |  |  | 33.4 | 3.38 |  | 10 | POLYURETHANE | 195 | 350 | 300 | 400 | 1875
0010283318 | AT_PROCESS | WSD11-111-G1-00203-25-SS16 | C4B | 131242-WSD11-DR-P-6020.dgn | WSD11 | 111 | G1 | 00203 |  | 25 | SS16 | PIPELINE : WSD11-111-G1-00203-25-SS16 | AME B36.19M | 2000 | PN25 | 123 | 50 | 10000 | 33.4 | 3.38 |  |  |  | 30 | 1750 | 530 | 750 | 3750
0010283318 | AT_PROCESS | WSD11-111-G1-00203-25-SS16 | C4B | 131242-WSD11-DR-P-6050.dgn | WSD11 | 111 | G1 | 00203 |  | 25 | SS16 | PIPELINE : WSD11-111-G1-00203-25-SS16 | AME B36.19M | 2000 | PN25 | 123 | 50 | 10000 | 33.4 | 3.38 |  |  |  | 30 | 1750 | 530 | 750 | 3750
0010283318 | AT_PROCESS | WSD11-111-G1-00203-25-SS16 | C4B | 131242-WSD11-DR-P-6031.dgn | WSD11 | 111 | G1 | 00203 |  | 25 | SS16 | PIPELINE : WSD11-111-G1-00203-25-SS16 | AME B36.19M | 2000 | PN25 | 123 | 50 | 10000 | 33.4 | 3.38 |  |  |  | 30 | 1750 | 530 | 750 | 3750
0010283318 | AT_PROCESS | WSD11-111-G1-00203-25-SS16 | C4B | 131242-WSD11-DR-P-6050.dgn | WSD11 | 111 | G1 | 00203 |  | 25 | SS16 | PIPELINE : WSD11-111-G1-00203-25-SS16 | AME B36.19M | 2000 | PN25 | 123 | 50 | 10000 | 33.4 | 3.38 |  |  |  | 30 | 1750 | 530 | 750 | 3750
0010283318 | AT_PROCESS | WSD11-111-G1-00203-25-SS16 | C4B | 131242-WSD11-DR-P-6031.dgn | WSD11 | 111 | G1 | 00203 |  | 25 | SS16 | PIPELINE : WSD11-111-G1-00203-25-SS16 | AME B36.19M | 2000 | PN25 | 123 | 50 | 10000 | 33.4 | 3.38 |  |  |  | 30 | 1750 | 530 | 750 | 3750
0010336692 | AT_PROCESS | WSD11-111-G1-00204-15-SS16 | C4B | 131242-WSD11-DR-P-6050.dgn | WSD11 | 111 | G1 | 00204 |  | 15 | SS16 | PIPELINE : WSD11-111-G1-00204-15-SS16 | AME B36.19M | 2000 | PN25 | 123 | 50 | 237 | 33.4 | 3.38 |  |  |  | 30 | 1750 | 1700 | 2100 | 3750
0010279664 | AT_PROCESS | WSD11-111-G1-00204-25-SS16 | C4B | 131242-WSD11-DR-P-6050.dgn | WSD11 | 111 | G1 | 00204 |  | 25 | SS16 | PIPELINE : WSD11-111-G1-00204-25-SS16 | AME B36.19M | 2000 | PN25 | 123 | 50 | 237 | 33.4 | 3.38 |  |  |  | 30 | 1750 | 1700 | 2100 | 3750
0010279664 | AT_PROCESS | WSD11-111-G1-00204-25-SS16 | C4B | 131242-WSD11-DR-P-6050.dgn | WSD11 | 111 | G1 | 00204 |  | 25 | SS16 | PIPELINE : WSD11-111-G1-00204-25-SS16 | AME B36.19M | 2000 | PN25 | 123 | 50 | 237 | 33.4 | 3.38 |  |  |  | 30 | 1750 | 1700 | 2100 | 3750
0010333115 | AT_PROCESS | WSD11-111-G1-00205-25-SS16 | C4B | 131242-WSD11-DR-P-6050.dgn | WSD11 | 111 | G1 | 00205 |  | 25 | SS16 | PIPELINE : WSD11-111-G1-00205-25-SS16 | AME B36.19M | 2000 | PN25 |  |  |  | 33.4 | 3.38 |  |  |  | 30 | 1750 | 1700 | 2100 | 3750
0010279666 | AT_PROCESS | WSD11-111-G1-0203A-25-SS16 | C4B | 131242-WSD11-DR-P-6050.dgn | WSD11 | 111 | G1 | 0203 | A | 25 | SS16 | PIPELINE : WSD11-111-G1-0203A-25-SS16 | AME B36.19M | 2000 | PN25 |  |  |  | 21.3 | 2.77 |  |  |  | 30 | 1750 | 1700 | 2100 | 2500
0010279674 | AT_PROCESS | WSD11-111-G1-0204A-25-SS16 | C4B | 131242-WSD11-DR-P-6050.dgn | WSD11 | 111 | G1 | 0204 | A | 25 | SS16 | PIPELINE : WSD11-111-G1-0204A-25-SS16 | AME B36.19M | 2000 | PN25 |  |  |  | 21.3 | 2.77 |  |  |  | 30 | 1750 | 1700 | 2100 | 2500
0010332973 | AT_PROCESS | WSD11-111-G2D-00001-25-SS16 | C4B | 131242-WSD11-DR-P-6000.dgn | WSD11 | 111 | G2D | 00001 |  | 25 | SS16 | PIPELINE : WSD11-111-G2D-00001-25-SS16 | AME B36.19M | 600 | PN16 |  |  |  | 33.4 | 3.38 |  |  |  | 30 | 530 | 530 | 530 | 900
0010332973 | AT_PROCESS | WSD11-111-G2D-00001-25-SS16 | C4B | 131242-WSD11-DR-P-6000.dgn | WSD11 | 111 | G2D | 00001 |  | 25 | SS16 | PIPELINE : WSD11-111-G2D-00001-25-SS16 | AME B36.19M | 600 | PN16 |  |  |  | 33.4 | 3.38 |  |  |  | 30 | 530 | 530 | 530 | 900
0010311871 | AT_PROCESS | WSD11-111-G2D-00001A-15-SS16 | C4B | 131242-WSD11-DR-P-6000.dgn | WSD11 | 111 | G2D | 00001 | A | 15 | SS16 | PIPELINE : WSD11-111-G2D-00001A-15-SS16 | AME B36.19M | 600 | PN16 |  |  |  | 21.3 | 2.77 |  |  |  | 30 | 530 | 530 | 530 | 900
0010281366 | AT_PROCESS | WSD11-111-G2D-00002-80-SS16 | C4B | 131242-WSD11-DR-P-6000.dgn | WSD11 | 111 | G2D | 00002 |  | 80 | SS16 | PIPELINE : WSD11-111-G2D-00002-80-SS16 | AME B36.19M | 600 | PN16 | 8400 | 2100 | 20000 | 88.9 | 3.05 |  |  |  | 30 | 530 | 530 | 530 | 900
0010281366 | AT_PROCESS | WSD11-111-G2D-00002-80-SS16 | C4B | 131242-WSD11-DR-P-6000.dgn | WSD11 | 111 | G2D | 00002 |  | 80 | SS16 | PIPELINE : WSD11-111-G2D-00002-80-SS16 | AME B36.19M | 600 | PN16 | 8400 | 2100 | 20000 | 88.9 | 3.05 |  |  |  | 30 | 530 | 530 | 530 | 900
0010281366 | AT_PROCESS | WSD11-111-G2D-00002-80-SS16 | C4B | 131242-WSD11-DR-P-6000.dgn | WSD11 | 111 | G2D | 00002 |  | 80 | SS16 | PIPELINE : WSD11-111-G2D-00002-80-SS16 | AME B36.19M | 600 | PN16 | 8400 | 2100 | 20000 | 88.9 | 3.05 |  |  |  | 30 | 530 | 530 | 530 | 900
0010311893 | AT_PROCESS | WSD11-111-G2D-00002A-25-SS16 | C4B | 131242-WSD11-DR-P-6000.dgn | WSD11 | 111 | G2D | 00002 | A | 25 | SS16 | PIPELINE : WSD11-111-G2D-00002A-25-SS16 | AME B36.19M | 600 | PN16 |  |  |  | 33.4 | 3.38 |  |  |  | 30 | 530 | 530 | 530 | 900
0010281343 | AT_PROCESS | WSD11-111-G2D-00003-200-SS16 | C4B | 131242-WSD11-DR-P-6200.dgn | WSD11 | 111 | G2D | 00003 |  | 200 | SS16 | PIPELINE : WSD11-111-G2D-00003-200-SS16 | AME B36.19M | 600 | PN16 | 171200 | 85600 | 195600 | 219.1 | 3.76 |  |  |  | 30 | 530 | 530 | 530 | 900
0010332940 | AT_PROCESS | WSD11-111-G2D-00003-25-SS16 | C4B | 131242-WSD11-DR-P-6000.dgn | WSD11 | 111 | G2D | 00003 |  | 25 | SS16 | PIPELINE : WSD11-111-G2D-00003-25-SS16 | AME B36.19M | 600 | PN16 |  |  |  | 33.4 | 3.38 |  |  |  | 30 | 530 | 530 | 530 | 900
0010332940 | AT_PROCESS | WSD11-111-G2D-00003-25-SS16 | C4B | 131242-WSD11-DR-P-6000.dgn | WSD11 | 111 | G2D | 00003 |  | 25 | SS16 | PIPELINE : WSD11-111-G2D-00003-25-SS16 | AME B36.19M | 600 | PN16 |  |  |  | 33.4 | 3.38 |  |  |  | 30 | 530 | 530 | 530 | 900
0010281322 | AT_PROCESS | WSD11-111-G2D-00004-100-SS16 | C4B | 131242-WSD11-DR-P-6200.dgn | WSD11 | 111 | G2D | 00004 |  | 100 | SS16 | PIPELINE : WSD11-111-G2D-00004-100-SS16 | AME B36.19M | 600 | PN16 | 20000 | 10000 | 40000 | 114.3 | 3.05 |  |  |  | 30 | 530 | 530 | 530 | 900
0010332864 | AT_PROCESS | WSD11-111-G2D-00004-25-SS16 | C4B | 131242-WSD11-DR-P-6000.dgn | WSD11 | 111 | G2D | 00004 |  | 25 | SS16 | PIPELINE : WSD11-111-G2D-00004-25-SS16 | AME B36.19M | 600 | PN16 |  |  |  | 33.4 | 3.38 |  |  |  | 30 | 530 | 530 | 530 | 900
0010332864 | AT_PROCESS | WSD11-111-G2D-00004-25-SS16 | C4B | 131242-WSD11-DR-P-6000.dgn | WSD11 | 111 | G2D | 00004 |  | 25 | SS16 | PIPELINE : WSD11-111-G2D-00004-25-SS16 | AME B36.19M | 600 | PN16 |  |  |  | 33.4 | 3.38 |  |  |  | 30 | 530 | 530 | 530 | 900
0010332864 | AT_PROCESS | WSD11-111-G2D-00004-25-SS16 | C4B | 131242-WSD11-DR-P-6000.dgn | WSD11 | 111 | G2D | 00004 |  | 25 | SS16 | PIPELINE : WSD11-111-G2D-00004-25-SS16 | AME B36.19M | 600 | PN16 |  |  |  | 33.4 | 3.38 |  |  |  | 30 | 530 | 530 | 530 | 900
0010281326 | AT_PROCESS | WSD11-111-G2D-00005-100-SS16 | C4B | 131242-WSD11-DR-P-6200.dgn | WSD11 | 111 | G2D | 00005 |  | 100 | SS16 | PIPELINE : WSD11-111-G2D-00005-100-SS16 | AME B36.19M | 600 | PN16 | 20000 | 10000 | 40000 | 114.3 | 3.05 |  |  |  | 30 | 530 | 530 | 530 | 900
0010281332 | AT_PROCESS | WSD11-111-G2D-00006-200-SS16 | C4B | 131242-WSD11-DR-P-6200.dgn | WSD11 | 111 | G2D | 00006 |  | 200 | SS16 | PIPELINE : WSD11-111-G2D-00006-200-SS16 | AME B36.19M | 600 | PN16 | 171200 | 85600 | 195600 | 219.1 | 3.76 |  |  |  | 30 | 530 | 530 | 530 | 900
0010274288 | AT_PROCESS | WSD11-111-G2D-00101-32-SS16 | C4B | 131242-WSD11-DR-P-6000.dgn | WSD11 | 111 | G2D | 00101 |  | 32 | SS16 | PIPELINE : WSD11-111-G2D-00101-32-SS16 | AME B36.19M | 600 | PN16 | 2100 | 2100 | 5000 | 42.2 | 3.56 |  |  |  | 30 | 530 | 530 | 530 | 900
0010274288 | AT_PROCESS | WSD11-111-G2D-00101-32-SS16 | C4B | 131242-WSD11-DR-P-6000.dgn | WSD11 | 111 | G2D | 00101 |  | 32 | SS16 | PIPELINE : WSD11-111-G2D-00101-32-SS16 | AME B36.19M | 600 | PN16 | 2100 | 2100 | 5000 | 42.2 | 3.56 |  |  |  | 30 | 530 | 530 | 530 | 900
0010274288 | AT_PROCESS | WSD11-111-G2D-00101-32-SS16 | C4B | 131242-WSD11-DR-P-6000.dgn | WSD11 | 111 | G2D | 00101 |  | 32 | SS16 | PIPELINE : WSD11-111-G2D-00101-32-SS16 | AME B36.19M | 600 | PN16 | 2100 | 2100 | 5000 | 42.2 | 3.56 |  |  |  | 30 | 530 | 530 | 530 | 900
0010274288 | AT_PROCESS | WSD11-111-G2D-00101-32-SS16 | C4B | 131242-WSD11-DR-P-6000.dgn | WSD11 | 111 | G2D | 00101 |  | 32 | SS16 | PIPELINE : WSD11-111-G2D-00101-32-SS16 | AME B36.19M | 600 | PN16 | 2100 | 2100 | 5000 | 42.2 | 3.56 |  |  |  | 30 | 530 | 530 | 530 | 900
0010274288 | AT_PROCESS | WSD11-111-G2D-00101-32-SS16 | C4B | 131242-WSD11-DR-P-6000.dgn | WSD11 | 111 | G2D | 00101 |  | 32 | SS16 | PIPELINE : WSD11-111-G2D-00101-32-SS16 | AME B36.19M | 600 | PN16 | 2100 | 2100 | 5000 | 42.2 | 3.56 |  |  |  | 30 | 530 | 530 | 530 | 900
0010274288 | AT_PROCESS | WSD11-111-G2D-00101-32-SS16 | C4B | 131242-WSD11-DR-P-6000.dgn | WSD11 | 111 | G2D | 00101 |  | 32 | SS16 | PIPELINE : WSD11-111-G2D-00101-32-SS16 | AME B36.19M | 600 | PN16 | 2100 | 2100 | 5000 | 42.2 | 3.56 |  |  |  | 30 | 530 | 530 | 530 | 900
0010333404 | AT_PROCESS | WSD11-111-G2D-00101-50-SS16 | C4B | 131242-WSD11-DR-P-6013.dgn | WSD11 | 111 | G2D | 00101 |  | 50 | SS16 | PIPELINE : WSD11-111-G2D-00101-50-SS16 | AME B36.19M | 600 | PN16 |  |  |  | 60.3 | 3.91 |  |  |  | 30 | 600 | 600 | 600 | 900
0010274295 | AT_PROCESS | WSD11-111-G2D-00101A-25-SS16 | C4B | 131242-WSD11-DR-P-6000.dgn | WSD11 | 111 | G2D | 00101 | A | 25 | SS16 | PIPELINE : WSD11-111-G2D-00101A-25-SS16 | AME B36.19M | 600 | PN16 |  |  |  | 33.4 | 3.38 |  |  |  | 30 | 530 | 530 | 530 | 900
0010274314 | AT_PROCESS | WSD11-111-G2D-00102-32-SS16 | C4B | 131242-WSD11-DR-P-6000.dgn | WSD11 | 111 | G2D | 00102 |  | 32 | SS16 | PIPELINE : WSD11-111-G2D-00102-32-SS16 | AME B36.19M | 600 | PN16 | 2100 | 2100 | 5000 | 42.2 | 3.56 |  |  |  | 30 | 530 | 530 | 530 | 900
0010274314 | AT_PROCESS | WSD11-111-G2D-00102-32-SS16 | C4B | 131242-WSD11-DR-P-6000.dgn | WSD11 | 111 | G2D | 00102 |  | 32 | SS16 | PIPELINE : WSD11-111-G2D-00102-32-SS16 | AME B36.19M | 600 | PN16 | 2100 | 2100 | 5000 | 42.2 | 3.56 |  |  |  | 30 | 530 | 530 | 530 | 900
0010274314 | AT_PROCESS | WSD11-111-G2D-00102-32-SS16 | C4B | 131242-WSD11-DR-P-6000.dgn | WSD11 | 111 | G2D | 00102 |  | 32 | SS16 | PIPELINE : WSD11-111-G2D-00102-32-SS16 | AME B36.19M | 600 | PN16 | 2100 | 2100 | 5000 | 42.2 | 3.56 |  |  |  | 30 | 530 | 530 | 530 | 900
0010274314 | AT_PROCESS | WSD11-111-G2D-00102-32-SS16 | C4B | 131242-WSD11-DR-P-6000.dgn | WSD11 | 111 | G2D | 00102 |  | 32 | SS16 | PIPELINE : WSD11-111-G2D-00102-32-SS16 | AME B36.19M | 600 | PN16 | 2100 | 2100 | 5000 | 42.2 | 3.56 |  |  |  | 30 | 530 | 530 | 530 | 900
0010274314 | AT_PROCESS | WSD11-111-G2D-00102-32-SS16 | C4B | 131242-WSD11-DR-P-6000.dgn | WSD11 | 111 | G2D | 00102 |  | 32 | SS16 | PIPELINE : WSD11-111-G2D-00102-32-SS16 | AME B36.19M | 600 | PN16 | 2100 | 2100 | 5000 | 42.2 | 3.56 |  |  |  | 30 | 530 | 530 | 530 | 900
0010274314 | AT_PROCESS | WSD11-111-G2D-00102-32-SS16 | C4B | 131242-WSD11-DR-P-6000.dgn | WSD11 | 111 | G2D | 00102 |  | 32 | SS16 | PIPELINE : WSD11-111-G2D-00102-32-SS16 | AME B36.19M | 600 | PN16 | 2100 | 2100 | 5000 | 42.2 | 3.56 |  |  |  | 30 | 530 | 530 | 530 | 900
0010274364 | AT_PROCESS | WSD11-111-G2D-00102A-25-SS16 | C4B | 131242-WSD11-DR-P-6000.dgn | WSD11 | 111 | G2D | 00102 | A | 25 | SS16 | PIPELINE : WSD11-111-G2D-00102A-25-SS16 | AME B36.19M | 600 | PN16 |  |  |  | 33.4 | 3.38 |  |  |  | 30 | 530 | 530 | 530 | 900
0010279058 | AT_PROCESS | WSD11-111-G2D-00103-25-SS16 | C4B | 131242-WSD11-DR-P-6013.dgn | WSD11 | 111 | G2D | 00103 |  | 25 | SS16 | PIPELINE : WSD11-111-G2D-00103-25-SS16 | AME B36.19M | 600 | PN16 |  |  |  | 33.4 | 3.38 |  |  |  | 30 | 600 | 600 | 600 | 900
0010279058 | AT_PROCESS | WSD11-111-G2D-00103-25-SS16 | C4B | 131242-WSD11-DR-P-6002.dgn | WSD11 | 111 | G2D | 00103 |  | 25 | SS16 | PIPELINE : WSD11-111-G2D-00103-25-SS16 | AME B36.19M | 600 | PN16 |  |  |  | 33.4 | 3.38 |  |  |  | 30 | 600 | 600 | 600 | 900
0010333409 | AT_PROCESS | WSD11-111-G2D-00103-50-SS16 | C4B | 131242-WSD11-DR-P-6013.dgn | WSD11 | 111 | G2D | 00103 |  | 50 | SS16 | PIPELINE : WSD11-111-G2D-00103-50-SS16 | AME B36.19M | 600 | PN16 |  |  |  | 60.3 | 3.91 |  |  |  | 30 | 600 | 600 | 600 | 900
0010279067 | AT_PROCESS | WSD11-111-G2D-00103A-25-SS16 | C4B | 131242-WSD11-DR-P-6002.dgn | WSD11 | 111 | G2D | 00103 | A | 25 | SS16 | PIPELINE : WSD11-111-G2D-00103A-25-SS16 | AME B36.19M | 600 | PN16 |  |  |  | 33.4 | 3.38 |  |  |  | 30 | 600 | 600 | 600 | 900
0010279063 | AT_PROCESS | WSD11-111-G2D-00104-25-SS16 | C4B | 131242-WSD11-DR-P-6002.dgn | WSD11 | 111 | G2D | 00104 |  | 25 | SS16 | PIPELINE : WSD11-111-G2D-00104-25-SS16 | AME B36.19M | 600 | PN16 |  |  |  | 33.4 | 3.38 |  |  |  | 30 | 600 | 600 | 600 | 900
0010279065 | AT_PROCESS | WSD11-111-G2D-00105-25-SS16 | C4B | 131242-WSD11-DR-P-6002.dgn | WSD11 | 111 | G2D | 00105 |  | 25 | SS16 | PIPELINE : WSD11-111-G2D-00105-25-SS16 | AME B36.19M | 600 | PN16 |  |  |  | 33.4 | 3.38 |  |  |  | 30 | 600 | 600 | 600 | 900
0010277398 | AT_PROCESS | WSD11-111-G2D-00105-50-SS16 | C4B | 131242-WSD11-DR-P-6013.dgn | WSD11 | 111 | G2D | 00105 |  | 50 | SS16 | PIPELINE : WSD11-111-G2D-00105-50-SS16 | AME B36.19M | 600 | PN16 | 10000 | 10000 | 10000 | 60.3 | 3.91 |  |  |  | 30 | 600 | 600 | 600 | 900
0010277398 | AT_PROCESS | WSD11-111-G2D-00105-50-SS16 | C4B | 131242-WSD11-DR-P-6009.dgn | WSD11 | 111 | G2D | 00105 |  | 50 | SS16 | PIPELINE : WSD11-111-G2D-00105-50-SS16 | AME B36.19M | 600 | PN16 | 10000 | 10000 | 10000 | 60.3 | 3.91 |  |  |  | 30 | 600 | 600 | 600 | 900
0010277402 | AT_PROCESS | WSD11-111-G2D-00105A-25-SS16 | C4B | 131242-WSD11-DR-P-6009.dgn | WSD11 | 111 | G2D | 00105 | A | 25 | SS16 | PIPELINE : WSD11-111-G2D-00105A-25-SS16 | AME B36.19M | 600 | PN16 |  |  |  | 33.4 | 3.38 |  |  |  | 30 | 600 | 600 | 600 | 900
0010333360 | AT_PROCESS | WSD11-111-G2D-00105B-50-SS16 | C4B | 131242-WSD11-DR-P-6009.dgn | WSD11 | 111 | G2D | 00105 | B | 50 | SS16 | PIPELINE : WSD11-111-G2D-00105B-50-SS16 | AME B36.19M | 600 | PN16 | 10000 | 10000 | 10000 | 60.3 | 3.91 |  |  |  | 30 | 600 | 600 | 600 | 900
0010300803 | AT_PROCESS | WSD11-111-G2D-00105C-15-SS16 | C4B | 131242-WSD11-DR-P-6009.dgn | WSD11 | 111 | G2D | 00105 | C | 15 | SS16 | PIPELINE : WSD11-111-G2D-00105C-15-SS16 | AME B36.19M | 600 | PN16 |  |  |  | 21.3 | 2.77 |  |  |  | 30 | 600 | 600 | 600 | 900
0010281491 | AT_PROCESS | WSD11-111-G2D-00107-15-SS16 | C4B | 131242-WSD11-DR-P-6009.dgn | WSD11 | 111 | G2D | 00107 |  | 15 | SS16 | PIPELINE : WSD11-111-G2D-00107-15-SS16 | ASTM F441 | 10 | PN16 | 10000 | 10000 | 10000 | 60.3 | 3.91 |  |  |  | 35 | 600 | 600 | 600 | 1500
0010281491 | AT_PROCESS | WSD11-111-G2D-00107-15-SS16 | C4B | 131242-WSD11-DR-P-6009.dgn | WSD11 | 111 | G2D | 00107 |  | 15 | SS16 | PIPELINE : WSD11-111-G2D-00107-15-SS16 | ASTM F441 | 10 | PN16 | 10000 | 10000 | 10000 | 60.3 | 3.91 |  |  |  | 35 | 600 | 600 | 600 | 1500
0010281491 | AT_PROCESS | WSD11-111-G2D-00107-15-SS16 | C4B | 131242-WSD11-DR-P-6009.dgn | WSD11 | 111 | G2D | 00107 |  | 15 | SS16 | PIPELINE : WSD11-111-G2D-00107-15-SS16 | ASTM F441 | 10 | PN16 | 10000 | 10000 | 10000 | 60.3 | 3.91 |  |  |  | 35 | 600 | 600 | 600 | 1500
0010281491 | AT_PROCESS | WSD11-111-G2D-00107-15-SS16 | C4B | 131242-WSD11-DR-P-6300.dgn | WSD11 | 111 | G2D | 00107 |  | 15 | SS16 | PIPELINE : WSD11-111-G2D-00107-15-SS16 | ASTM F441 | 10 | PN16 | 10000 | 10000 | 10000 | 60.3 | 3.91 |  |  |  | 35 | 600 | 600 | 600 | 1500
0010333363 | AT_PROCESS | WSD11-111-G2D-00107-25-SS16 | C4B | 131242-WSD11-DR-P-6009.dgn | WSD11 | 111 | G2D | 00107 |  | 25 | SS16 | PIPELINE : WSD11-111-G2D-00107-25-SS16 | AME B36.19M | 600 | PN16 |  |  |  | 33.4 | 3.38 |  |  |  | 30 | 600 | 600 | 600 | 900
0010277427 | AT_PROCESS | WSD11-111-G2D-00107A-25-SS16 | C4B | 131242-WSD11-DR-P-6009.dgn | WSD11 | 111 | G2D | 00107 | A | 25 | SS16 | PIPELINE : WSD11-111-G2D-00107A-25-SS16 | AME B36.19M | 600 | PN16 |  |  |  | 33.4 | 3.38 |  |  |  | 30 | 600 | 600 | 600 | 900
0010277457 | AT_PROCESS | WSD11-111-G2D-00108-25-SS16 | C4B | 131242-WSD11-DR-P-6010.dgn | WSD11 | 111 | G2D | 00108 |  | 25 | SS16 | PIPELINE : WSD11-111-G2D-00108-25-SS16 | AME B36.19M | 600 | PN16 | 10000 | 10000 | 10000 | 33.4 | 3.38 |  |  |  | 30 | 600 | 600 | 600 | 900
0010277457 | AT_PROCESS | WSD11-111-G2D-00108-25-SS16 | C4B | 131242-WSD11-DR-P-6013.dgn | WSD11 | 111 | G2D | 00108 |  | 25 | SS16 | PIPELINE : WSD11-111-G2D-00108-25-SS16 | AME B36.19M | 600 | PN16 | 10000 | 10000 | 10000 | 33.4 | 3.38 |  |  |  | 30 | 600 | 600 | 600 | 900
0010277457 | AT_PROCESS | WSD11-111-G2D-00108-25-SS16 | C4B | 131242-WSD11-DR-P-6010.dgn | WSD11 | 111 | G2D | 00108 |  | 25 | SS16 | PIPELINE : WSD11-111-G2D-00108-25-SS16 | AME B36.19M | 600 | PN16 | 10000 | 10000 | 10000 | 33.4 | 3.38 |  |  |  | 30 | 600 | 600 | 600 | 900
0010277457 | AT_PROCESS | WSD11-111-G2D-00108-25-SS16 | C4B | 131242-WSD11-DR-P-6010.dgn | WSD11 | 111 | G2D | 00108 |  | 25 | SS16 | PIPELINE : WSD11-111-G2D-00108-25-SS16 | AME B36.19M | 600 | PN16 | 10000 | 10000 | 10000 | 33.4 | 3.38 |  |  |  | 30 | 600 | 600 | 600 | 900
0010333407 | AT_PROCESS | WSD11-111-G2D-00108-50-SS16 | C4B | 131242-WSD11-DR-P-6013.dgn | WSD11 | 111 | G2D | 00108 |  | 50 | SS16 | PIPELINE : WSD11-111-G2D-00108-50-SS16 | AME B36.19M | 600 | PN16 |  |  |  | 60.3 | 3.91 |  |  |  | 30 | 600 | 600 | 600 | 900
0010277467 | AT_PROCESS | WSD11-111-G2D-00109-25-SS16 | C4B | 131242-WSD11-DR-P-6010.dgn | WSD11 | 111 | G2D | 00109 |  | 25 | SS16 | PIPELINE : WSD11-111-G2D-00109-25-SS16 | AME B36.19M | 600 | PN16 | 10000 | 10000 | 10000 | 33.4 | 3.38 |  |  |  | 30 | 600 | 600 | 600 | 900
0010281328 | AT_PROCESS | WSD11-111-G2D-00110-50-SS16 | C4B | 131242-WSD11-DR-P-6013.dgn | WSD11 | 111 | G2D | 00110 |  | 50 | SS16 | PIPELINE : WSD11-111-G2D-00110-50-SS16 | AME B36.19M | 600 | PN16 | 10400 | 5000 | 40000 | 60.3 | 3.91 |  |  |  | 30 | 600 | 600 | 600 | 900
0010281328 | AT_PROCESS | WSD11-111-G2D-00110-50-SS16 | C4B | 131242-WSD11-DR-P-6200.dgn | WSD11 | 111 | G2D | 00110 |  | 50 | SS16 | PIPELINE : WSD11-111-G2D-00110-50-SS16 | AME B36.19M | 600 | PN16 | 10400 | 5000 | 40000 | 60.3 | 3.91 |  |  |  | 30 | 600 | 600 | 600 | 900
0010281328 | AT_PROCESS | WSD11-111-G2D-00110-50-SS16 | C4B | 131242-WSD11-DR-P-6200.dgn | WSD11 | 111 | G2D | 00110 |  | 50 | SS16 | PIPELINE : WSD11-111-G2D-00110-50-SS16 | AME B36.19M | 600 | PN16 | 10400 | 5000 | 40000 | 60.3 | 3.91 |  |  |  | 30 | 600 | 600 | 600 | 900
0010281328 | AT_PROCESS | WSD11-111-G2D-00110-50-SS16 | C4B | 131242-WSD11-DR-P-6013.dgn | WSD11 | 111 | G2D | 00110 |  | 50 | SS16 | PIPELINE : WSD11-111-G2D-00110-50-SS16 | AME B36.19M | 600 | PN16 | 10400 | 5000 | 40000 | 60.3 | 3.91 |  |  |  | 30 | 600 | 600 | 600 | 900
0010308070 | AT_PROCESS | WSD11-111-G2D-00110A-50-SS16 | C4B | 131242-WSD11-DR-P-6013.dgn | WSD11 | 111 | G2D | 00110 | A | 50 | SS16 | PIPELINE : WSD11-111-G2D-00110A-50-SS16 | AME B36.19M | 600 | PN16 |  |  |  | 60.3 | 3.91 |  |  |  | 30 | 600 | 600 | 600 | 900
0010308068 | AT_PROCESS | WSD11-111-G2D-00110B-50-SS16 | C4B | 131242-WSD11-DR-P-6013.dgn | WSD11 | 111 | G2D | 00110 | B | 50 | SS16 | PIPELINE : WSD11-111-G2D-00110B-50-SS16 | AME B36.19M | 600 | PN16 |  |  |  | 60.3 | 3.91 |  |  |  | 30 | 600 | 600 | 600 | 900
0010332971 | AT_PROCESS | WSD11-111-G2D-00120-25-SS16 | C4B | 131242-WSD11-DR-P-6000.dgn | WSD11 | 111 | G2D | 00120 |  | 25 | SS16 | PIPELINE : WSD11-111-G2D-00120-25-SS16 | AME B36.19M | 600 | PN16 |  |  |  | 33.4 | 3.38 |  |  |  | 30 | 530 | 530 | 530 | 900
0010332971 | AT_PROCESS | WSD11-111-G2D-00120-25-SS16 | C4B | 131242-WSD11-DR-P-6000.dgn | WSD11 | 111 | G2D | 00120 |  | 25 | SS16 | PIPELINE : WSD11-111-G2D-00120-25-SS16 | AME B36.19M | 600 | PN16 |  |  |  | 33.4 | 3.38 |  |  |  | 30 | 530 | 530 | 530 | 900
0010332979 | AT_PROCESS | WSD11-111-G2D-00121-25-SS16 | C4B | 131242-WSD11-DR-P-6000.dgn | WSD11 | 111 | G2D | 00121 |  | 25 | SS16 | PIPELINE : WSD11-111-G2D-00121-25-SS16 | AME B36.19M | 600 | PN16 |  |  |  | 33.4 | 3.38 |  |  |  | 30 | 530 | 530 | 530 | 900
0010332979 | AT_PROCESS | WSD11-111-G2D-00121-25-SS16 | C4B | 131242-WSD11-DR-P-6000.dgn | WSD11 | 111 | G2D | 00121 |  | 25 | SS16 | PIPELINE : WSD11-111-G2D-00121-25-SS16 | AME B36.19M | 600 | PN16 |  |  |  | 33.4 | 3.38 |  |  |  | 30 | 530 | 530 | 530 | 900
0010274312 | AT_PROCESS | WSD11-111-G2D-00201-80-SS16 | C4B | 131242-WSD11-DR-P-6000.dgn | WSD11 | 111 | G2D | 00201 |  | 80 | SS16 | PIPELINE : WSD11-111-G2D-00201-80-SS16 | AME B36.19M | 600 | PN16 | 2100 | 2100 | 5000 | 42.2 | 3.56 |  |  |  | 30 | 530 | 530 | 530 | 900
0010274312 | AT_PROCESS | WSD11-111-G2D-00201-80-SS16 | C4B | 131242-WSD11-DR-P-6000.dgn | WSD11 | 111 | G2D | 00201 |  | 80 | SS16 | PIPELINE : WSD11-111-G2D-00201-80-SS16 | AME B36.19M | 600 | PN16 | 2100 | 2100 | 5000 | 42.2 | 3.56 |  |  |  | 30 | 530 | 530 | 530 | 900
0010274312 | AT_PROCESS | WSD11-111-G2D-00201-80-SS16 | C4B | 131242-WSD11-DR-P-6000.dgn | WSD11 | 111 | G2D | 00201 |  | 80 | SS16 | PIPELINE : WSD11-111-G2D-00201-80-SS16 | AME B36.19M | 600 | PN16 | 2100 | 2100 | 5000 | 42.2 | 3.56 |  |  |  | 30 | 530 | 530 | 530 | 900
0010274312 | AT_PROCESS | WSD11-111-G2D-00201-80-SS16 | C4B | 131242-WSD11-DR-P-6000.dgn | WSD11 | 111 | G2D | 00201 |  | 80 | SS16 | PIPELINE : WSD11-111-G2D-00201-80-SS16 | AME B36.19M | 600 | PN16 | 2100 | 2100 | 5000 | 42.2 | 3.56 |  |  |  | 30 | 530 | 530 | 530 | 900
0010274312 | AT_PROCESS | WSD11-111-G2D-00201-80-SS16 | C4B | 131242-WSD11-DR-P-6000.dgn | WSD11 | 111 | G2D | 00201 |  | 80 | SS16 | PIPELINE : WSD11-111-G2D-00201-80-SS16 | AME B36.19M | 600 | PN16 | 2100 | 2100 | 5000 | 42.2 | 3.56 |  |  |  | 30 | 530 | 530 | 530 | 900
0010274312 | AT_PROCESS | WSD11-111-G2D-00201-80-SS16 | C4B | 131242-WSD11-DR-P-6000.dgn | WSD11 | 111 | G2D | 00201 |  | 80 | SS16 | PIPELINE : WSD11-111-G2D-00201-80-SS16 | AME B36.19M | 600 | PN16 | 2100 | 2100 | 5000 | 42.2 | 3.56 |  |  |  | 30 | 530 | 530 | 530 | 900
0010274348 | AT_PROCESS | WSD11-111-G2D-00201A-25-SS16 | C4B | 131242-WSD11-DR-P-6000.dgn | WSD11 | 111 | G2D | 00201 | A | 25 | SS16 | PIPELINE : WSD11-111-G2D-00201A-25-SS16 | AME B36.19M | 600 | PN16 |  |  |  | 33.4 | 3.38 |  |  |  | 30 | 530 | 530 | 530 | 900
0010274310 | AT_PROCESS | WSD11-111-G2D-00202-32-SS16 | C4B | 131242-WSD11-DR-P-6000.dgn | WSD11 | 111 | G2D | 00202 |  | 32 | SS16 | PIPELINE : WSD11-111-G2D-00202-32-SS16 | AME B36.19M | 600 | PN16 | 2100 | 2100 | 5000 | 42.2 | 3.56 |  |  |  | 30 | 530 | 530 | 530 | 900
0010274310 | AT_PROCESS | WSD11-111-G2D-00202-32-SS16 | C4B | 131242-WSD11-DR-P-6000.dgn | WSD11 | 111 | G2D | 00202 |  | 32 | SS16 | PIPELINE : WSD11-111-G2D-00202-32-SS16 | AME B36.19M | 600 | PN16 | 2100 | 2100 | 5000 | 42.2 | 3.56 |  |  |  | 30 | 530 | 530 | 530 | 900
0010274310 | AT_PROCESS | WSD11-111-G2D-00202-32-SS16 | C4B | 131242-WSD11-DR-P-6000.dgn | WSD11 | 111 | G2D | 00202 |  | 32 | SS16 | PIPELINE : WSD11-111-G2D-00202-32-SS16 | AME B36.19M | 600 | PN16 | 2100 | 2100 | 5000 | 42.2 | 3.56 |  |  |  | 30 | 530 | 530 | 530 | 900
0010274310 | AT_PROCESS | WSD11-111-G2D-00202-32-SS16 | C4B | 131242-WSD11-DR-P-6000.dgn | WSD11 | 111 | G2D | 00202 |  | 32 | SS16 | PIPELINE : WSD11-111-G2D-00202-32-SS16 | AME B36.19M | 600 | PN16 | 2100 | 2100 | 5000 | 42.2 | 3.56 |  |  |  | 30 | 530 | 530 | 530 | 900
0010274310 | AT_PROCESS | WSD11-111-G2D-00202-32-SS16 | C4B | 131242-WSD11-DR-P-6000.dgn | WSD11 | 111 | G2D | 00202 |  | 32 | SS16 | PIPELINE : WSD11-111-G2D-00202-32-SS16 | AME B36.19M | 600 | PN16 | 2100 | 2100 | 5000 | 42.2 | 3.56 |  |  |  | 30 | 530 | 530 | 530 | 900
0010274310 | AT_PROCESS | WSD11-111-G2D-00202-32-SS16 | C4B | 131242-WSD11-DR-P-6000.dgn | WSD11 | 111 | G2D | 00202 |  | 32 | SS16 | PIPELINE : WSD11-111-G2D-00202-32-SS16 | AME B36.19M | 600 | PN16 | 2100 | 2100 | 5000 | 42.2 | 3.56 |  |  |  | 30 | 530 | 530 | 530 | 900
0010274370 | AT_PROCESS | WSD11-111-G2D-00202A-25-SS16 | C4B | 131242-WSD11-DR-P-6000.dgn | WSD11 | 111 | G2D | 00202 | A | 25 | SS16 | PIPELINE : WSD11-111-G2D-00202A-25-SS16 | AME B36.19M | 600 | PN16 |  |  |  | 33.4 | 3.38 |  |  |  | 30 | 530 | 530 | 530 | 900
0010282240 | AT_PROCESS | WSD11-111-G2D-00203A-25-SS16 | C4B | 131242-WSD11-DR-P-6020.dgn | WSD11 | 111 | G2D | 00203 | A | 25 | SS16 | PIPELINE : WSD11-111-G2D-00203A-25-SS16 | AME B36.19M | 600 | PN16 |  |  |  | 33.4 | 3.38 |  |  |  | 30 | 600 | 600 | 600 | 900
0010282223 | AT_PROCESS | WSD11-111-G2D-00204-25-SS16 | C4B | 131242-WSD11-DR-P-6020.dgn | WSD11 | 111 | G2D | 00204 |  | 25 | SS16 | PIPELINE : WSD11-111-G2D-00204-25-SS16 | AME B36.19M | 600 | PN16 |  |  |  | 33.4 | 3.38 |  |  |  | 30 | 600 | 600 | 600 | 900
0010283315 | AT_PROCESS | WSD11-111-G2D-00205-50-SS16 | C4B | 131242-WSD11-DR-P-6027.dgn | WSD11 | 111 | G2D | 00205 |  | 50 | SS16 | PIPELINE : WSD11-111-G2D-00205-50-SS16 | AME B36.19M | 600 | PN16 | 10000 | 10000 | 10000 | 60.3 | 3.91 |  |  |  | 30 | 600 | 600 | 600 | 900
0010283315 | AT_PROCESS | WSD11-111-G2D-00205-50-SS16 | C4B | 131242-WSD11-DR-P-6031.dgn | WSD11 | 111 | G2D | 00205 |  | 50 | SS16 | PIPELINE : WSD11-111-G2D-00205-50-SS16 | AME B36.19M | 600 | PN16 | 10000 | 10000 | 10000 | 60.3 | 3.91 |  |  |  | 30 | 600 | 600 | 600 | 900
0010300830 | AT_PROCESS | WSD11-111-G2D-00205A-25-SS16 | C4B | 131242-WSD11-DR-P-6027.dgn | WSD11 | 111 | G2D | 00205 | A | 25 | SS16 | PIPELINE : WSD11-111-G2D-00205A-25-SS16 | AME B36.19M | 600 | PN16 |  |  |  | 33.4 | 3.38 |  |  |  | 30 | 600 | 600 | 600 | 900
0010333598 | AT_PROCESS | WSD11-111-G2D-00205B-15-SS16 | C4B | 131242-WSD11-DR-P-6027.dgn | WSD11 | 111 | G2D | 00205 | B | 15 | SS16 | PIPELINE : WSD11-111-G2D-00205B-15-SS16 | AME B36.19M | 600 | PN16 |  |  |  | 21.3 | 2.77 |  |  |  | 30 | 600 | 600 | 600 | 900
0010333593 | AT_PROCESS | WSD11-111-G2D-00205B-50-SS16 | C4B | 131242-WSD11-DR-P-6027.dgn | WSD11 | 111 | G2D | 00205 | B | 50 | SS16 | PIPELINE : WSD11-111-G2D-00205B-50-SS16 | AME B36.19M | 600 | PN16 | 10000 | 10000 | 10000 | 60.3 | 3.91 |  |  |  | 30 | 600 | 600 | 600 | 900
0010300864 | AT_PROCESS | WSD11-111-G2D-00205C-15-SS16 | C4B | 131242-WSD11-DR-P-6027.dgn | WSD11 | 111 | G2D | 00205 | C | 15 | SS16 | PIPELINE : WSD11-111-G2D-00205C-15-SS16 | AME B36.19M | 600 | PN16 |  |  |  | 21.3 | 2.77 |  |  |  | 30 | 600 | 600 | 600 | 900
0010300828 | AT_PROCESS | WSD11-111-G2D-00206-15-SS16 | C4B | 131242-WSD11-DR-P-6027.dgn | WSD11 | 111 | G2D | 00206 |  | 15 | SS16 | PIPELINE : WSD11-111-G2D-00206-15-SS16 | AME B36.19M | 600 | PN16 | 144 | 144 | 144 | 21.3 | 2.77 |  |  |  | 30 | 600 | 600 | 600 | 900
0010333596 | AT_PROCESS | WSD11-111-G2D-00207-25-SS16 | C4B | 131242-WSD11-DR-P-6027.dgn | WSD11 | 111 | G2D | 00207 |  | 25 | SS16 | PIPELINE : WSD11-111-G2D-00207-25-SS16 | AME B36.19M | 600 | PN16 |  |  |  | 33.4 | 3.38 |  |  |  | 30 | 600 | 600 | 600 | 900
0010300846 | AT_PROCESS | WSD11-111-G2D-00207A-25-SS16 | C4B | 131242-WSD11-DR-P-6027.dgn | WSD11 | 111 | G2D | 00207 | A | 25 | SS16 | PIPELINE : WSD11-111-G2D-00207A-25-SS16 | AME B36.19M | 600 | PN16 |  |  |  | 33.4 | 3.38 |  |  |  | 30 | 600 | 600 | 600 | 900
0010283311 | AT_PROCESS | WSD11-111-G2D-00208-25-SS16 | C4B | 131242-WSD11-DR-P-6028.dgn | WSD11 | 111 | G2D | 00208 |  | 25 | SS16 | PIPELINE : WSD11-111-G2D-00208-25-SS16 | AME B36.19M | 600 | PN16 | 6000 | 6000 | 6000 | 33.4 | 3.38 |  |  |  | 30 | 600 | 600 | 600 | 900
0010283311 | AT_PROCESS | WSD11-111-G2D-00208-25-SS16 | C4B | 131242-WSD11-DR-P-6031.dgn | WSD11 | 111 | G2D | 00208 |  | 25 | SS16 | PIPELINE : WSD11-111-G2D-00208-25-SS16 | AME B36.19M | 600 | PN16 | 6000 | 6000 | 6000 | 33.4 | 3.38 |  |  |  | 30 | 600 | 600 | 600 | 900
0010283311 | AT_PROCESS | WSD11-111-G2D-00208-25-SS16 | C4B | 131242-WSD11-DR-P-6028.dgn | WSD11 | 111 | G2D | 00208 |  | 25 | SS16 | PIPELINE : WSD11-111-G2D-00208-25-SS16 | AME B36.19M | 600 | PN16 | 6000 | 6000 | 6000 | 33.4 | 3.38 |  |  |  | 30 | 600 | 600 | 600 | 900
0010283311 | AT_PROCESS | WSD11-111-G2D-00208-25-SS16 | C4B | 131242-WSD11-DR-P-6031.dgn | WSD11 | 111 | G2D | 00208 |  | 25 | SS16 | PIPELINE : WSD11-111-G2D-00208-25-SS16 | AME B36.19M | 600 | PN16 | 6000 | 6000 | 6000 | 33.4 | 3.38 |  |  |  | 30 | 600 | 600 | 600 | 900
0010283311 | AT_PROCESS | WSD11-111-G2D-00208-25-SS16 | C4B | 131242-WSD11-DR-P-6028.dgn | WSD11 | 111 | G2D | 00208 |  | 25 | SS16 | PIPELINE : WSD11-111-G2D-00208-25-SS16 | AME B36.19M | 600 | PN16 | 6000 | 6000 | 6000 | 33.4 | 3.38 |  |  |  | 30 | 600 | 600 | 600 | 900
0010283002 | AT_PROCESS | WSD11-111-G2D-00209-25-SS16 | C4B | 131242-WSD11-DR-P-6028.dgn | WSD11 | 111 | G2D | 00209 |  | 25 | SS16 | PIPELINE : WSD11-111-G2D-00209-25-SS16 | AME B36.19M | 600 | PN16 | 10000 | 10000 | 10000 | 33.4 | 3.38 |  |  |  | 30 | 600 | 600 | 600 | 900
0010283304 | AT_PROCESS | WSD11-111-G2D-00210-50-SS16 | C4B | 131242-WSD11-DR-P-6200.dgn | WSD11 | 111 | G2D | 00210 |  | 50 | SS16 | PIPELINE : WSD11-111-G2D-00210-50-SS16 | AME B36.19M | 600 | PN16 | 10400 | 5000 | 40000 | 60.3 | 3.91 |  |  |  | 30 | 530 | 530 | 530 | 900
0010283304 | AT_PROCESS | WSD11-111-G2D-00210-50-SS16 | C4B | 131242-WSD11-DR-P-6031.dgn | WSD11 | 111 | G2D | 00210 |  | 50 | SS16 | PIPELINE : WSD11-111-G2D-00210-50-SS16 | AME B36.19M | 600 | PN16 | 10400 | 5000 | 40000 | 60.3 | 3.91 |  |  |  | 30 | 530 | 530 | 530 | 900
0010283304 | AT_PROCESS | WSD11-111-G2D-00210-50-SS16 | C4B | 131242-WSD11-DR-P-6031.dgn | WSD11 | 111 | G2D | 00210 |  | 50 | SS16 | PIPELINE : WSD11-111-G2D-00210-50-SS16 | AME B36.19M | 600 | PN16 | 10400 | 5000 | 40000 | 60.3 | 3.91 |  |  |  | 30 | 530 | 530 | 530 | 900
0010283304 | AT_PROCESS | WSD11-111-G2D-00210-50-SS16 | C4B | 131242-WSD11-DR-P-6200.dgn | WSD11 | 111 | G2D | 00210 |  | 50 | SS16 | PIPELINE : WSD11-111-G2D-00210-50-SS16 | AME B36.19M | 600 | PN16 | 10400 | 5000 | 40000 | 60.3 | 3.91 |  |  |  | 30 | 530 | 530 | 530 | 900
0010308823 | AT_PROCESS | WSD11-111-G2D-00210A-50-SS16 | C4B | 131242-WSD11-DR-P-6031.dgn | WSD11 | 111 | G2D | 00210 | A | 50 | SS16 | PIPELINE : WSD11-111-G2D-00210A-50-SS16 | AME B36.19M | 600 | PN16 |  |  |  | 60.3 | 3.91 |  |  |  | 30 | 600 | 600 | 600 | 900
0010308824 | AT_PROCESS | WSD11-111-G2D-00210B-50-SS16 | C4B | 131242-WSD11-DR-P-6031.dgn | WSD11 | 111 | G2D | 00210 | B | 50 | SS16 | PIPELINE : WSD11-111-G2D-00210B-50-SS16 | AME B36.19M | 600 | PN16 |  |  |  | 60.3 | 3.91 |  |  |  | 30 | 600 | 600 | 600 | 900
0010332969 | AT_PROCESS | WSD11-111-G2D-00220-25-SS16 | C4B | 131242-WSD11-DR-P-6000.dgn | WSD11 | 111 | G2D | 00220 |  | 25 | SS16 | PIPELINE : WSD11-111-G2D-00220-25-SS16 | AME B36.19M | 600 | PN16 |  |  |  | 33.4 | 3.38 |  |  |  | 30 | 530 | 530 | 530 | 900
0010332969 | AT_PROCESS | WSD11-111-G2D-00220-25-SS16 | C4B | 131242-WSD11-DR-P-6000.dgn | WSD11 | 111 | G2D | 00220 |  | 25 | SS16 | PIPELINE : WSD11-111-G2D-00220-25-SS16 | AME B36.19M | 600 | PN16 |  |  |  | 33.4 | 3.38 |  |  |  | 30 | 530 | 530 | 530 | 900
0010332981 | AT_PROCESS | WSD11-111-G2D-00221-25-SS16 | C4B | 131242-WSD11-DR-P-6000.dgn | WSD11 | 111 | G2D | 00221 |  | 25 | SS16 | PIPELINE : WSD11-111-G2D-00221-25-SS16 | AME B36.19M | 600 | PN16 |  |  |  | 33.4 | 3.38 |  |  |  | 30 | 530 | 530 | 530 | 900
0010332981 | AT_PROCESS | WSD11-111-G2D-00221-25-SS16 | C4B | 131242-WSD11-DR-P-6000.dgn | WSD11 | 111 | G2D | 00221 |  | 25 | SS16 | PIPELINE : WSD11-111-G2D-00221-25-SS16 | AME B36.19M | 600 | PN16 |  |  |  | 33.4 | 3.38 |  |  |  | 30 | 530 | 530 | 530 | 900
0010297816 | AT_PROCESS | WSD11-111-G2D-00301-32-SS16 | C4B | 131242-WSD11-DR-P-6000.dgn | WSD11 | 111 | G2D | 00301 |  | 32 | SS16 | PIPELINE : WSD11-111-G2D-00301-32-SS16 | AME B36.19M | 600 | PN16 |  |  |  | 42.2 | 3.56 |  |  |  | 30 | 530 | 530 | 530 | 900
0010297816 | AT_PROCESS | WSD11-111-G2D-00301-32-SS16 | C4B | 131242-WSD11-DR-P-6000.dgn | WSD11 | 111 | G2D | 00301 |  | 32 | SS16 | PIPELINE : WSD11-111-G2D-00301-32-SS16 | AME B36.19M | 600 | PN16 |  |  |  | 42.2 | 3.56 |  |  |  | 30 | 530 | 530 | 530 | 900
0010297819 | AT_PROCESS | WSD11-111-G2D-00302-32-SS16 | C4B | 131242-WSD11-DR-P-6000.dgn | WSD11 | 111 | G2D | 00302 |  | 32 | SS16 | PIPELINE : WSD11-111-G2D-00302-32-SS16 | AME B36.19M | 600 | PN16 |  |  |  | 42.2 | 3.56 |  |  |  | 30 | 530 | 530 | 530 | 900
0010297819 | AT_PROCESS | WSD11-111-G2D-00302-32-SS16 | C4B | 131242-WSD11-DR-P-6000.dgn | WSD11 | 111 | G2D | 00302 |  | 32 | SS16 | PIPELINE : WSD11-111-G2D-00302-32-SS16 | AME B36.19M | 600 | PN16 |  |  |  | 42.2 | 3.56 |  |  |  | 30 | 530 | 530 | 530 | 900
0010332945 | AT_PROCESS | WSD11-111-G2D-00320-25-SS16 | C4B | 131242-WSD11-DR-P-6000.dgn | WSD11 | 111 | G2D | 00320 |  | 25 | SS16 | PIPELINE : WSD11-111-G2D-00320-25-SS16 | AME B36.19M | 600 | PN16 |  |  |  | 33.4 | 3.38 |  |  |  | 30 | 530 | 530 | 530 | 900
0010332868 | AT_PROCESS | WSD11-111-G2D-00321-25-SS16 | C4B | 131242-WSD11-DR-P-6000.dgn | WSD11 | 111 | G2D | 00321 |  | 25 | SS16 | PIPELINE : WSD11-111-G2D-00321-25-SS16 | AME B36.19M | 600 | PN16 |  |  |  | 33.4 | 3.38 |  |  |  | 30 | 530 | 530 | 530 | 900
0010297822 | AT_PROCESS | WSD11-111-G2D-00401-32-SS16 | C4B | 131242-WSD11-DR-P-6000.dgn | WSD11 | 111 | G2D | 00401 |  | 32 | SS16 | PIPELINE : WSD11-111-G2D-00401-32-SS16 | AME B36.19M | 600 | PN16 |  |  |  | 42.2 | 3.56 |  |  |  | 30 | 530 | 530 | 530 | 900
0010297822 | AT_PROCESS | WSD11-111-G2D-00401-32-SS16 | C4B | 131242-WSD11-DR-P-6000.dgn | WSD11 | 111 | G2D | 00401 |  | 32 | SS16 | PIPELINE : WSD11-111-G2D-00401-32-SS16 | AME B36.19M | 600 | PN16 |  |  |  | 42.2 | 3.56 |  |  |  | 30 | 530 | 530 | 530 | 900
0010297878 | AT_PROCESS | WSD11-111-G2D-00402-32-SS16 | C4B | 131242-WSD11-DR-P-6000.dgn | WSD11 | 111 | G2D | 00402 |  | 32 | SS16 | PIPELINE : WSD11-111-G2D-00402-32-SS16 | AME B36.19M | 600 | PN16 |  |  |  | 42.2 | 3.56 |  |  |  | 30 | 530 | 530 | 530 | 900
0010297878 | AT_PROCESS | WSD11-111-G2D-00402-32-SS16 | C4B | 131242-WSD11-DR-P-6000.dgn | WSD11 | 111 | G2D | 00402 |  | 32 | SS16 | PIPELINE : WSD11-111-G2D-00402-32-SS16 | AME B36.19M | 600 | PN16 |  |  |  | 42.2 | 3.56 |  |  |  | 30 | 530 | 530 | 530 | 900
0010332943 | AT_PROCESS | WSD11-111-G2D-00420-25-SS16 | C4B | 131242-WSD11-DR-P-6000.dgn | WSD11 | 111 | G2D | 00420 |  | 25 | SS16 | PIPELINE : WSD11-111-G2D-00420-25-SS16 | AME B36.19M | 600 | PN16 |  |  |  | 33.4 | 3.38 |  |  |  | 30 | 530 | 530 | 530 | 900
0010332943 | AT_PROCESS | WSD11-111-G2D-00420-25-SS16 | C4B | 131242-WSD11-DR-P-6000.dgn | WSD11 | 111 | G2D | 00420 |  | 25 | SS16 | PIPELINE : WSD11-111-G2D-00420-25-SS16 | AME B36.19M | 600 | PN16 |  |  |  | 33.4 | 3.38 |  |  |  | 30 | 530 | 530 | 530 | 900
0010332866 | AT_PROCESS | WSD11-111-G2D-00421-25-SS16 | C4B | 131242-WSD11-DR-P-6000.dgn | WSD11 | 111 | G2D | 00421 |  | 25 | SS16 | PIPELINE : WSD11-111-G2D-00421-25-SS16 | AME B36.19M | 600 | PN16 |  |  |  | 33.4 | 3.38 |  |  |  | 30 | 530 | 530 | 530 | 900
0010279208 | AT_PROCESS | WSD11-111-HS-00101-100-SS16 | C4B | 131242-WSD11-DR-P-6003.dgn | WSD11 | 111 | HS | 00101 |  | 100 | SS16 | PIPELINE : WSD11-111-HS-00101-100-SS16 | AME B36.19M | 1250 | PN25 | 22900 | 22900 | 22900 | 114.3 | 3.05 |  | 30 | ROCKWOOL | 165 | 600 | 500 | 1100 | 1875
0010279215 | AT_PROCESS | WSD11-111-HS-00101A-25-SS16 | C4B | 131242-WSD11-DR-P-6003.dgn | WSD11 | 111 | HS | 00101 | A | 25 | SS16 | PIPELINE : WSD11-111-HS-00101A-25-SS16 | AME B36.19M | 1250 | PN25 |  |  |  | 33.4 | 3.38 |  | 30 | ROCKWOOL | 165 | 600 | 500 | 1100 | 1875
0010307910 | AT_PROCESS | WSD11-111-HS-00101A-50-SS16 | C4B | 131242-WSD11-DR-P-6007.dgn | WSD11 | 111 | HS | 00101 | A | 50 | SS16 | PIPELINE : WSD11-111-HS-00101A-50-SS16 | AME B36.19M | 1000 | PN16 |  |  |  | 21.3 | 2.77 |  | 30 | ROCKWOOL | 107 | 200 | 150 | 250 | 1500
0010279438 | AT_PROCESS | WSD11-111-HS-00101B-25-SS16 | C4B | 131242-WSD11-DR-P-6007.dgn | WSD11 | 111 | HS | 00101 | B | 25 | SS16 | PIPELINE : WSD11-111-HS-00101B-25-SS16 | AME B36.19M | 550 | PN16 |  |  |  | 33.4 | 3.38 |  | 30 | ROCKWOOL | 107 | 200 | 150 | 250 | 1500
0010279429 | AT_PROCESS | WSD11-111-HS-00101C-80-SS16 | C4B | 131242-WSD11-DR-P-6007.dgn | WSD11 | 111 | HS | 00101 | C | 80 | SS16 | PIPELINE : WSD11-111-HS-00101C-80-SS16 | AME B36.19M | 550 | PN16 |  |  |  | 88.9 | 3.05 |  | 30 | ROCKWOOL | 107 | 200 | 150 | 250 | 1500
0010279429 | AT_PROCESS | WSD11-111-HS-00101C-80-SS16 | C4B | 131242-WSD11-DR-P-6007.dgn | WSD11 | 111 | HS | 00101 | C | 80 | SS16 | PIPELINE : WSD11-111-HS-00101C-80-SS16 | AME B36.19M | 550 | PN16 |  |  |  | 88.9 | 3.05 |  | 30 | ROCKWOOL | 107 | 200 | 150 | 250 | 1500
0010292399 | AT_PROCESS | WSD11-111-HS-00101L-100-SS16 | C4B | 131242-WSD11-DR-P-6003.dgn | WSD11 | 111 | HS | 00101 | L | 100 | SS16 | PIPELINE : WSD11-111-HS-00101L-100-SS16 | AME B36.19M | 1250 | PN25 |  |  |  | 114.3 | 3.05 |  | 30 | ROCKWOOL | 165 | 600 | 500 | 1100 | 1875
0010274694 | AT_PROCESS | WSD11-111-HS-00102-100-SS16 | C4B | 131242-WSD11-DR-P-6007.dgn | WSD11 | 111 | HS | 00102 |  | 100 | SS16 | PIPELINE : WSD11-111-HS-00102-100-SS16 | AME B36.19M | 900 | PN16 |  |  |  | 114.3 | 3.05 |  | 30 | ROCKWOOL | 165 | 200 | 150 | 250 | 1500
0010274694 | AT_PROCESS | WSD11-111-HS-00102-100-SS16 | C4B | 131242-WSD11-DR-P-6003.dgn | WSD11 | 111 | HS | 00102 |  | 100 | SS16 | PIPELINE : WSD11-111-HS-00102-100-SS16 | AME B36.19M | 900 | PN16 |  |  |  | 114.3 | 3.05 |  | 30 | ROCKWOOL | 165 | 200 | 150 | 250 | 1500
0010292456 | AT_PROCESS | WSD11-111-HS-00102L-80-SS16 | C4B | 131242-WSD11-DR-P-6007.dgn | WSD11 | 111 | HS | 00102 | L | 80 | SS16 | PIPELINE : WSD11-111-HS-00102L-80-SS16 | AME B36.19M | 1000 | PN16 |  |  |  | 88.9 | 3.05 |  | 30 | ROCKWOOL | 165 | 200 | 150 | 250 | 1500
0010279278 | AT_PROCESS | WSD11-111-HS-00103-100-SS16 | C4B | 131242-WSD11-DR-P-6004.dgn | WSD11 | 111 | HS | 00103 |  | 100 | SS16 | PIPELINE : WSD11-111-HS-00103-100-SS16 | AME B36.19M | 1250 | PN25 | 22900 | 22900 | 22900 | 114.3 | 3.05 |  | 30 | ROCKWOOL | 165 | 600 | 500 | 1100 | 1875
0010279280 | AT_PROCESS | WSD11-111-HS-00103A-25-SS16 | C4B | 131242-WSD11-DR-P-6004.dgn | WSD11 | 111 | HS | 00103 | A | 25 | SS16 | PIPELINE : WSD11-111-HS-00103A-25-SS16 | AME B36.19M | 1250 | PN25 |  |  |  | 33.4 | 3.38 |  | 30 | ROCKWOOL | 165 | 600 | 500 | 1100 | 1875
0010292419 | AT_PROCESS | WSD11-111-HS-00103L-100-SS16 | C4B | 131242-WSD11-DR-P-6004.dgn | WSD11 | 111 | HS | 00103 | L | 100 | SS16 | PIPELINE : WSD11-111-HS-00103L-100-SS16 | AME B36.19M | 1250 | PN25 |  |  |  | 114.3 | 3.05 |  | 30 | ROCKWOOL | 165 | 600 | 500 | 1100 | 1875
0010274787 | AT_PROCESS | WSD11-111-HS-00104-100-SS16 | C4B | 131242-WSD11-DR-P-6004.dgn | WSD11 | 111 | HS | 00104 |  | 100 | SS16 | PIPELINE : WSD11-111-HS-00104-100-SS16 | AME B36.19M | 1250 | PN16 |  |  |  | 114.3 | 3.05 |  | 30 | ROCKWOOL | 165 | 600 | 500 | 1100 | 1500
0010274787 | AT_PROCESS | WSD11-111-HS-00104-100-SS16 | C4B | 131242-WSD11-DR-P-6007.dgn | WSD11 | 111 | HS | 00104 |  | 100 | SS16 | PIPELINE : WSD11-111-HS-00104-100-SS16 | AME B36.19M | 1250 | PN16 |  |  |  | 114.3 | 3.05 |  | 30 | ROCKWOOL | 165 | 600 | 500 | 1100 | 1500
0010292454 | AT_PROCESS | WSD11-111-HS-00104L-80-SS16 | C4B | 131242-WSD11-DR-P-6007.dgn | WSD11 | 111 | HS | 00104 | L | 80 | SS16 | PIPELINE : WSD11-111-HS-00104L-80-SS16 | AME B36.19M | 1000 | PN16 |  |  |  | 88.9 | 3.05 |  | 30 | ROCKWOOL | 165 | 200 | 150 | 250 | 1500
0010278780 | AT_PROCESS | WSD11-111-HS-00105-100-SS16 | C4B | 131242-WSD11-DR-P-6005.dgn | WSD11 | 111 | HS | 00105 |  | 100 | SS16 | PIPELINE : WSD11-111-HS-00105-100-SS16 | AME B36.19M | 1250 | PN25 | 22900 | 22900 | 22900 | 114.3 | 3.05 |  | 30 | ROCKWOOL | 165 | 600 | 500 | 1100 | 1875
0010278782 | AT_PROCESS | WSD11-111-HS-00105A-25-SS16 | C4B | 131242-WSD11-DR-P-6005.dgn | WSD11 | 111 | HS | 00105 | A | 25 | SS16 | PIPELINE : WSD11-111-HS-00105A-25-SS16 | AME B36.19M | 1250 | PN25 |  |  |  | 33.4 | 3.38 |  | 30 | ROCKWOOL | 165 | 600 | 500 | 1100 | 1875
0010292432 | AT_PROCESS | WSD11-111-HS-00105L-100-SS16 | C4B | 131242-WSD11-DR-P-6005.dgn | WSD11 | 111 | HS | 00105 | L | 100 | SS16 | PIPELINE : WSD11-111-HS-00105L-100-SS16 | AME B36.19M | 1250 | PN25 |  |  |  | 114.3 | 3.05 |  | 30 | ROCKWOOL | 165 | 600 | 500 | 1100 | 1875
0010274874 | AT_PROCESS | WSD11-111-HS-00106-100-SS16 | C4B | 131242-WSD11-DR-P-6007.dgn | WSD11 | 111 | HS | 00106 |  | 100 | SS16 | PIPELINE : WSD11-111-HS-00106-100-SS16 | AME B36.19M | 1250 | PN16 |  |  |  | 114.3 | 3.05 |  | 30 | ROCKWOOL | 165 | 600 | 500 | 1100 | 1500
0010274874 | AT_PROCESS | WSD11-111-HS-00106-100-SS16 | C4B | 131242-WSD11-DR-P-6005.dgn | WSD11 | 111 | HS | 00106 |  | 100 | SS16 | PIPELINE : WSD11-111-HS-00106-100-SS16 | AME B36.19M | 1250 | PN16 |  |  |  | 114.3 | 3.05 |  | 30 | ROCKWOOL | 165 | 600 | 500 | 1100 | 1500
0010278637 | AT_PROCESS | WSD11-111-HS-00107-100-SS16 | C4B | 131242-WSD11-DR-P-6006.dgn | WSD11 | 111 | HS | 00107 |  | 100 | SS16 | PIPELINE : WSD11-111-HS-00107-100-SS16 | AME B36.19M | 1250 | PN25 | 22900 | 22900 | 22900 | 114.3 | 3.05 |  | 30 | ROCKWOOL | 165 | 600 | 500 | 1100 | 1875
0010278617 | AT_PROCESS | WSD11-111-HS-00107A-25-SS16 | C4B | 131242-WSD11-DR-P-6006.dgn | WSD11 | 111 | HS | 00107 | A | 25 | SS16 | PIPELINE : WSD11-111-HS-00107A-25-SS16 | AME B36.19M | 1250 | PN25 |  |  |  | 33.4 | 3.38 |  | 30 | ROCKWOOL | 165 | 600 | 500 | 1100 | 1875
0010292443 | AT_PROCESS | WSD11-111-HS-00107L-100-SS16 | C4B | 131242-WSD11-DR-P-6006.dgn | WSD11 | 111 | HS | 00107 | L | 100 | SS16 | PIPELINE : WSD11-111-HS-00107L-100-SS16 | AME B36.19M | 1250 | PN25 |  |  |  | 114.3 | 3.05 |  | 30 | ROCKWOOL | 165 | 600 | 500 | 1100 | 1875
0010274957 | AT_PROCESS | WSD11-111-HS-00108-100-SS16 | C4B | 131242-WSD11-DR-P-6007.dgn | WSD11 | 111 | HS | 00108 |  | 100 | SS16 | PIPELINE : WSD11-111-HS-00108-100-SS16 | AME B36.19M | 900 | PN16 |  |  |  | 114.3 | 3.05 |  | 30 | ROCKWOOL | 165 | 200 | 150 | 250 | 1500
0010274957 | AT_PROCESS | WSD11-111-HS-00108-100-SS16 | C4B | 131242-WSD11-DR-P-6006.dgn | WSD11 | 111 | HS | 00108 |  | 100 | SS16 | PIPELINE : WSD11-111-HS-00108-100-SS16 | AME B36.19M | 900 | PN16 |  |  |  | 114.3 | 3.05 |  | 30 | ROCKWOOL | 165 | 200 | 150 | 250 | 1500
0010330453 | AT_PROCESS | WSD11-111-HS-00109-200-SS16 | C4B | 131242-WSD11-DR-P-6007.dgn | WSD11 | 111 | HS | 00109 |  | 200 | SS16 | PIPELINE : WSD11-111-HS-00109-200-SS16 | AME B36.19M | 550 | PN16 |  |  |  | 219.1 | 3.76 |  | 30 | ROCKWOOL | 107 | 200 | 150 | 250 | 725
0010330453 | AT_PROCESS | WSD11-111-HS-00109-200-SS16 | C4B | 131242-WSD11-DR-P-6008.dgn | WSD11 | 111 | HS | 00109 |  | 200 | SS16 | PIPELINE : WSD11-111-HS-00109-200-SS16 | AME B36.19M | 550 | PN16 |  |  |  | 219.1 | 3.76 |  | 30 | ROCKWOOL | 107 | 200 | 150 | 250 | 725
0010279462 | AT_PROCESS | WSD11-111-HS-00109H-25-SS16 | C4B | 131242-WSD11-DR-P-6008.dgn | WSD11 | 111 | HS | 00109 | H | 25 | SS16 | PIPELINE : WSD11-111-HS-00109H-25-SS16 | AME B36.19M | 550 | PN16 |  |  |  | 33.4 | 3.38 |  | 30 | ROCKWOOL | 80 | 200 | 150 | 250 | 725
0010279425 | AT_PROCESS | WSD11-111-HS-00110-200-SS16 | C4B | 131242-WSD11-DR-P-6007.dgn | WSD11 | 111 | HS | 00110 |  | 200 | SS16 | PIPELINE : WSD11-111-HS-00110-200-SS16 | AME B36.19M | 1000 | PN16 |  |  |  | 219.1 | 3.76 |  | 30 | ROCKWOOL | 107 | 200 | 150 | 250 | 1500
0010279441 | AT_PROCESS | WSD11-111-HS-00110A-100-SS16 | C4B | 131242-WSD11-DR-P-6007.dgn | WSD11 | 111 | HS | 00110 | A | 100 | SS16 | PIPELINE : WSD11-111-HS-00110A-100-SS16 | AME B36.19M | 550 | PN16 |  |  |  | 114.3 | 3.05 |  | 30 | ROCKWOOL | 107 | 200 | 150 | 250 | 1500
0010276298 | AT_PROCESS | WSD11-111-HS-00111-200-SS16 | C4B | 131242-WSD11-DR-P-6007.dgn | WSD11 | 111 | HS | 00111 |  | 200 | SS16 | PIPELINE : WSD11-111-HS-00111-200-SS16 | AME B36.19M | 900 | PN16 |  |  |  | 219.1 | 3.76 |  | 10 | POLYURETHANE | 71 | 32 | 20 | 100 | 1350
0010276298 | AT_PROCESS | WSD11-111-HS-00111-200-SS16 | C4B | 131242-WSD11-DR-P-6015.dgn | WSD11 | 111 | HS | 00111 |  | 200 | SS16 | PIPELINE : WSD11-111-HS-00111-200-SS16 | AME B36.19M | 900 | PN16 |  |  |  | 219.1 | 3.76 |  | 10 | POLYURETHANE | 71 | 32 | 20 | 100 | 1350
0010282383 | AT_PROCESS | WSD11-111-HS-00201-100-SS16 | C4B | 131242-WSD11-DR-P-6021.dgn | WSD11 | 111 | HS | 00201 |  | 100 | SS16 | PIPELINE : WSD11-111-HS-00201-100-SS16 | AME B36.19M | 1250 | PN25 | 22900 | 22900 | 22900 | 114.3 | 3.05 |  | 30 | ROCKWOOL | 165 | 600 | 500 | 1100 | 1875
0010282390 | AT_PROCESS | WSD11-111-HS-00201A-25-SS16 | C4B | 131242-WSD11-DR-P-6021.dgn | WSD11 | 111 | HS | 00201 | A | 25 | SS16 | PIPELINE : WSD11-111-HS-00201A-25-SS16 | AME B36.19M | 1250 | PN25 |  |  |  | 33.4 | 3.38 |  | 30 | ROCKWOOL | 165 | 600 | 500 | 1100 | 1875
0010308678 | AT_PROCESS | WSD11-111-HS-00201A-50-SS16 | C4B | 131242-WSD11-DR-P-6025.dgn | WSD11 | 111 | HS | 00201 | A | 50 | SS16 | PIPELINE : WSD11-111-HS-00201A-50-SS16 | AME B36.19M | 1000 | PN16 |  |  |  | 21.3 | 2.77 |  | 30 | ROCKWOOL | 107 | 200 | 150 | 250 | 1500
0010282752 | AT_PROCESS | WSD11-111-HS-00201B-25-SS16 | C4B | 131242-WSD11-DR-P-6025.dgn | WSD11 | 111 | HS | 00201 | B | 25 | SS16 | PIPELINE : WSD11-111-HS-00201B-25-SS16 | AME B36.19M | 550 | PN16 |  |  |  | 33.4 | 3.38 |  | 30 | ROCKWOOL | 107 | 200 | 150 | 250 | 1500
0010282749 | AT_PROCESS | WSD11-111-HS-00201C-80-SS16 | C4B | 131242-WSD11-DR-P-6025.dgn | WSD11 | 111 | HS | 00201 | C | 80 | SS16 | PIPELINE : WSD11-111-HS-00201C-80-SS16 | AME B36.19M | 550 | PN16 |  |  |  | 88.9 | 3.05 |  | 30 | ROCKWOOL | 107 | 200 | 150 | 250 | 1500
0010282749 | AT_PROCESS | WSD11-111-HS-00201C-80-SS16 | C4B | 131242-WSD11-DR-P-6025.dgn | WSD11 | 111 | HS | 00201 | C | 80 | SS16 | PIPELINE : WSD11-111-HS-00201C-80-SS16 | AME B36.19M | 550 | PN16 |  |  |  | 88.9 | 3.05 |  | 30 | ROCKWOOL | 107 | 200 | 150 | 250 | 1500
0010292482 | AT_PROCESS | WSD11-111-HS-00201L-100-SS16 | C4B | 131242-WSD11-DR-P-6021.dgn | WSD11 | 111 | HS | 00201 | L | 100 | SS16 | PIPELINE : WSD11-111-HS-00201L-100-SS16 | AME B36.19M | 1250 | PN25 |  |  |  | 114.3 | 3.05 |  | 30 | ROCKWOOL | 165 | 600 | 500 | 1100 | 1875
0010282713 | AT_PROCESS | WSD11-111-HS-00202-100-SS16 | C4B | 131242-WSD11-DR-P-6021.dgn | WSD11 | 111 | HS | 00202 |  | 100 | SS16 | PIPELINE : WSD11-111-HS-00202-100-SS16 | AME B36.19M | 1250 | PN16 |  |  |  | 114.3 | 3.05 |  | 30 | ROCKWOOL | 165 | 600 | 500 | 1100 | 1500
0010282713 | AT_PROCESS | WSD11-111-HS-00202-100-SS16 | C4B | 131242-WSD11-DR-P-6025.dgn | WSD11 | 111 | HS | 00202 |  | 100 | SS16 | PIPELINE : WSD11-111-HS-00202-100-SS16 | AME B36.19M | 1250 | PN16 |  |  |  | 114.3 | 3.05 |  | 30 | ROCKWOOL | 165 | 600 | 500 | 1100 | 1500
0010292520 | AT_PROCESS | WSD11-111-HS-00202L-80-SS16 | C4B | 131242-WSD11-DR-P-6025.dgn | WSD11 | 111 | HS | 00202 | L | 80 | SS16 | PIPELINE : WSD11-111-HS-00202L-80-SS16 | AME B36.19M | 1000 | PN16 |  |  |  | 88.9 | 3.05 |  | 30 | ROCKWOOL | 165 | 200 | 150 | 250 | 1500
0010282475 | AT_PROCESS | WSD11-111-HS-00203-100-SS16 | C4B | 131242-WSD11-DR-P-6022.dgn | WSD11 | 111 | HS | 00203 |  | 100 | SS16 | PIPELINE : WSD11-111-HS-00203-100-SS16 | AME B36.19M | 1250 | PN25 | 22900 | 22900 | 22900 | 114.3 | 3.05 |  | 30 | ROCKWOOL | 165 | 600 | 500 | 1100 | 1875
0010282482 | AT_PROCESS | WSD11-111-HS-00203A-25-SS16 | C4B | 131242-WSD11-DR-P-6022.dgn | WSD11 | 111 | HS | 00203 | A | 25 | SS16 | PIPELINE : WSD11-111-HS-00203A-25-SS16 | AME B36.19M | 1250 | PN25 |  |  |  | 33.4 | 3.38 |  | 30 | ROCKWOOL | 165 | 600 | 500 | 1100 | 1875
0010292495 | AT_PROCESS | WSD11-111-HS-00203L-100-SS16 | C4B | 131242-WSD11-DR-P-6022.dgn | WSD11 | 111 | HS | 00203 | L | 100 | SS16 | PIPELINE : WSD11-111-HS-00203L-100-SS16 | AME B36.19M | 1250 | PN25 |  |  |  | 114.3 | 3.05 |  | 30 | ROCKWOOL | 165 | 600 | 500 | 1100 | 1875
0010282716 | AT_PROCESS | WSD11-111-HS-00204-100-SS16 | C4B | 131242-WSD11-DR-P-6022.dgn | WSD11 | 111 | HS | 00204 |  | 100 | SS16 | PIPELINE : WSD11-111-HS-00204-100-SS16 | AME B36.19M | 1250 | PN16 |  |  |  | 114.3 | 3.05 |  | 30 | ROCKWOOL | 165 | 600 | 500 | 1100 | 1500
0010282716 | AT_PROCESS | WSD11-111-HS-00204-100-SS16 | C4B | 131242-WSD11-DR-P-6025.dgn | WSD11 | 111 | HS | 00204 |  | 100 | SS16 | PIPELINE : WSD11-111-HS-00204-100-SS16 | AME B36.19M | 1250 | PN16 |  |  |  | 114.3 | 3.05 |  | 30 | ROCKWOOL | 165 | 600 | 500 | 1100 | 1500
0010292522 | AT_PROCESS | WSD11-111-HS-00204L-80-SS16 | C4B | 131242-WSD11-DR-P-6025.dgn | WSD11 | 111 | HS | 00204 | L | 80 | SS16 | PIPELINE : WSD11-111-HS-00204L-80-SS16 | AME B36.19M | 1000 | PN16 |  |  |  | 88.9 | 3.05 |  | 30 | ROCKWOOL | 165 | 200 | 150 | 250 | 1500
0010282570 | AT_PROCESS | WSD11-111-HS-00205-100-SS16 | C4B | 131242-WSD11-DR-P-6023.dgn | WSD11 | 111 | HS | 00205 |  | 100 | SS16 | PIPELINE : WSD11-111-HS-00205-100-SS16 | AME B36.19M | 1250 | PN25 | 22900 | 22900 | 22900 | 114.3 | 3.05 |  | 30 | ROCKWOOL | 165 | 600 | 500 | 1100 | 1875
0010282578 | AT_PROCESS | WSD11-111-HS-00205A-25-SS16 | C4B | 131242-WSD11-DR-P-6023.dgn | WSD11 | 111 | HS | 00205 | A | 25 | SS16 | PIPELINE : WSD11-111-HS-00205A-25-SS16 | AME B36.19M | 1250 | PN25 |  |  |  | 33.4 | 3.38 |  | 30 | ROCKWOOL | 165 | 600 | 500 | 1100 | 1875
0010292505 | AT_PROCESS | WSD11-111-HS-00205L-100-SS16 | C4B | 131242-WSD11-DR-P-6023.dgn | WSD11 | 111 | HS | 00205 | L | 100 | SS16 | PIPELINE : WSD11-111-HS-00205L-100-SS16 | AME B36.19M | 1250 | PN25 |  |  |  | 114.3 | 3.05 |  | 30 | ROCKWOOL | 165 | 600 | 500 | 1100 | 1875
0010282710 | AT_PROCESS | WSD11-111-HS-00206-100-SS16 | C4B | 131242-WSD11-DR-P-6025.dgn | WSD11 | 111 | HS | 00206 |  | 100 | SS16 | PIPELINE : WSD11-111-HS-00206-100-SS16 | AME B36.19M | 1250 | PN16 |  |  |  | 114.3 | 3.05 |  | 30 | ROCKWOOL | 165 | 600 | 500 | 1100 | 1500
0010282710 | AT_PROCESS | WSD11-111-HS-00206-100-SS16 | C4B | 131242-WSD11-DR-P-6023.dgn | WSD11 | 111 | HS | 00206 |  | 100 | SS16 | PIPELINE : WSD11-111-HS-00206-100-SS16 | AME B36.19M | 1250 | PN16 |  |  |  | 114.3 | 3.05 |  | 30 | ROCKWOOL | 165 | 600 | 500 | 1100 | 1500
0010282661 | AT_PROCESS | WSD11-111-HS-00207-100-SS16 | C4B | 131242-WSD11-DR-P-6024.dgn | WSD11 | 111 | HS | 00207 |  | 100 | SS16 | PIPELINE : WSD11-111-HS-00207-100-SS16 | AME B36.19M | 1250 | PN25 | 22900 | 22900 | 22900 | 114.3 | 3.05 |  | 30 | ROCKWOOL | 165 | 600 | 500 | 1100 | 1875
0010282673 | AT_PROCESS | WSD11-111-HS-00207A-25-SS16 | C4B | 131242-WSD11-DR-P-6024.dgn | WSD11 | 111 | HS | 00207 | A | 25 | SS16 | PIPELINE : WSD11-111-HS-00207A-25-SS16 | AME B36.19M | 1250 | PN25 |  |  |  | 33.4 | 3.38 |  | 30 | ROCKWOOL | 165 | 600 | 500 | 1100 | 1875
0010292516 | AT_PROCESS | WSD11-111-HS-00207L-100-SS16 | C4B | 131242-WSD11-DR-P-6024.dgn | WSD11 | 111 | HS | 00207 | L | 100 | SS16 | PIPELINE : WSD11-111-HS-00207L-100-SS16 | AME B36.19M | 1250 | PN25 |  |  |  | 114.3 | 3.05 |  | 30 | ROCKWOOL | 165 | 600 | 500 | 1100 | 1875
0010282719 | AT_PROCESS | WSD11-111-HS-00208-100-SS16 | C4B | 131242-WSD11-DR-P-6024.dgn | WSD11 | 111 | HS | 00208 |  | 100 | SS16 | PIPELINE : WSD11-111-HS-00208-100-SS16 | AME B36.19M | 1250 | PN16 |  |  |  | 114.3 | 3.05 |  | 30 | ROCKWOOL | 165 | 600 | 500 | 1100 | 1500
0010282719 | AT_PROCESS | WSD11-111-HS-00208-100-SS16 | C4B | 131242-WSD11-DR-P-6025.dgn | WSD11 | 111 | HS | 00208 |  | 100 | SS16 | PIPELINE : WSD11-111-HS-00208-100-SS16 | AME B36.19M | 1250 | PN16 |  |  |  | 114.3 | 3.05 |  | 30 | ROCKWOOL | 165 | 600 | 500 | 1100 | 1500
0010292491 | AT_PROCESS | WSD11-111-HS-00208L-25-SS16 | C4B | 131242-WSD11-DR-P-6022.dgn | WSD11 | 111 | HS | 00208 | L | 25 | SS16 | PIPELINE : WSD11-111-HS-00208L-25-SS16 | AME B36.19M | 1250 | PN25 |  |  |  | 33.4 | 3.38 |  | 30 | ROCKWOOL | 165 | 600 | 500 | 1100 | 1875
0010283429 | AT_PROCESS | WSD11-111-HS-00209-200-SS16 | C4B | 131242-WSD11-DR-P-6025.dgn | WSD11 | 111 | HS | 00209 |  | 200 | SS16 | PIPELINE : WSD11-111-HS-00209-200-SS16 | AME B36.19M | 550 | PN16 |  |  |  | 219.1 | 3.76 |  | 30 | ROCKWOOL | 107 | 200 | 150 | 250 | 725
0010283429 | AT_PROCESS | WSD11-111-HS-00209-200-SS16 | C4B | 131242-WSD11-DR-P-6026.dgn | WSD11 | 111 | HS | 00209 |  | 200 | SS16 | PIPELINE : WSD11-111-HS-00209-200-SS16 | AME B36.19M | 550 | PN16 |  |  |  | 219.1 | 3.76 |  | 30 | ROCKWOOL | 107 | 200 | 150 | 250 | 725
0010282745 | AT_PROCESS | WSD11-111-HS-00210-200-SS16 | C4B | 131242-WSD11-DR-P-6025.dgn | WSD11 | 111 | HS | 00210 |  | 200 | SS16 | PIPELINE : WSD11-111-HS-00210-200-SS16 | AME B36.19M | 1000 | PN16 |  |  |  | 219.1 | 3.76 |  | 30 | ROCKWOOL | 107 | 200 | 150 | 250 | 1500
0010282747 | AT_PROCESS | WSD11-111-HS-00210A-100-SS16 | C4B | 131242-WSD11-DR-P-6025.dgn | WSD11 | 111 | HS | 00210 | A | 100 | SS16 | PIPELINE : WSD11-111-HS-00210A-100-SS16 | AME B36.19M | 550 | PN16 |  |  |  | 114.3 | 3.05 |  | 30 | ROCKWOOL | 107 | 200 | 150 | 250 | 1500
0010310444 | AT_PROCESS | WSD11-111-HS-00211-200-SS16 | C4B | 131242-WSD11-DR-P-6033.dgn | WSD11 | 111 | HS | 00211 |  | 200 | SS16 | PIPELINE : WSD11-111-HS-00211-200-SS16 | AME B36.19M | 1000 | PN16 |  |  |  | 219.1 | 3.76 |  | 30 | ROCKWOOL | 107 | 200 | 150 | 250 | 1500
0010310444 | AT_PROCESS | WSD11-111-HS-00211-200-SS16 | C4B | 131242-WSD11-DR-P-6025.dgn | WSD11 | 111 | HS | 00211 |  | 200 | SS16 | PIPELINE : WSD11-111-HS-00211-200-SS16 | AME B36.19M | 1000 | PN16 |  |  |  | 219.1 | 3.76 |  | 30 | ROCKWOOL | 107 | 200 | 150 | 250 | 1500
0010336147 | AT_PROCESS | WSD11-111-IA-00007A-25-SS16 | C4B | 131242-WSD11-DR-P-6000.dgn | WSD11 | 111 | IA | 00007 | A | 25 | SS16 | PIPELINE : WSD11-111-IA-00007A-25-SS16 | AME B36.19M | 1100 | PN16 |  |  |  | 33.4 | 3.38 |  |  |  | 42 | 750 | 750 | 750 | 1650
0010336842 | AT_PROCESS | WSD11-111-IA-00101-25-SS16 | C4B | 131242-WSD11-DR-P-6012.dgn | WSD11 | 111 | IA | 00101 |  | 25 | SS16 | PIPELINE : WSD11-111-IA-00101-25-SS16 | AME B36.19M | 1000 | PN16 | 5000 | 5000 | 60000 | 33.4 | 3.38 | NA |  | NA | 42 | 900 | 850 | 1000 | 1500
0010336842 | AT_PROCESS | WSD11-111-IA-00101-25-SS16 | C4B | 131242-WSD11-DR-P-6601.dgn | WSD11 | 111 | IA | 00101 |  | 25 | SS16 | PIPELINE : WSD11-111-IA-00101-25-SS16 | AME B36.19M | 1000 | PN16 | 5000 | 5000 | 60000 | 33.4 | 3.38 | NA |  | NA | 42 | 900 | 850 | 1000 | 1500
0010308045 | AT_PROCESS | WSD11-111-IA-00101-50-SS16 | C4B | 131242-WSD11-DR-P-6012.dgn | WSD11 | 111 | IA | 00101 |  | 50 | SS16 | PIPELINE : WSD11-111-IA-00101-50-SS16 | AME B36.19M | 1100 | PN16 | 60000 |  |  | 21.3 | 2.77 |  |  |  | 42 | 750 | 750 | 750 | 1650
0010308033 | AT_PROCESS | WSD11-111-IA-00104-15-SS16 | C4B | 131242-WSD11-DR-P-6012.dgn | WSD11 | 111 | IA | 00104 |  | 15 | SS16 | PIPELINE : WSD11-111-IA-00104-15-SS16 | AME B36.19M | 1100 | PN16 |  |  |  | 21.3 | 2.77 |  |  |  | 42 | 750 | 750 | 750 | 1650
0010277644 | AT_PROCESS | WSD11-111-IA-00104-25-SS16 | C4B | 131242-WSD11-DR-P-6012.dgn | WSD11 | 111 | IA | 00104 |  | 25 | SS16 | PIPELINE : WSD11-111-IA-00104-25-SS16 | AME B36.19M | 1100 | PN16 |  |  |  | 33.4 | 3.38 |  |  |  | 42 | 750 | 750 | 750 | 1650
0010308035 | AT_PROCESS | WSD11-111-IA-00105-15-SS16 | C4B | 131242-WSD11-DR-P-6012.dgn | WSD11 | 111 | IA | 00105 |  | 15 | SS16 | PIPELINE : WSD11-111-IA-00105-15-SS16 | AME B36.19M | 1100 | PN16 |  |  |  | 21.3 | 2.77 |  |  |  | 42 | 750 | 750 | 750 | 1650
0010277646 | AT_PROCESS | WSD11-111-IA-00105-25-SS16 | C4B | 131242-WSD11-DR-P-6012.dgn | WSD11 | 111 | IA | 00105 |  | 25 | SS16 | PIPELINE : WSD11-111-IA-00105-25-SS16 | AME B36.19M | 1100 | PN16 |  |  |  | 33.4 | 3.38 |  |  |  | 42 | 750 | 750 | 750 | 1650
0010308037 | AT_PROCESS | WSD11-111-IA-00106-15-SS16 | C4B | 131242-WSD11-DR-P-6012.dgn | WSD11 | 111 | IA | 00106 |  | 15 | SS16 | PIPELINE : WSD11-111-IA-00106-15-SS16 | AME B36.19M | 1100 | PN16 |  |  |  | 21.3 | 2.77 |  |  |  | 42 | 750 | 750 | 750 | 1650
0010277650 | AT_PROCESS | WSD11-111-IA-00106-25-SS16 | C4B | 131242-WSD11-DR-P-6012.dgn | WSD11 | 111 | IA | 00106 |  | 25 | SS16 | PIPELINE : WSD11-111-IA-00106-25-SS16 | AME B36.19M | 1100 | PN16 |  |  |  | 33.4 | 3.38 |  |  |  | 42 | 750 | 750 | 750 | 1650
0010308039 | AT_PROCESS | WSD11-111-IA-00107-15-SS16 | C4B | 131242-WSD11-DR-P-6012.dgn | WSD11 | 111 | IA | 00107 |  | 15 | SS16 | PIPELINE : WSD11-111-IA-00107-15-SS16 | AME B36.19M | 1100 | PN16 |  |  |  | 21.3 | 2.77 |  |  |  | 42 | 750 | 750 | 750 | 1650
0010277648 | AT_PROCESS | WSD11-111-IA-00107-25-SS16 | C4B | 131242-WSD11-DR-P-6012.dgn | WSD11 | 111 | IA | 00107 |  | 25 | SS16 | PIPELINE : WSD11-111-IA-00107-25-SS16 | AME B36.19M | 1100 | PN16 |  |  |  | 33.4 | 3.38 |  |  |  | 42 | 750 | 750 | 750 | 1650
0010308028 | AT_PROCESS | WSD11-111-IA-00108-15-SS16 | C4B | 131242-WSD11-DR-P-6012.dgn | WSD11 | 111 | IA | 00108 |  | 15 | SS16 | PIPELINE : WSD11-111-IA-00108-15-SS16 | AME B36.19M | 1100 | PN16 |  |  |  | 21.3 | 2.77 |  |  |  | 42 | 750 | 750 | 750 | 1650
0010277652 | AT_PROCESS | WSD11-111-IA-00108-25-SS16 | C4B | 131242-WSD11-DR-P-6012.dgn | WSD11 | 111 | IA | 00108 |  | 25 | SS16 | PIPELINE : WSD11-111-IA-00108-25-SS16 | AME B36.19M | 1100 | PN16 |  |  |  | 33.4 | 3.38 |  |  |  | 42 | 750 | 750 | 750 | 1650
0010308030 | AT_PROCESS | WSD11-111-IA-00109-15-SS16 | C4B | 131242-WSD11-DR-P-6012.dgn | WSD11 | 111 | IA | 00109 |  | 15 | SS16 | PIPELINE : WSD11-111-IA-00109-15-SS16 | AME B36.19M | 1100 | PN16 |  |  |  | 21.3 | 2.77 |  |  |  | 42 | 750 | 750 | 750 | 1650
0010277654 | AT_PROCESS | WSD11-111-IA-00109-25-SS16 | C4B | 131242-WSD11-DR-P-6012.dgn | WSD11 | 111 | IA | 00109 |  | 25 | SS16 | PIPELINE : WSD11-111-IA-00109-25-SS16 | AME B36.19M | 1100 | PN16 |  |  |  | 33.4 | 3.38 |  |  |  | 42 | 750 | 750 | 750 | 1650
0010308026 | AT_PROCESS | WSD11-111-IA-00110-15-SS16 | C4B | 131242-WSD11-DR-P-6012.dgn | WSD11 | 111 | IA | 00110 |  | 15 | SS16 | PIPELINE : WSD11-111-IA-00110-15-SS16 | AME B36.19M | 1100 | PN16 |  |  |  | 21.3 | 2.77 |  |  |  | 42 | 750 | 750 | 750 | 1650
0010277656 | AT_PROCESS | WSD11-111-IA-00110-25-SS16 | C4B | 131242-WSD11-DR-P-6012.dgn | WSD11 | 111 | IA | 00110 |  | 25 | SS16 | PIPELINE : WSD11-111-IA-00110-25-SS16 | AME B36.19M | 1100 | PN16 |  |  |  | 33.4 | 3.38 |  |  |  | 42 | 750 | 750 | 750 | 1650
0010308041 | AT_PROCESS | WSD11-111-IA-00111-15-SS16 | C4B | 131242-WSD11-DR-P-6012.dgn | WSD11 | 111 | IA | 00111 |  | 15 | SS16 | PIPELINE : WSD11-111-IA-00111-15-SS16 | AME B36.19M | 1100 | PN16 |  |  |  | 21.3 | 2.77 |  |  |  | 42 | 750 | 750 | 750 | 1650
0010277658 | AT_PROCESS | WSD11-111-IA-00111-25-SS16 | C4B | 131242-WSD11-DR-P-6012.dgn | WSD11 | 111 | IA | 00111 |  | 25 | SS16 | PIPELINE : WSD11-111-IA-00111-25-SS16 | AME B36.19M | 1100 | PN16 |  |  |  | 33.4 | 3.38 |  |  |  | 42 | 750 | 750 | 750 | 1650
0010308043 | AT_PROCESS | WSD11-111-IA-00112-15-SS16 | C4B | 131242-WSD11-DR-P-6012.dgn | WSD11 | 111 | IA | 00112 |  | 15 | SS16 | PIPELINE : WSD11-111-IA-00112-15-SS16 | AME B36.19M | 1100 | PN16 |  |  |  | 21.3 | 2.77 |  |  |  | 42 | 750 | 750 | 750 | 1650
0010277642 | AT_PROCESS | WSD11-111-IA-00112-25-SS16 | C4B | 131242-WSD11-DR-P-6012.dgn | WSD11 | 111 | IA | 00112 |  | 25 | SS16 | PIPELINE : WSD11-111-IA-00112-25-SS16 | AME B36.19M | 1100 | PN16 |  |  |  | 33.4 | 3.38 |  |  |  | 42 | 750 | 750 | 750 | 1650
0010333472 | AT_PROCESS | WSD11-111-IA-00115-15-SS16 | C4B | 131242-WSD11-DR-P-6010.dgn | WSD11 | 111 | IA | 00115 |  | 15 | SS16 | PIPELINE : WSD11-111-IA-00115-15-SS16 | AME B36.19M | 1100 | PN16 |  |  |  | 21.3 | 2.77 |  |  |  | 42 | 750 | 750 | 750 | 1650
0010333380 | AT_PROCESS | WSD11-111-IA-00115-25-SS16 | C4B | 131242-WSD11-DR-P-6010.dgn | WSD11 | 111 | IA | 00115 |  | 25 | SS16 | PIPELINE : WSD11-111-IA-00115-25-SS16 | AME B36.19M | 1100 | PN16 |  |  |  | 33.4 | 3.38 |  |  |  | 42 | 750 | 750 | 750 | 1650
0010333380 | AT_PROCESS | WSD11-111-IA-00115-25-SS16 | C4B | 131242-WSD11-DR-P-6012.dgn | WSD11 | 111 | IA | 00115 |  | 25 | SS16 | PIPELINE : WSD11-111-IA-00115-25-SS16 | AME B36.19M | 1100 | PN16 |  |  |  | 33.4 | 3.38 |  |  |  | 42 | 750 | 750 | 750 | 1650
0010283220 | AT_PROCESS | WSD11-111-IA-00201-25-SS16 | C4B | 131242-WSD11-DR-P-6030.dgn | WSD11 | 111 | IA | 00201 |  | 25 | SS16 | PIPELINE : WSD11-111-IA-00201-25-SS16 | AME B36.19M | 1100 | PN16 |  |  |  | 33.4 | 3.38 |  |  |  | 42 | 750 | 750 | 750 | 1650
0010283220 | AT_PROCESS | WSD11-111-IA-00201-25-SS16 | C4B | 131242-WSD11-DR-P-6601.dgn | WSD11 | 111 | IA | 00201 |  | 25 | SS16 | PIPELINE : WSD11-111-IA-00201-25-SS16 | AME B36.19M | 1100 | PN16 |  |  |  | 33.4 | 3.38 |  |  |  | 42 | 750 | 750 | 750 | 1650
0010283220 | AT_PROCESS | WSD11-111-IA-00201-25-SS16 | C4B | 131242-WSD11-DR-P-6030.dgn | WSD11 | 111 | IA | 00201 |  | 25 | SS16 | PIPELINE : WSD11-111-IA-00201-25-SS16 | AME B36.19M | 1100 | PN16 |  |  |  | 33.4 | 3.38 |  |  |  | 42 | 750 | 750 | 750 | 1650
0010283220 | AT_PROCESS | WSD11-111-IA-00201-25-SS16 | C4B | 131242-WSD11-DR-P-6030.dgn | WSD11 | 111 | IA | 00201 |  | 25 | SS16 | PIPELINE : WSD11-111-IA-00201-25-SS16 | AME B36.19M | 1100 | PN16 |  |  |  | 33.4 | 3.38 |  |  |  | 42 | 750 | 750 | 750 | 1650
0010283220 | AT_PROCESS | WSD11-111-IA-00201-25-SS16 | C4B | 131242-WSD11-DR-P-6030.dgn | WSD11 | 111 | IA | 00201 |  | 25 | SS16 | PIPELINE : WSD11-111-IA-00201-25-SS16 | AME B36.19M | 1100 | PN16 |  |  |  | 33.4 | 3.38 |  |  |  | 42 | 750 | 750 | 750 | 1650
0010283220 | AT_PROCESS | WSD11-111-IA-00201-25-SS16 | C4B | 131242-WSD11-DR-P-6030.dgn | WSD11 | 111 | IA | 00201 |  | 25 | SS16 | PIPELINE : WSD11-111-IA-00201-25-SS16 | AME B36.19M | 1100 | PN16 |  |  |  | 33.4 | 3.38 |  |  |  | 42 | 750 | 750 | 750 | 1650
0010283220 | AT_PROCESS | WSD11-111-IA-00201-25-SS16 | C4B | 131242-WSD11-DR-P-6030.dgn | WSD11 | 111 | IA | 00201 |  | 25 | SS16 | PIPELINE : WSD11-111-IA-00201-25-SS16 | AME B36.19M | 1100 | PN16 |  |  |  | 33.4 | 3.38 |  |  |  | 42 | 750 | 750 | 750 | 1650
0010283220 | AT_PROCESS | WSD11-111-IA-00201-25-SS16 | C4B | 131242-WSD11-DR-P-6030.dgn | WSD11 | 111 | IA | 00201 |  | 25 | SS16 | PIPELINE : WSD11-111-IA-00201-25-SS16 | AME B36.19M | 1100 | PN16 |  |  |  | 33.4 | 3.38 |  |  |  | 42 | 750 | 750 | 750 | 1650
0010308788 | AT_PROCESS | WSD11-111-IA-00201A-50-SS16 | C4B | 131242-WSD11-DR-P-6030.dgn | WSD11 | 111 | IA | 00201 | A | 50 | SS16 | PIPELINE : WSD11-111-IA-00201A-50-SS16 | AME B36.19M | 1100 | PN16 | 60000 |  |  | 21.3 | 2.77 |  |  |  | 42 | 750 | 750 | 750 | 1650
0010308774 | AT_PROCESS | WSD11-111-IA-00204-15-SS16 | C4B | 131242-WSD11-DR-P-6030.dgn | WSD11 | 111 | IA | 00204 |  | 15 | SS16 | PIPELINE : WSD11-111-IA-00204-15-SS16 | AME B36.19M | 1100 | PN16 |  |  |  | 21.3 | 2.77 |  |  |  | 42 | 750 | 750 | 750 | 1650
0010283225 | AT_PROCESS | WSD11-111-IA-00204-25-SS16 | C4B | 131242-WSD11-DR-P-6030.dgn | WSD11 | 111 | IA | 00204 |  | 25 | SS16 | PIPELINE : WSD11-111-IA-00204-25-SS16 | AME B36.19M | 1100 | PN16 |  |  |  | 33.4 | 3.38 |  |  |  | 42 | 750 | 750 | 750 | 1650
0010308776 | AT_PROCESS | WSD11-111-IA-00205-15-SS16 | C4B | 131242-WSD11-DR-P-6030.dgn | WSD11 | 111 | IA | 00205 |  | 15 | SS16 | PIPELINE : WSD11-111-IA-00205-15-SS16 | AME B36.19M | 1100 | PN16 |  |  |  | 21.3 | 2.77 |  |  |  | 42 | 750 | 750 | 750 | 1650
0010283241 | AT_PROCESS | WSD11-111-IA-00205-25-SS16 | C4B | 131242-WSD11-DR-P-6030.dgn | WSD11 | 111 | IA | 00205 |  | 25 | SS16 | PIPELINE : WSD11-111-IA-00205-25-SS16 | AME B36.19M | 1100 | PN16 |  |  |  | 33.4 | 3.38 |  |  |  | 42 | 750 | 750 | 750 | 1650
0010308778 | AT_PROCESS | WSD11-111-IA-00206-15-SS16 | C4B | 131242-WSD11-DR-P-6030.dgn | WSD11 | 111 | IA | 00206 |  | 15 | SS16 | PIPELINE : WSD11-111-IA-00206-15-SS16 | AME B36.19M | 1100 | PN16 |  |  |  | 21.3 | 2.77 |  |  |  | 42 | 750 | 750 | 750 | 1650
0010283227 | AT_PROCESS | WSD11-111-IA-00206-25-SS16 | C4B | 131242-WSD11-DR-P-6030.dgn | WSD11 | 111 | IA | 00206 |  | 25 | SS16 | PIPELINE : WSD11-111-IA-00206-25-SS16 | AME B36.19M | 1100 | PN16 |  |  |  | 33.4 | 3.38 |  |  |  | 42 | 750 | 750 | 750 | 1650
0010308780 | AT_PROCESS | WSD11-111-IA-00207-15-SS16 | C4B | 131242-WSD11-DR-P-6030.dgn | WSD11 | 111 | IA | 00207 |  | 15 | SS16 | PIPELINE : WSD11-111-IA-00207-15-SS16 | AME B36.19M | 1100 | PN16 |  |  |  | 21.3 | 2.77 |  |  |  | 42 | 750 | 750 | 750 | 1650
0010283229 | AT_PROCESS | WSD11-111-IA-00207-25-SS16 | C4B | 131242-WSD11-DR-P-6030.dgn | WSD11 | 111 | IA | 00207 |  | 25 | SS16 | PIPELINE : WSD11-111-IA-00207-25-SS16 | AME B36.19M | 1100 | PN16 |  |  |  | 33.4 | 3.38 |  |  |  | 42 | 750 | 750 | 750 | 1650
0010308782 | AT_PROCESS | WSD11-111-IA-00208-15-SS16 | C4B | 131242-WSD11-DR-P-6030.dgn | WSD11 | 111 | IA | 00208 |  | 15 | SS16 | PIPELINE : WSD11-111-IA-00208-15-SS16 | AME B36.19M | 1100 | PN16 |  |  |  | 21.3 | 2.77 |  |  |  | 42 | 750 | 750 | 750 | 1650
0010283231 | AT_PROCESS | WSD11-111-IA-00208-25-SS16 | C4B | 131242-WSD11-DR-P-6030.dgn | WSD11 | 111 | IA | 00208 |  | 25 | SS16 | PIPELINE : WSD11-111-IA-00208-25-SS16 | AME B36.19M | 1100 | PN16 |  |  |  | 33.4 | 3.38 |  |  |  | 42 | 750 | 750 | 750 | 1650
0010308784 | AT_PROCESS | WSD11-111-IA-00209-15-SS16 | C4B | 131242-WSD11-DR-P-6030.dgn | WSD11 | 111 | IA | 00209 |  | 15 | SS16 | PIPELINE : WSD11-111-IA-00209-15-SS16 | AME B36.19M | 1100 | PN16 |  |  |  | 21.3 | 2.77 |  |  |  | 42 | 750 | 750 | 750 | 1650
0010283233 | AT_PROCESS | WSD11-111-IA-00209-25-SS16 | C4B | 131242-WSD11-DR-P-6030.dgn | WSD11 | 111 | IA | 00209 |  | 25 | SS16 | PIPELINE : WSD11-111-IA-00209-25-SS16 | AME B36.19M | 1100 | PN16 |  |  |  | 33.4 | 3.38 |  |  |  | 42 | 750 | 750 | 750 | 1650
0010308786 | AT_PROCESS | WSD11-111-IA-00210-15-SS16 | C4B | 131242-WSD11-DR-P-6030.dgn | WSD11 | 111 | IA | 00210 |  | 15 | SS16 | PIPELINE : WSD11-111-IA-00210-15-SS16 | AME B36.19M | 1100 | PN16 |  |  |  | 21.3 | 2.77 |  |  |  | 42 | 750 | 750 | 750 | 1650
0010283235 | AT_PROCESS | WSD11-111-IA-00210-25-SS16 | C4B | 131242-WSD11-DR-P-6030.dgn | WSD11 | 111 | IA | 00210 |  | 25 | SS16 | PIPELINE : WSD11-111-IA-00210-25-SS16 | AME B36.19M | 1100 | PN16 |  |  |  | 33.4 | 3.38 |  |  |  | 42 | 750 | 750 | 750 | 1650
0010308772 | AT_PROCESS | WSD11-111-IA-00211-15-SS16 | C4B | 131242-WSD11-DR-P-6030.dgn | WSD11 | 111 | IA | 00211 |  | 15 | SS16 | PIPELINE : WSD11-111-IA-00211-15-SS16 | AME B36.19M | 1100 | PN16 |  |  |  | 21.3 | 2.77 |  |  |  | 42 | 750 | 750 | 750 | 1650
0010283237 | AT_PROCESS | WSD11-111-IA-00211-25-SS16 | C4B | 131242-WSD11-DR-P-6030.dgn | WSD11 | 111 | IA | 00211 |  | 25 | SS16 | PIPELINE : WSD11-111-IA-00211-25-SS16 | AME B36.19M | 1100 | PN16 |  |  |  | 33.4 | 3.38 |  |  |  | 42 | 750 | 750 | 750 | 1650
0010308770 | AT_PROCESS | WSD11-111-IA-00212-15-SS16 | C4B | 131242-WSD11-DR-P-6030.dgn | WSD11 | 111 | IA | 00212 |  | 15 | SS16 | PIPELINE : WSD11-111-IA-00212-15-SS16 | AME B36.19M | 1100 | PN16 |  |  |  | 21.3 | 2.77 |  |  |  | 42 | 750 | 750 | 750 | 1650
0010283239 | AT_PROCESS | WSD11-111-IA-00212-25-SS16 | C4B | 131242-WSD11-DR-P-6030.dgn | WSD11 | 111 | IA | 00212 |  | 25 | SS16 | PIPELINE : WSD11-111-IA-00212-25-SS16 | AME B36.19M | 1100 | PN16 |  |  |  | 33.4 | 3.38 |  |  |  | 42 | 750 | 750 | 750 | 1650
0010336698 | AT_PROCESS | WSD11-111-SC-00001-25-SS16 | C4B | 131242-WSD11-DR-P-6050.dgn | WSD11 | 111 | SC | 00001 |  | 25 | SS16 | PIPELINE : WSD11-111-SC-00001-25-SS16 | AME B36.19M | 1500 | PN25 |  |  |  | 33.4 | 3.38 |  | 80 | MINERAL WOOL | 217 | 1220 | 1200 | 1240 | 2250
0010336830 | AT_PROCESS | WSD11-111-SC-00001A-25-SS16 |  | 131242-WSD11-DR-P-6050.dgn | WSD11 | 111 | SC | 00001 | A | 25 | SS16 | PIPELINE : WSD11-111-SC-00001A-25-SS16 | None
0010277394 | AT_PROCESS | WSD11-111-SC-00101-25-SS16 | C4B | 131242-WSD11-DR-P-6009.dgn | WSD11 | 111 | SC | 00101 |  | 25 | SS16 | PIPELINE : WSD11-111-SC-00101-25-SS16 | AME B36.19M | 1250 | PN25 |  |  |  | 33.4 | 3.38 |  | 10 | POLYURETHANE | 195 | 350 | 300 | 400 | 1875
0010277394 | AT_PROCESS | WSD11-111-SC-00101-25-SS16 | C4B | 131242-WSD11-DR-P-6011.dgn | WSD11 | 111 | SC | 00101 |  | 25 | SS16 | PIPELINE : WSD11-111-SC-00101-25-SS16 | AME B36.19M | 1250 | PN25 |  |  |  | 33.4 | 3.38 |  | 10 | POLYURETHANE | 195 | 350 | 300 | 400 | 1875
0010333391 | AT_PROCESS | WSD11-111-SC-00102-15-SS16 | C4B | 131242-WSD11-DR-P-6011.dgn | WSD11 | 111 | SC | 00102 |  | 15 | SS16 | PIPELINE : WSD11-111-SC-00102-15-SS16 | AME B36.19M | 1250 | PN25 |  |  |  | 33.4 | 3.38 |  | 10 | POLYURETHANE | 195 | 350 | 300 | 400 | 1875
0010278839 | AT_PROCESS | WSD11-111-SC-00102-25-SS16 | C4B | 131242-WSD11-DR-P-6011.dgn | WSD11 | 111 | SC | 00102 |  | 25 | SS16 | PIPELINE : WSD11-111-SC-00102-25-SS16 | AME B36.19M | 1250 | PN25 |  |  |  | 33.4 | 3.38 |  | 10 | POLYURETHANE | 195 | 350 | 300 | 400 | 1875
0010278839 | AT_PROCESS | WSD11-111-SC-00102-25-SS16 | C4B | 131242-WSD11-DR-P-6011.dgn | WSD11 | 111 | SC | 00102 |  | 25 | SS16 | PIPELINE : WSD11-111-SC-00102-25-SS16 | AME B36.19M | 1250 | PN25 |  |  |  | 33.4 | 3.38 |  | 10 | POLYURETHANE | 195 | 350 | 300 | 400 | 1875
0010278839 | AT_PROCESS | WSD11-111-SC-00102-25-SS16 | C4B | 131242-WSD11-DR-P-6011.dgn | WSD11 | 111 | SC | 00102 |  | 25 | SS16 | PIPELINE : WSD11-111-SC-00102-25-SS16 | AME B36.19M | 1250 | PN25 |  |  |  | 33.4 | 3.38 |  | 10 | POLYURETHANE | 195 | 350 | 300 | 400 | 1875
0010278844 | AT_PROCESS | WSD11-111-SC-00103-25-SS16 | C4B | 131242-WSD11-DR-P-6011.dgn | WSD11 | 111 | SC | 00103 |  | 25 | SS16 | PIPELINE : WSD11-111-SC-00103-25-SS16 | AME B36.19M | 1250 | PN25 |  |  |  | 33.4 | 3.38 |  | 10 | POLYURETHANE | 195 | 350 | 300 | 400 | 1875
0010278844 | AT_PROCESS | WSD11-111-SC-00103-25-SS16 | C4B | 131242-WSD11-DR-P-6011.dgn | WSD11 | 111 | SC | 00103 |  | 25 | SS16 | PIPELINE : WSD11-111-SC-00103-25-SS16 | AME B36.19M | 1250 | PN25 |  |  |  | 33.4 | 3.38 |  | 10 | POLYURETHANE | 195 | 350 | 300 | 400 | 1875
0010278848 | AT_PROCESS | WSD11-111-SC-00104-15-SS16 | C4B | 131242-WSD11-DR-P-6011.dgn | WSD11 | 111 | SC | 00104 |  | 15 | SS16 | PIPELINE : WSD11-111-SC-00104-15-SS16 | AME B36.19M | 1250 | PN25 |  |  |  | 33.4 | 3.38 |  | 10 | POLYURETHANE | 195 | 350 | 300 | 400 | 1875
0010278859 | AT_PROCESS | WSD11-111-SC-00106-100-SS16 | C4B | 131242-WSD11-DR-P-6011.dgn | WSD11 | 111 | SC | 00106 |  | 100 | SS16 | PIPELINE : WSD11-111-SC-00106-100-SS16 | AME B36.19M | 1250 | PN25 |  |  |  | 33.4 | 3.38 |  | 10 | POLYURETHANE | 195 | 350 | 300 | 400 | 1875
0010278847 | AT_PROCESS | WSD11-111-SC-00107-100-SS16 | C4B | 131242-WSD11-DR-P-6011.dgn | WSD11 | 111 | SC | 00107 |  | 100 | SS16 | PIPELINE : WSD11-111-SC-00107-100-SS16 | AME B36.19M | 1250 | PN25 |  |  |  | 33.4 | 3.38 |  | 10 | POLYURETHANE | 195 | 350 | 300 | 400 | 1875
0010330511 | AT_PROCESS | WSD11-111-SC-00110-25-SS16 | C4B | 131242-WSD11-DR-P-6050.dgn | WSD11 | 111 | SC | 00110 |  | 25 | SS16 | PIPELINE : WSD11-111-SC-00110-25-SS16 | AME B36.19M | 1250 | PN25 |  |  |  | 33.4 | 3.38 |  | 10 | POLYURETHANE | 195 | 350 | 300 | 400 | 1875
0010335466 | AT_PROCESS | WSD11-111-SC-00110A-25-SS16 | C4B | 131242-WSD11-DR-P-6050.dgn | WSD11 | 111 | SC | 00110 | A | 25 | SS16 | PIPELINE : WSD11-111-SC-00110A-25-SS16 | AME B36.19M | 1250 | PN25 |  |  |  | 33.4 | 3.38 |  | 10 | POLYURETHANE | 195 | 350 | 300 | 400 | 1875
0010330523 | AT_PROCESS | WSD11-111-SC-00111-25-SS16 | C4B | 131242-WSD11-DR-P-6050.dgn | WSD11 | 111 | SC | 00111 |  | 25 | SS16 | PIPELINE : WSD11-111-SC-00111-25-SS16 | AME B36.19M | 1250 | PN25 |  |  |  | 33.4 | 3.38 |  | 10 | POLYURETHANE | 195 | 350 | 300 | 400 | 1875
0010330513 | AT_PROCESS | WSD11-111-SC-00112A-25-SS16 | C4B | 131242-WSD11-DR-P-6050.dgn | WSD11 | 111 | SC | 00112 | A | 25 | SS16 | PIPELINE : WSD11-111-SC-00112A-25-SS16 | AME B36.19M | 1250 | PN25 |  |  |  | 33.4 | 3.38 |  | 10 | POLYURETHANE | 195 | 350 | 300 | 400 | 1875
0010330513 | AT_PROCESS | WSD11-111-SC-00112A-25-SS16 | C4B | 131242-WSD11-DR-P-6050.dgn | WSD11 | 111 | SC | 00112 | A | 25 | SS16 | PIPELINE : WSD11-111-SC-00112A-25-SS16 | AME B36.19M | 1250 | PN25 |  |  |  | 33.4 | 3.38 |  | 10 | POLYURETHANE | 195 | 350 | 300 | 400 | 1875
0010330529 | AT_PROCESS | WSD11-111-SC-00113-25-SS16 | C4B | 131242-WSD11-DR-P-6050.dgn | WSD11 | 111 | SC | 00113 |  | 25 | SS16 | PIPELINE : WSD11-111-SC-00113-25-SS16 | AME B36.19M | 1250 | PN25 |  |  |  | 33.4 | 3.38 |  | 10 | POLYURETHANE | 195 | 350 | 300 | 400 | 1875
0010330529 | AT_PROCESS | WSD11-111-SC-00113-25-SS16 | C4B | 131242-WSD11-DR-P-6050.dgn | WSD11 | 111 | SC | 00113 |  | 25 | SS16 | PIPELINE : WSD11-111-SC-00113-25-SS16 | AME B36.19M | 1250 | PN25 |  |  |  | 33.4 | 3.38 |  | 10 | POLYURETHANE | 195 | 350 | 300 | 400 | 1875
0010330580 | AT_PROCESS | WSD11-111-SC-00114-25-SS16 | C4B | 131242-WSD11-DR-P-6050.dgn | WSD11 | 111 | SC | 00114 |  | 25 | SS16 | PIPELINE : WSD11-111-SC-00114-25-SS16 | AME B36.19M | 1250 | PN25 |  |  |  | 33.4 | 3.38 |  | 10 | POLYURETHANE | 195 | 350 | 300 | 400 | 1875
0010330592 | AT_PROCESS | WSD11-111-SC-00115-25-SS16 | C4B | 131242-WSD11-DR-P-6050.dgn | WSD11 | 111 | SC | 00115 |  | 25 | SS16 | PIPELINE : WSD11-111-SC-00115-25-SS16 | AME B36.19M | 1250 | PN25 |  |  |  | 33.4 | 3.38 |  | 10 | POLYURETHANE | 195 | 350 | 300 | 400 | 1875
0010330592 | AT_PROCESS | WSD11-111-SC-00115-25-SS16 | C4B | 131242-WSD11-DR-P-6050.dgn | WSD11 | 111 | SC | 00115 |  | 25 | SS16 | PIPELINE : WSD11-111-SC-00115-25-SS16 | AME B36.19M | 1250 | PN25 |  |  |  | 33.4 | 3.38 |  | 10 | POLYURETHANE | 195 | 350 | 300 | 400 | 1875
0010334639 | AT_PROCESS | WSD11-111-SC-00116A-25-SS16 | C4B | 131242-WSD11-DR-P-6051.dgn | WSD11 | 111 | SC | 00116 | A | 25 | SS16 | PIPELINE : WSD11-111-SC-00116A-25-SS16 | AME B36.19M | 1250 | PN25 |  |  |  | 33.4 | 3.38 |  | 10 | POLYURETHANE | 195 | 350 | 300 | 400 | 1875
0010334659 | AT_PROCESS | WSD11-111-SC-00117-25-SS16 | C4B | 131242-WSD11-DR-P-6051.dgn | WSD11 | 111 | SC | 00117 |  | 25 | SS16 | PIPELINE : WSD11-111-SC-00117-25-SS16 | AME B36.19M | 1250 | PN25 |  |  |  | 33.4 | 3.38 |  | 10 | POLYURETHANE | 195 | 350 | 300 | 400 | 1875
0010334679 | AT_PROCESS | WSD11-111-SC-00118-25-SS16 | C4B | 131242-WSD11-DR-P-6051.dgn | WSD11 | 111 | SC | 00118 |  | 25 | SS16 | PIPELINE : WSD11-111-SC-00118-25-SS16 | AME B36.19M | 1250 | PN25 |  |  |  | 33.4 | 3.38 |  | 10 | POLYURETHANE | 195 | 350 | 300 | 400 | 1875
0010334720 | AT_PROCESS | WSD11-111-SC-00119-25-SS16 | C4B | 131242-WSD11-DR-P-6051.dgn | WSD11 | 111 | SC | 00119 |  | 25 | SS16 | PIPELINE : WSD11-111-SC-00119-25-SS16 | AME B36.19M | 1250 | PN25 |  |  |  | 33.4 | 3.38 |  | 10 | POLYURETHANE | 195 | 350 | 300 | 400 | 1875
0010335353 | AT_PROCESS | WSD11-111-SC-00120-25-SS16 | C4B | 131242-WSD11-DR-P-6050.dgn | WSD11 | 111 | SC | 00120 |  | 25 | SS16 | PIPELINE : WSD11-111-SC-00120-25-SS16 | AME B36.19M | 1250 | PN25 |  |  |  | 33.4 | 3.38 |  | 10 | POLYURETHANE | 195 | 350 | 300 | 400 | 1875
0010330469 | AT_PROCESS | WSD11-111-SC-00120-40-SS16 | C4B | 131242-WSD11-DR-P-6050.dgn | WSD11 | 111 | SC | 00120 |  | 40 | SS16 | PIPELINE : WSD11-111-SC-00120-40-SS16 | AME B36.19M | 1250 | PN25 |  |  |  | 33.4 | 3.38 |  | 10 | POLYURETHANE | 195 | 350 | 300 | 400 | 1875
0010330469 | AT_PROCESS | WSD11-111-SC-00120-40-SS16 | C4B | 131242-WSD11-DR-P-6050.dgn | WSD11 | 111 | SC | 00120 |  | 40 | SS16 | PIPELINE : WSD11-111-SC-00120-40-SS16 | AME B36.19M | 1250 | PN25 |  |  |  | 33.4 | 3.38 |  | 10 | POLYURETHANE | 195 | 350 | 300 | 400 | 1875
0010330469 | AT_PROCESS | WSD11-111-SC-00120-40-SS16 | C4B | 131242-WSD11-DR-P-6051.dgn | WSD11 | 111 | SC | 00120 |  | 40 | SS16 | PIPELINE : WSD11-111-SC-00120-40-SS16 | AME B36.19M | 1250 | PN25 |  |  |  | 33.4 | 3.38 |  | 10 | POLYURETHANE | 195 | 350 | 300 | 400 | 1875
0010330469 | AT_PROCESS | WSD11-111-SC-00120-40-SS16 | C4B | 131242-WSD11-DR-P-6063.dgn | WSD11 | 111 | SC | 00120 |  | 40 | SS16 | PIPELINE : WSD11-111-SC-00120-40-SS16 | AME B36.19M | 1250 | PN25 |  |  |  | 33.4 | 3.38 |  | 10 | POLYURETHANE | 195 | 350 | 300 | 400 | 1875
0010330705 | AT_PROCESS | WSD11-111-SC-00120A-25-SS16 | C4B | 131242-WSD11-DR-P-6050.dgn | WSD11 | 111 | SC | 00120 | A | 25 | SS16 | PIPELINE : WSD11-111-SC-00120A-25-SS16 | AME B36.19M | 1250 | PN25 |  |  |  | 33.4 | 3.38 |  | 10 | POLYURETHANE | 195 | 350 | 300 | 400 | 1875
0010330705 | AT_PROCESS | WSD11-111-SC-00120A-25-SS16 | C4B | 131242-WSD11-DR-P-6050.dgn | WSD11 | 111 | SC | 00120 | A | 25 | SS16 | PIPELINE : WSD11-111-SC-00120A-25-SS16 | AME B36.19M | 1250 | PN25 |  |  |  | 33.4 | 3.38 |  | 10 | POLYURETHANE | 195 | 350 | 300 | 400 | 1875
0010330715 | AT_PROCESS | WSD11-111-SC-00121-25-SS16 | C4B | 131242-WSD11-DR-P-6050.dgn | WSD11 | 111 | SC | 00121 |  | 25 | SS16 | PIPELINE : WSD11-111-SC-00121-25-SS16 | AME B36.19M | 1250 | PN25 |  |  |  | 33.4 | 3.38 |  | 10 | POLYURETHANE | 195 | 350 | 300 | 400 | 1875
0010330715 | AT_PROCESS | WSD11-111-SC-00121-25-SS16 | C4B | 131242-WSD11-DR-P-6050.dgn | WSD11 | 111 | SC | 00121 |  | 25 | SS16 | PIPELINE : WSD11-111-SC-00121-25-SS16 | AME B36.19M | 1250 | PN25 |  |  |  | 33.4 | 3.38 |  | 10 | POLYURETHANE | 195 | 350 | 300 | 400 | 1875
0010283138 | AT_PROCESS | WSD11-111-SC-00201-25-SS16 | C4B | 131242-WSD11-DR-P-6029.dgn | WSD11 | 111 | SC | 00201 |  | 25 | SS16 | PIPELINE : WSD11-111-SC-00201-25-SS16 | AME B36.19M | 1250 | PN25 |  |  |  | 33.4 | 3.38 |  | 10 | POLYURETHANE | 195 | 350 | 300 | 400 | 1875
0010283138 | AT_PROCESS | WSD11-111-SC-00201-25-SS16 | C4B | 131242-WSD11-DR-P-6027.dgn | WSD11 | 111 | SC | 00201 |  | 25 | SS16 | PIPELINE : WSD11-111-SC-00201-25-SS16 | AME B36.19M | 1250 | PN25 |  |  |  | 33.4 | 3.38 |  | 10 | POLYURETHANE | 195 | 350 | 300 | 400 | 1875
0010283138 | AT_PROCESS | WSD11-111-SC-00201-25-SS16 | C4B | 131242-WSD11-DR-P-6029.dgn | WSD11 | 111 | SC | 00201 |  | 25 | SS16 | PIPELINE : WSD11-111-SC-00201-25-SS16 | AME B36.19M | 1250 | PN25 |  |  |  | 33.4 | 3.38 |  | 10 | POLYURETHANE | 195 | 350 | 300 | 400 | 1875
0010333625 | AT_PROCESS | WSD11-111-SC-00202-15-SS16 | C4B | 131242-WSD11-DR-P-6029.dgn | WSD11 | 111 | SC | 00202 |  | 15 | SS16 | PIPELINE : WSD11-111-SC-00202-15-SS16 | AME B36.19M | 1250 | PN25 |  |  |  | 33.4 | 3.38 |  | 10 | POLYURETHANE | 195 | 350 | 300 | 400 | 1875
0010283155 | AT_PROCESS | WSD11-111-SC-00202-25-SS16 | C4B | 131242-WSD11-DR-P-6029.dgn | WSD11 | 111 | SC | 00202 |  | 25 | SS16 | PIPELINE : WSD11-111-SC-00202-25-SS16 | AME B36.19M | 1250 | PN25 |  |  |  | 33.4 | 3.38 |  | 10 | POLYURETHANE | 195 | 350 | 300 | 400 | 1875
0010333617 | AT_PROCESS | WSD11-111-SC-00202-40-SS16 | C4B | 131242-WSD11-DR-P-6029.dgn | WSD11 | 111 | SC | 00202 |  | 40 | SS16 | PIPELINE : WSD11-111-SC-00202-40-SS16 | AME B36.19M | 1250 | PN25 |  |  |  | 48.3 | 3.68 |  | 10 | POLYURETHANE | 195 | 350 | 300 | 400 | 1875
0010283146 | AT_PROCESS | WSD11-111-SC-00203-25-SS16 | C4B | 131242-WSD11-DR-P-6029.dgn | WSD11 | 111 | SC | 00203 |  | 25 | SS16 | PIPELINE : WSD11-111-SC-00203-25-SS16 | AME B36.19M | 1250 | PN25 |  |  |  | 33.4 | 3.38 |  | 10 | POLYURETHANE | 195 | 350 | 300 | 400 | 1875
0010333619 | AT_PROCESS | WSD11-111-SC-00203-40-SS16 | C4B | 131242-WSD11-DR-P-6029.dgn | WSD11 | 111 | SC | 00203 |  | 40 | SS16 | PIPELINE : WSD11-111-SC-00203-40-SS16 | AME B36.19M | 1250 | PN25 |  |  |  | 48.3 | 3.68 |  | 10 | POLYURETHANE | 195 | 350 | 300 | 400 | 1875
0010283148 | AT_PROCESS | WSD11-111-SC-00204-15-SS16 | C4B | 131242-WSD11-DR-P-6029.dgn | WSD11 | 111 | SC | 00204 |  | 15 | SS16 | PIPELINE : WSD11-111-SC-00204-15-SS16 | AME B36.19M | 1250 | PN25 |  |  |  | 33.4 | 3.38 |  | 10 | POLYURETHANE | 195 | 350 | 300 | 400 | 1875
0010283152 | AT_PROCESS | WSD11-111-SC-00206-100-SS16 | C4B | 131242-WSD11-DR-P-6029.dgn | WSD11 | 111 | SC | 00206 |  | 100 | SS16 | PIPELINE : WSD11-111-SC-00206-100-SS16 | AME B36.19M | 1250 | PN25 |  |  |  | 33.4 | 3.38 |  | 10 | POLYURETHANE | 195 | 350 | 300 | 400 | 1875
0010283156 | AT_PROCESS | WSD11-111-SC-00207-100-SS16 | C4B | 131242-WSD11-DR-P-6029.dgn | WSD11 | 111 | SC | 00207 |  | 100 | SS16 | PIPELINE : WSD11-111-SC-00207-100-SS16 | AME B36.19M | 1250 | PN25 |  |  |  | 33.4 | 3.38 |  | 10 | POLYURETHANE | 195 | 350 | 300 | 400 | 1875
0010333623 | AT_PROCESS | WSD11-111-SC-00207A-100-SS16 | C4B | 131242-WSD11-DR-P-6029.dgn | WSD11 | 111 | SC | 00207 | A | 100 | SS16 | PIPELINE : WSD11-111-SC-00207A-100-SS16 | AME B36.19M | 1250 | PN25 |  |  |  | 33.4 | 3.38 |  | 10 | POLYURETHANE | 195 | 350 | 300 | 400 | 1875
0010333621 | AT_PROCESS | WSD11-111-SC-00207B-100-SS16 | C4B | 131242-WSD11-DR-P-6029.dgn | WSD11 | 111 | SC | 00207 | B | 100 | SS16 | PIPELINE : WSD11-111-SC-00207B-100-SS16 | AME B36.19M | 1250 | PN25 |  |  |  | 33.4 | 3.38 |  | 10 | POLYURETHANE | 195 | 350 | 300 | 400 | 1875
0010330519 | AT_PROCESS | WSD11-111-SC-00210-25-SS16 | C4B | 131242-WSD11-DR-P-6050.dgn | WSD11 | 111 | SC | 00210 |  | 25 | SS16 | PIPELINE : WSD11-111-SC-00210-25-SS16 | AME B36.19M | 1250 | PN25 |  |  |  | 33.4 | 3.38 |  | 10 | POLYURETHANE | 195 | 350 | 300 | 400 | 1875
0010335478 | AT_PROCESS | WSD11-111-SC-00210A-25-SS16 | C4B | 131242-WSD11-DR-P-6050.dgn | WSD11 | 111 | SC | 00210 | A | 25 | SS16 | PIPELINE : WSD11-111-SC-00210A-25-SS16 | AME B36.19M | 1250 | PN25 |  |  |  | 33.4 | 3.38 |  | 10 | POLYURETHANE | 195 | 350 | 300 | 400 | 1875
0010330535 | AT_PROCESS | WSD11-111-SC-00211-25-SS16 | C4B | 131242-WSD11-DR-P-6050.dgn | WSD11 | 111 | SC | 00211 |  | 25 | SS16 | PIPELINE : WSD11-111-SC-00211-25-SS16 | AME B36.19M | 1250 | PN25 |  |  |  | 33.4 | 3.38 |  | 10 | POLYURETHANE | 195 | 350 | 300 | 400 | 1875
0010330521 | AT_PROCESS | WSD11-111-SC-00212A-25-SS16 | C4B | 131242-WSD11-DR-P-6050.dgn | WSD11 | 111 | SC | 00212 | A | 25 | SS16 | PIPELINE : WSD11-111-SC-00212A-25-SS16 | AME B36.19M | 1250 | PN25 |  |  |  | 33.4 | 3.38 |  | 10 | POLYURETHANE | 195 | 350 | 300 | 400 | 1875
0010330521 | AT_PROCESS | WSD11-111-SC-00212A-25-SS16 | C4B | 131242-WSD11-DR-P-6050.dgn | WSD11 | 111 | SC | 00212 | A | 25 | SS16 | PIPELINE : WSD11-111-SC-00212A-25-SS16 | AME B36.19M | 1250 | PN25 |  |  |  | 33.4 | 3.38 |  | 10 | POLYURETHANE | 195 | 350 | 300 | 400 | 1875
0010330541 | AT_PROCESS | WSD11-111-SC-00213-25-SS16 | C4B | 131242-WSD11-DR-P-6050.dgn | WSD11 | 111 | SC | 00213 |  | 25 | SS16 | PIPELINE : WSD11-111-SC-00213-25-SS16 | AME B36.19M | 1250 | PN25 |  |  |  | 33.4 | 3.38 |  | 10 | POLYURETHANE | 195 | 350 | 300 | 400 | 1875
0010330541 | AT_PROCESS | WSD11-111-SC-00213-25-SS16 | C4B | 131242-WSD11-DR-P-6050.dgn | WSD11 | 111 | SC | 00213 |  | 25 | SS16 | PIPELINE : WSD11-111-SC-00213-25-SS16 | AME B36.19M | 1250 | PN25 |  |  |  | 33.4 | 3.38 |  | 10 | POLYURETHANE | 195 | 350 | 300 | 400 | 1875
0010330582 | AT_PROCESS | WSD11-111-SC-00214A-25-SS16 | C4B | 131242-WSD11-DR-P-6050.dgn | WSD11 | 111 | SC | 00214 | A | 25 | SS16 | PIPELINE : WSD11-111-SC-00214A-25-SS16 | AME B36.19M | 1250 | PN25 |  |  |  | 33.4 | 3.38 |  | 10 | POLYURETHANE | 195 | 350 | 300 | 400 | 1875
0010330582 | AT_PROCESS | WSD11-111-SC-00214A-25-SS16 | C4B | 131242-WSD11-DR-P-6050.dgn | WSD11 | 111 | SC | 00214 | A | 25 | SS16 | PIPELINE : WSD11-111-SC-00214A-25-SS16 | AME B36.19M | 1250 | PN25 |  |  |  | 33.4 | 3.38 |  | 10 | POLYURETHANE | 195 | 350 | 300 | 400 | 1875
0010330585 | AT_PROCESS | WSD11-111-SC-00215-25-SS16 | C4B | 131242-WSD11-DR-P-6050.dgn | WSD11 | 111 | SC | 00215 |  | 25 | SS16 | PIPELINE : WSD11-111-SC-00215-25-SS16 | AME B36.19M | 1250 | PN25 |  |  |  | 33.4 | 3.38 |  | 10 | POLYURETHANE | 195 | 350 | 300 | 400 | 1875
0010330585 | AT_PROCESS | WSD11-111-SC-00215-25-SS16 | C4B | 131242-WSD11-DR-P-6050.dgn | WSD11 | 111 | SC | 00215 |  | 25 | SS16 | PIPELINE : WSD11-111-SC-00215-25-SS16 | AME B36.19M | 1250 | PN25 |  |  |  | 33.4 | 3.38 |  | 10 | POLYURETHANE | 195 | 350 | 300 | 400 | 1875
0010334689 | AT_PROCESS | WSD11-111-SC-00216-25-SS16 | C4B | 131242-WSD11-DR-P-6051.dgn | WSD11 | 111 | SC | 00216 |  | 25 | SS16 | PIPELINE : WSD11-111-SC-00216-25-SS16 | AME B36.19M | 1250 | PN25 |  |  |  | 33.4 | 3.38 |  | 10 | POLYURETHANE | 195 | 350 | 300 | 400 | 1875
0010334692 | AT_PROCESS | WSD11-111-SC-00217-25-SS16 | C4B | 131242-WSD11-DR-P-6051.dgn | WSD11 | 111 | SC | 00217 |  | 25 | SS16 | PIPELINE : WSD11-111-SC-00217-25-SS16 | AME B36.19M | 1250 | PN25 |  |  |  | 33.4 | 3.38 |  | 10 | POLYURETHANE | 195 | 350 | 300 | 400 | 1875
0010334681 | AT_PROCESS | WSD11-111-SC-00218-25-SS16 | C4B | 131242-WSD11-DR-P-6051.dgn | WSD11 | 111 | SC | 00218 |  | 25 | SS16 | PIPELINE : WSD11-111-SC-00218-25-SS16 | AME B36.19M | 1250 | PN25 |  |  |  | 33.4 | 3.38 |  | 10 | POLYURETHANE | 195 | 350 | 300 | 400 | 1875
0010334727 | AT_PROCESS | WSD11-111-SC-00219-25-SS16 | C4B | 131242-WSD11-DR-P-6051.dgn | WSD11 | 111 | SC | 00219 |  | 25 | SS16 | PIPELINE : WSD11-111-SC-00219-25-SS16 | AME B36.19M | 1250 | PN25 |  |  |  | 33.4 | 3.38 |  | 10 | POLYURETHANE | 195 | 350 | 300 | 400 | 1875
0010330707 | AT_PROCESS | WSD11-111-SC-00220A-25-SS16 | C4B | 131242-WSD11-DR-P-6050.dgn | WSD11 | 111 | SC | 00220 | A | 25 | SS16 | PIPELINE : WSD11-111-SC-00220A-25-SS16 | AME B36.19M | 1250 | PN25 |  |  |  | 33.4 | 3.38 |  | 10 | POLYURETHANE | 195 | 350 | 300 | 400 | 1875
0010330707 | AT_PROCESS | WSD11-111-SC-00220A-25-SS16 | C4B | 131242-WSD11-DR-P-6050.dgn | WSD11 | 111 | SC | 00220 | A | 25 | SS16 | PIPELINE : WSD11-111-SC-00220A-25-SS16 | AME B36.19M | 1250 | PN25 |  |  |  | 33.4 | 3.38 |  | 10 | POLYURETHANE | 195 | 350 | 300 | 400 | 1875
0010330707 | AT_PROCESS | WSD11-111-SC-00220A-25-SS16 | C4B | 131242-WSD11-DR-P-6050.dgn | WSD11 | 111 | SC | 00220 | A | 25 | SS16 | PIPELINE : WSD11-111-SC-00220A-25-SS16 | AME B36.19M | 1250 | PN25 |  |  |  | 33.4 | 3.38 |  | 10 | POLYURETHANE | 195 | 350 | 300 | 400 | 1875
0010330707 | AT_PROCESS | WSD11-111-SC-00220A-25-SS16 | C4B | 131242-WSD11-DR-P-6050.dgn | WSD11 | 111 | SC | 00220 | A | 25 | SS16 | PIPELINE : WSD11-111-SC-00220A-25-SS16 | AME B36.19M | 1250 | PN25 |  |  |  | 33.4 | 3.38 |  | 10 | POLYURETHANE | 195 | 350 | 300 | 400 | 1875
0010280074 | AT_PROCESS | WSD11-111-STHP-00001-100-SS16 | C4B | 131242-WSD11-DR-P-6063.dgn | WSD11 | 111 | STHP | 00001 |  | 100 | SS16 | PIPELINE : WSD11-111-STHP-00001-100-SS16 | AME B36.19M | 1500 | PN25 | 2640 | 1880 | 5200 | 114.3 | 6.02 |  | 80 | MINERAL WOOL | 195 | 1150 | 1050 | 1200 | 2250
0010279622 | AT_PROCESS | WSD11-111-STHP-00001-150-SS16 | C4B | 131242-WSD11-DR-P-6050.dgn | WSD11 | 111 | STHP | 00001 |  | 150 | SS16 | PIPELINE : WSD11-111-STHP-00001-150-SS16 | AME B36.19M | 1500 | PN25 | 94000 | 2600 | 10000 | 168.3 | 7.12 |  | 80 | MINERAL WOOL | 217 | 1220 | 1200 | 1240 | 2250
0010279622 | AT_PROCESS | WSD11-111-STHP-00001-150-SS16 | C4B | 131242-WSD11-DR-P-6050.dgn | WSD11 | 111 | STHP | 00001 |  | 150 | SS16 | PIPELINE : WSD11-111-STHP-00001-150-SS16 | AME B36.19M | 1500 | PN25 | 94000 | 2600 | 10000 | 168.3 | 7.12 |  | 80 | MINERAL WOOL | 217 | 1220 | 1200 | 1240 | 2250
0010336833 | AT_PROCESS | WSD11-111-STHP-00001-65-SS16 |  | 131242-WSD11-DR-P-6063.dgn | WSD11 | 111 | STHP | 00001 |  | 65 | SS16 | PIPELINE : WSD11-111-STHP-00001-65-SS16 | None
0010336835 | AT_PROCESS | WSD11-111-STHP-00001-80-SS16 |  | 131242-WSD11-DR-P-6063.dgn | WSD11 | 111 | STHP | 00001 |  | 80 | SS16 | PIPELINE : WSD11-111-STHP-00001-80-SS16 | None
0010336344 | AT_PROCESS | WSD11-111-STHP-00001A-15-SS16 | C4B | 131242-WSD11-DR-P-6063.dgn | WSD11 | 111 | STHP | 00001 | A | 15 | SS16 | PIPELINE : WSD11-111-STHP-00001A-15-SS16 | AME B36.19M | 1500 | PN25 | [6 empty] | 80 | MINERAL WOOL | 195 | 1150 | 1050 | 1200 | 2250
0010279696 | AT_PROCESS | WSD11-111-STHP-00001A-50-SS16 | C4B | 131242-WSD11-DR-P-6050.dgn | WSD11 | 111 | STHP | 00001 | A | 50 | SS16 | PIPELINE : WSD11-111-STHP-00001A-50-SS16 | AME B36.19M | 1500 | PN25 |  |  |  | 21.3 | 2.77 |  | 80 | MINERAL WOOL | 217 | 1220 | 1200 | 1240 | 2250
0010279688 | AT_PROCESS | WSD11-111-STHP-00001B-15-SS16 | C4B | 131242-WSD11-DR-P-6050.dgn | WSD11 | 111 | STHP | 00001 | B | 15 | SS16 | PIPELINE : WSD11-111-STHP-00001B-15-SS16 | AME B36.19M | 1500 | PN25 |  |  |  | 21.3 | 2.77 |  | 80 | MINERAL WOOL | 217 | 1220 | 1200 | 1240 | 2250
0010336297 | AT_PROCESS | WSD11-111-STHP-00001B-25-SS16 | C4B | 131242-WSD11-DR-P-6050.dgn | WSD11 | 111 | STHP | 00001 | B | 25 | SS16 | PIPELINE : WSD11-111-STHP-00001B-25-SS16 | AME B36.19M | 1500 | PN25 |  |  |  | 33.4 | 3.38 |  | 80 | MINERAL WOOL | 217 | 1220 | 1200 | 1240 | 2250
0010336288 | AT_PROCESS | WSD11-111-STHP-00001C-15-SS16 | C4B | 131242-WSD11-DR-P-6050.dgn | WSD11 | 111 | STHP | 00001 | C | 15 | SS16 | PIPELINE : WSD11-111-STHP-00001C-15-SS16 | AME B36.19M | 1500 | PN25 |  |  |  | 21.3 | 2.77 |  | 80 | MINERAL WOOL | 217 | 1220 | 1200 | 1240 | 2250
0010279690 | AT_PROCESS | WSD11-111-STHP-00001C-50-SS16 | C4B | 131242-WSD11-DR-P-6050.dgn | WSD11 | 111 | STHP | 00001 | C | 50 | SS16 | PIPELINE : WSD11-111-STHP-00001C-50-SS16 | AME B36.19M | 1500 | PN25 | 10000 | 6800 | 2600 | 60.3 | 3.91 |  | 80 | MINERAL WOOL | 217 | 1220 | 1200 | 1240 | 2250
0010334914 | AT_PROCESS | WSD11-111-STHP-00001C-80-SS16 | C4B | 131242-WSD11-DR-P-6050.dgn | WSD11 | 111 | STHP | 00001 | C | 80 | SS16 | PIPELINE : WSD11-111-STHP-00001C-80-SS16 | AME B36.19M | 1500 | PN25 |  |  |  | 88.9 | 5.49 |  | 80 | MINERAL WOOL | 217 | 1220 | 1200 | 1240 | 2250
0010334914 | AT_PROCESS | WSD11-111-STHP-00001C-80-SS16 | C4B | 131242-WSD11-DR-P-6050.dgn | WSD11 | 111 | STHP | 00001 | C | 80 | SS16 | PIPELINE : WSD11-111-STHP-00001C-80-SS16 | AME B36.19M | 1500 | PN25 |  |  |  | 88.9 | 5.49 |  | 80 | MINERAL WOOL | 217 | 1220 | 1200 | 1240 | 2250
0010336295 | AT_PROCESS | WSD11-111-STHP-00001D-15-SS16 | C4B | 131242-WSD11-DR-P-6050.dgn | WSD11 | 111 | STHP | 00001 | D | 15 | SS16 | PIPELINE : WSD11-111-STHP-00001D-15-SS16 | AME B36.19M | 1500 | PN25 |  |  |  | 21.3 | 2.77 |  | 80 | MINERAL WOOL | 217 | 1220 | 1200 | 1240 | 2250
0010334035 | AT_PROCESS | WSD11-111-STHP-00001E-15-SS16 | C4B | 131242-WSD11-DR-P-6050.dgn | WSD11 | 111 | STHP | 00001 | E | 15 | SS16 | PIPELINE : WSD11-111-STHP-00001E-15-SS16 | AME B36.19M | 1500 | PN25 |  |  |  | 21.3 | 2.77 |  | 80 | MINERAL WOOL | 217 | 1220 | 1200 | 1240 | 2250
0010336293 | AT_PROCESS | WSD11-111-STHP-00001F-15-SS16 | C4B | 131242-WSD11-DR-P-6050.dgn | WSD11 | 111 | STHP | 00001 | F | 15 | SS16 | PIPELINE : WSD11-111-STHP-00001F-15-SS16 | AME B36.19M | 1500 | PN25 |  |  |  | 21.3 | 2.77 |  | 80 | MINERAL WOOL | 217 | 1220 | 1200 | 1240 | 2250
0010279639 | AT_PROCESS | WSD11-111-STHP-00002-150-SS16 | C4B | 131242-WSD11-DR-P-6050.dgn | WSD11 | 111 | STHP | 00002 |  | 150 | SS16 | PIPELINE : WSD11-111-STHP-00002-150-SS16 | AME B36.19M | 1500 | PN25 | 1570000 |  |  | 168.3 | 7.12 |  | 80 | MINERAL WOOL | 217 | 1220 | 1200 | 1240 | 2250
0010279639 | AT_PROCESS | WSD11-111-STHP-00002-150-SS16 | C4B | 131242-WSD11-DR-P-6050.dgn | WSD11 | 111 | STHP | 00002 |  | 150 | SS16 | PIPELINE : WSD11-111-STHP-00002-150-SS16 | AME B36.19M | 1500 | PN25 | 1570000 |  |  | 168.3 | 7.12 |  | 80 | MINERAL WOOL | 217 | 1220 | 1200 | 1240 | 2250
0010279639 | AT_PROCESS | WSD11-111-STHP-00002-150-SS16 | C4B | 131242-WSD11-DR-P-6050.dgn | WSD11 | 111 | STHP | 00002 |  | 150 | SS16 | PIPELINE : WSD11-111-STHP-00002-150-SS16 | AME B36.19M | 1500 | PN25 | 1570000 |  |  | 168.3 | 7.12 |  | 80 | MINERAL WOOL | 217 | 1220 | 1200 | 1240 | 2250
0010279639 | AT_PROCESS | WSD11-111-STHP-00002-150-SS16 | C4B | 131242-WSD11-DR-P-6050.dgn | WSD11 | 111 | STHP | 00002 |  | 150 | SS16 | PIPELINE : WSD11-111-STHP-00002-150-SS16 | AME B36.19M | 1500 | PN25 | 1570000 |  |  | 168.3 | 7.12 |  | 80 | MINERAL WOOL | 217 | 1220 | 1200 | 1240 | 2250
0010336291 | AT_PROCESS | WSD11-111-STHP-00002-15-SS16 | C4B | 131242-WSD11-DR-P-6050.dgn | WSD11 | 111 | STHP | 00002 |  | 15 | SS16 | PIPELINE : WSD11-111-STHP-00002-15-SS16 | AME B36.19M | 1500 | PN25 |  |  |  | 21.3 | 2.77 |  | 80 | MINERAL WOOL | 217 | 1220 | 1200 | 1240 | 2250
0010279641 | AT_PROCESS | WSD11-111-STHP-00002A-50-SS16 | C4B | 131242-WSD11-DR-P-6050.dgn | WSD11 | 111 | STHP | 00002 | A | 50 | SS16 | PIPELINE : WSD11-111-STHP-00002A-50-SS16 | AME B36.19M | 1500 | PN25 |  |  |  | 60.3 | 3.91 |  | 80 | MINERAL WOOL | 217 | 1220 | 1200 | 1240 | 2250
0010333937 | AT_PROCESS | WSD11-111-STHP-00002B-15-SS16 | C4B | 131242-WSD11-DR-P-6050.dgn | WSD11 | 111 | STHP | 00002 | B | 15 | SS16 | PIPELINE : WSD11-111-STHP-00002B-15-SS16 | AME B36.19M | 1500 | PN25 |  |  |  | 21.3 | 2.77 |  | 80 | MINERAL WOOL | 217 | 1220 | 1200 | 1240 | 2250
0010333935 | AT_PROCESS | WSD11-111-STHP-00002C-15-SS16 | C4B | 131242-WSD11-DR-P-6050.dgn | WSD11 | 111 | STHP | 00002 | C | 15 | SS16 | PIPELINE : WSD11-111-STHP-00002C-15-SS16 | AME B36.19M | 1500 | PN25 |  |  |  | 21.3 | 2.77 |  | 80 | MINERAL WOOL | 217 | 1220 | 1200 | 1240 | 2250
0010279769 | AT_PROCESS | WSD11-111-STHP-00002C-50-SS16 | C4B | 131242-WSD11-DR-P-6050.dgn | WSD11 | 111 | STHP | 00002 | C | 50 | SS16 | PIPELINE : WSD11-111-STHP-00002C-50-SS16 | AME B36.19M | 1500 | PN25 | 10000 | 6800 | 2600 | 60.3 | 3.91 |  | 80 | MINERAL WOOL | 217 | 1220 | 1200 | 1240 | 2250
0010279766 | AT_PROCESS | WSD11-111-STHP-00002D-15-SS16 | C4B | 131242-WSD11-DR-P-6050.dgn | WSD11 | 111 | STHP | 00002 |  | 15 | SS16 | PIPELINE : WSD11-111-STHP-00002-25-SS16 | AME B36.19M | 1500 | PN25 |  |  |  | 21.3 | 2.77 |  | 80 | MINERAL WOOL | 217 | 1220 | 1200 | 1240 | 2250
0010334037 | AT_PROCESS | WSD11-111-STHP-00002E-15-SS16 | C4B | 131242-WSD11-DR-P-6050.dgn | WSD11 | 111 | STHP | 00002 | E | 15 | SS16 | PIPELINE : WSD11-111-STHP-00002E-15-SS16 | AME B36.19M | 1500 | PN25 |  |  |  | 21.3 | 2.77 |  | 80 | MINERAL WOOL | 217 | 1220 | 1200 | 1240 | 2250
0010310323 | AT_PROCESS | WSD11-111-STHP-00003-150-SS16 | C4B | 131242-WSD11-DR-P-6050.dgn | WSD11 | 111 | STHP | 00003 |  | 150 | SS16 | PIPELINE : WSD11-111-STHP-00003-150-SS16 | AME B36.19M | 1500 | PN25 | 6400 | 2600 | 10000 | 168.3 | 7.12 |  | 80 | MINERAL WOOL | 195 | 1220 | 1200 | 1240 | 2250
0010310323 | AT_PROCESS | WSD11-111-STHP-00003-150-SS16 | C4B | 131242-WSD11-DR-P-6051.dgn | WSD11 | 111 | STHP | 00003 |  | 150 | SS16 | PIPELINE : WSD11-111-STHP-00003-150-SS16 | AME B36.19M | 1500 | PN25 | 6400 | 2600 | 10000 | 168.3 | 7.12 |  | 80 | MINERAL WOOL | 195 | 1220 | 1200 | 1240 | 2250
0010310323 | AT_PROCESS | WSD11-111-STHP-00003-150-SS16 | C4B | 131242-WSD11-DR-P-6050.dgn | WSD11 | 111 | STHP | 00003 |  | 150 | SS16 | PIPELINE : WSD11-111-STHP-00003-150-SS16 | AME B36.19M | 1500 | PN25 | 6400 | 2600 | 10000 | 168.3 | 7.12 |  | 80 | MINERAL WOOL | 195 | 1220 | 1200 | 1240 | 2250
0010334702 | AT_PROCESS | WSD11-111-STHP-00003A-15-SS16 | C4B | 131242-WSD11-DR-P-6051.dgn | WSD11 | 111 | STHP | 00003 | A | 15 | SS16 | PIPELINE : WSD11-111-STHP-00003A-15-SS16 | AME B36.19M | 1500 | PN25 |  |  |  | 21.3 | 2.77 |  | 80 | MINERAL WOOL | 195 | 1220 | 1200 | 1240 | 2250
0010336329 | AT_PROCESS | WSD11-111-STHP-00003B-15-SS16 | C4B | 131242-WSD11-DR-P-6051.dgn | WSD11 | 111 | STHP | 00003 | B | 15 | SS16 | PIPELINE : WSD11-111-STHP-00003B-15-SS16 | AME B36.19M | 1500 | PN25 |  |  |  | 21.3 | 2.77 |  | 80 | MINERAL WOOL | 195 | 1220 | 1200 | 1240 | 2250
0010336325 | AT_PROCESS | WSD11-111-STHP-00003C-25-SS16 | C4B | 131242-WSD11-DR-P-6051.dgn | WSD11 | 111 | STHP | 00003 | C | 25 | SS16 | PIPELINE : WSD11-111-STHP-00003C-25-SS16 | AME B36.19M | 1500 | PN25 |  |  |  | 33.4 | 3.38 |  | 80 | MINERAL WOOL | 195 | 1220 | 1200 | 1240 | 2250
0010310338 | AT_PROCESS | WSD11-111-STHP-00004-150-SS16 | C4B | 131242-WSD11-DR-P-6050.dgn | WSD11 | 111 | STHP | 00004 |  | 150 | SS16 | PIPELINE : WSD11-111-STHP-00004-150-SS16 | AME B36.19M | 1500 | PN25 | 6400 | 2600 | 10000 | 168.3 | 7.12 |  | 80 | MINERAL WOOL | 195 | 1220 | 1200 | 1240 | 2250
0010310338 | AT_PROCESS | WSD11-111-STHP-00004-150-SS16 | C4B | 131242-WSD11-DR-P-6050.dgn | WSD11 | 111 | STHP | 00004 |  | 150 | SS16 | PIPELINE : WSD11-111-STHP-00004-150-SS16 | AME B36.19M | 1500 | PN25 | 6400 | 2600 | 10000 | 168.3 | 7.12 |  | 80 | MINERAL WOOL | 195 | 1220 | 1200 | 1240 | 2250
0010310338 | AT_PROCESS | WSD11-111-STHP-00004-150-SS16 | C4B | 131242-WSD11-DR-P-6051.dgn | WSD11 | 111 | STHP | 00004 |  | 150 | SS16 | PIPELINE : WSD11-111-STHP-00004-150-SS16 | AME B36.19M | 1500 | PN25 | 6400 | 2600 | 10000 | 168.3 | 7.12 |  | 80 | MINERAL WOOL | 195 | 1220 | 1200 | 1240 | 2250
0010336326 | AT_PROCESS | WSD11-111-STHP-00004-15-TBD | C4B | 131242-WSD11-DR-P-6051.dgn | WSD11 | 111 | STHP | 00004 |  | 15 | TBD | PIPELINE : WSD11-111-STHP-00004-15-TBD | AME B36.19M | 1500 | PN25 |  |  |  | 21.3 | 2.77 |  | 80 | MINERAL WOOL | 195 | 1220 | 1200 | 1240 | 2250
0010336328 | AT_PROCESS | WSD11-111-STHP-00004A-15-SS16 | C4B | 131242-WSD11-DR-P-6051.dgn | WSD11 | 111 | STHP | 00004 | A | 15 | SS16 | PIPELINE : WSD11-111-STHP-00004A-15-SS16 | AME B36.19M | 1500 | PN25 |  |  |  | 21.3 | 2.77 |  | 80 | MINERAL WOOL | 195 | 1220 | 1200 | 1240 | 2250
0010336322 | AT_PROCESS | WSD11-111-STHP-00004B-15-SS16 | C4B | 131242-WSD11-DR-P-6051.dgn | WSD11 | 111 | STHP | 00004 | B | 15 | SS16 | PIPELINE : WSD11-111-STHP-00004B-15-SS16 | AME B36.19M | 1500 | PN25 |  |  |  | 21.3 | 2.77 |  | 80 | MINERAL WOOL | 195 | 1220 | 1200 | 1240 | 2250
0010280016 | AT_PROCESS | WSD11-111-STHP-00005-100-SS16 | C4B | 131242-WSD11-DR-P-6051.dgn | WSD11 | 111 | STHP | 00005 |  | 100 | SS16 | PIPELINE : WSD11-111-STHP-00005-100-SS16 | AME B36.19M | 1500 | PN25 | 640 | 1190 | 3700 | 114.3 | 6.02 |  | 80 | MINERAL WOOL | 195 | 1150 | 1050 | 1200 | 2250
0010280016 | AT_PROCESS | WSD11-111-STHP-00005-100-SS16 | C4B | 131242-WSD11-DR-P-6063.dgn | WSD11 | 111 | STHP | 00005 |  | 100 | SS16 | PIPELINE : WSD11-111-STHP-00005-100-SS16 | AME B36.19M | 1500 | PN25 | 640 | 1190 | 3700 | 114.3 | 6.02 |  | 80 | MINERAL WOOL | 195 | 1150 | 1050 | 1200 | 2250
0010280016 | AT_PROCESS | WSD11-111-STHP-00005-100-SS16 | C4B | 131242-WSD11-DR-P-6051.dgn | WSD11 | 111 | STHP | 00005 |  | 100 | SS16 | PIPELINE : WSD11-111-STHP-00005-100-SS16 | AME B36.19M | 1500 | PN25 | 640 | 1190 | 3700 | 114.3 | 6.02 |  | 80 | MINERAL WOOL | 195 | 1150 | 1050 | 1200 | 2250
0010280016 | AT_PROCESS | WSD11-111-STHP-00005-100-SS16 | C4B | 131242-WSD11-DR-P-6063.dgn | WSD11 | 111 | STHP | 00005 |  | 100 | SS16 | PIPELINE : WSD11-111-STHP-00005-100-SS16 | AME B36.19M | 1500 | PN25 | 640 | 1190 | 3700 | 114.3 | 6.02 |  | 80 | MINERAL WOOL | 195 | 1150 | 1050 | 1200 | 2250
0010280016 | AT_PROCESS | WSD11-111-STHP-00005-100-SS16 | C4B | 131242-WSD11-DR-P-6063.dgn | WSD11 | 111 | STHP | 00005 |  | 100 | SS16 | PIPELINE : WSD11-111-STHP-00005-100-SS16 | AME B36.19M | 1500 | PN25 | 640 | 1190 | 3700 | 114.3 | 6.02 |  | 80 | MINERAL WOOL | 195 | 1150 | 1050 | 1200 | 2250
0010336318 | AT_PROCESS | WSD11-111-STHP-00005-15-SS16 | C4B | 131242-WSD11-DR-P-6051.dgn | WSD11 | 111 | STHP | 00005 |  | 15 | SS16 | PIPELINE : WSD11-111-STHP-00005-15-SS16 | AME B36.19M | 1500 | PN25 |  |  |  | 21.3 | 2.77 |  | 80 | MINERAL WOOL | 195 | 1150 | 1050 | 1200 | 2250
0010334561 | AT_PROCESS | WSD11-111-STHP-00005A-15-SS16 | C4B | 131242-WSD11-DR-P-6051.dgn | WSD11 | 111 | STHP | 00005 | A | 15 | SS16 | PIPELINE : WSD11-111-STHP-00005A-15-SS16 | AME B36.19M | 1500 | PN25 |  |  |  | 21.3 | 2.77 |  | 80 | MINERAL WOOL | 195 | 1150 | 1050 | 1200 | 2250
0010334566 | AT_PROCESS | WSD11-111-STHP-00005D-15-SS16 | C4B | 131242-WSD11-DR-P-6051.dgn | WSD11 | 111 | STHP | 00005 | D | 15 | SS16 | PIPELINE : WSD11-111-STHP-00005D-15-SS16 | AME B36.19M | 1500 | PN25 |  |  |  | 21.3 | 2.77 |  | 80 | MINERAL WOOL | 195 | 1150 | 1050 | 1200 | 2250
0010334573 | AT_PROCESS | WSD11-111-STHP-00005E-15-SS16 | C4B | 131242-WSD11-DR-P-6051.dgn | WSD11 | 111 | STHP | 00005 | E | 15 | SS16 | PIPELINE : WSD11-111-STHP-00005E-15-SS16 | AME B36.19M | 1500 | PN25 |  |  |  | 21.3 | 2.77 |  | 80 | MINERAL WOOL | 195 | 1150 | 1050 | 1200 | 2250
0010334586 | AT_PROCESS | WSD11-111-STHP-00005F-15-SS16 | C4B | 131242-WSD11-DR-P-6051.dgn | WSD11 | 111 | STHP | 00005 | F | 15 | SS16 | PIPELINE : WSD11-111-STHP-00005F-15-SS16 | AME B36.19M | 1500 | PN25 |  |  |  | 21.3 | 2.77 |  | 80 | MINERAL WOOL | 195 | 1150 | 1050 | 1200 | 2250
0010336342 | AT_PROCESS | WSD11-111-STHP-00005G-15-SS16 | C4B | 131242-WSD11-DR-P-6063.dgn | WSD11 | 111 | STHP | 00005 | G | 15 | SS16 | PIPELINE : WSD11-111-STHP-00005G-15-SS16 | AME B36.19M | 1500 | PN25 | [6 empty] | 80 | MINERAL WOOL | 195 | 1150 | 1050 | 1200 | 2250
0010334551 | AT_PROCESS | WSD11-111-STHP-00006-100-SS16 | C4B | 131242-WSD11-DR-P-6051.dgn | WSD11 | 111 | STHP | 00006 |  | 100 | SS16 | PIPELINE : WSD11-111-STHP-00006-100-SS16 | AME B36.19M | 1500 | PN25 | 87000 | 0 | 487000 | 114.3 | 6.02 |  | 80 | MINERAL WOOL | 195 | 1150 | 1050 | 1200 | 2250
0010334551 | AT_PROCESS | WSD11-111-STHP-00006-100-SS16 | C4B | 131242-WSD11-DR-P-6051.dgn | WSD11 | 111 | STHP | 00006 |  | 100 | SS16 | PIPELINE : WSD11-111-STHP-00006-100-SS16 | AME B36.19M | 1500 | PN25 | 87000 | 0 | 487000 | 114.3 | 6.02 |  | 80 | MINERAL WOOL | 195 | 1150 | 1050 | 1200 | 2250
0010334607 | AT_PROCESS | WSD11-111-STHP-00006A-15-SS16 | C4B | 131242-WSD11-DR-P-6051.dgn | WSD11 | 111 | STHP | 00006 | A | 15 | SS16 | PIPELINE : WSD11-111-STHP-00006A-15-SS16 | AME B36.19M | 1500 | PN25 |  |  |  | 21.3 | 2.77 |  | 80 | MINERAL WOOL | 195 | 1150 | 1050 | 1200 | 2250
0010334549 | AT_PROCESS | WSD11-111-STHP-00006B-15-SS16 | C4B | 131242-WSD11-DR-P-6051.dgn | WSD11 | 111 | STHP | 00006 | B | 15 | SS16 | PIPELINE : WSD11-111-STHP-00006B-15-SS16 | AME B36.19M | 1500 | PN25 |  |  |  | 21.3 | 2.77 |  | 80 | MINERAL WOOL | 195 | 1150 | 1050 | 1200 | 2250
0010334621 | AT_PROCESS | WSD11-111-STHP-00006C-15-SS16 | C4B | 131242-WSD11-DR-P-6051.dgn | WSD11 | 111 | STHP | 00006 | C | 15 | SS16 | PIPELINE : WSD11-111-STHP-00006C-15-SS16 | AME B36.19M | 1500 | PN25 |  |  |  | 21.3 | 2.77 |  | 80 | MINERAL WOOL | 195 | 1150 | 1050 | 1200 | 2250
0010334614 | AT_PROCESS | WSD11-111-STHP-00006D-15-SS16 | C4B | 131242-WSD11-DR-P-6051.dgn | WSD11 | 111 | STHP | 00006 | D | 15 | SS16 | PIPELINE : WSD11-111-STHP-00006D-15-SS16 | AME B36.19M | 1500 | PN25 |  |  |  | 21.3 | 2.77 |  | 80 | MINERAL WOOL | 195 | 1150 | 1050 | 1200 | 2250
0010336316 | AT_PROCESS | WSD11-111-STHP-00006E-15-SS16 | C4B | 131242-WSD11-DR-P-6051.dgn | WSD11 | 111 | STHP | 00006 | E | 15 | SS16 | PIPELINE : WSD11-111-STHP-00006E-15-SS16 | AME B36.19M | 1500 | PN25 |  |  |  | 21.3 | 2.77 |  | 80 | MINERAL WOOL | 195 | 1150 | 1050 | 1200 | 2250
0010334640 | AT_PROCESS | WSD11-111-STHP-00007-100-SS16 | C4B | 131242-WSD11-DR-P-6051.dgn | WSD11 | 111 | STHP | 00007 |  | 100 | SS16 | PIPELINE : WSD11-111-STHP-00007-100-SS16 | AME B36.19M | 1500 | PN25 | 2600 | 2600 | 4200 | 114.3 | 6.02 |  | 80 | MINERAL WOOL | 195 | 1150 | 1050 | 1200 | 2250
0010334640 | AT_PROCESS | WSD11-111-STHP-00007-100-SS16 | C4B | 131242-WSD11-DR-P-6051.dgn | WSD11 | 111 | STHP | 00007 |  | 100 | SS16 | PIPELINE : WSD11-111-STHP-00007-100-SS16 | AME B36.19M | 1500 | PN25 | 2600 | 2600 | 4200 | 114.3 | 6.02 |  | 80 | MINERAL WOOL | 195 | 1150 | 1050 | 1200 | 2250
0010334650 | AT_PROCESS | WSD11-111-STHP-00008-100-SS16 | C4B | 131242-WSD11-DR-P-6051.dgn | WSD11 | 111 | STHP | 00008 |  | 100 | SS16 | PIPELINE : WSD11-111-STHP-00008-100-SS16 | AME B36.19M | 1500 | PN25 | 2600 | 2600 | 4200 | 114.3 | 6.02 |  | 80 | MINERAL WOOL | 195 | 1150 | 1050 | 1200 | 2250
0010334650 | AT_PROCESS | WSD11-111-STHP-00008-100-SS16 | C4B | 131242-WSD11-DR-P-6051.dgn | WSD11 | 111 | STHP | 00008 |  | 100 | SS16 | PIPELINE : WSD11-111-STHP-00008-100-SS16 | AME B36.19M | 1500 | PN25 | 2600 | 2600 | 4200 | 114.3 | 6.02 |  | 80 | MINERAL WOOL | 195 | 1150 | 1050 | 1200 | 2250
0010334656 | AT_PROCESS | WSD11-111-STHP-00009-150-SS16 | C4B | 131242-WSD11-DR-P-6051.dgn | WSD11 | 111 | STHP | 00009 |  | 150 | SS16 | PIPELINE : WSD11-111-STHP-00009-150-SS16 | AME B36.19M | 1500 | PN25 | 6400 | 2600 | 10000 | 168.3 | 7.12 |  | 80 | MINERAL WOOL | 195 | 1220 | 1200 | 1240 | 2250
0010336313 | AT_PROCESS | WSD11-111-STHP-00009A-25-SS16 | C4B | 131242-WSD11-DR-P-6051.dgn | WSD11 | 111 | STHP | 00009 | A | 25 | SS16 | PIPELINE : WSD11-111-STHP-00009A-25-SS16 | AME B36.19M | 1500 | PN25 |  |  |  | 33.4 | 3.38 |  | 80 | MINERAL WOOL | 195 | 1220 | 1200 | 1240 | 2250
0010310452 | AT_PROCESS | WSD11-111-STHP-00011-100-SS16 | C4B | 131242-WSD11-DR-P-6051.dgn | WSD11 | 111 | STHP | 00011 |  | 100 | SS16 | PIPELINE : WSD11-111-STHP-00011-100-SS16 | AME B36.19M | 1500 | PN25 | 2600 | 2600 | 4200 | 114.3 | 6.02 |  | 80 | MINERAL WOOL | 195 | 1150 | 1050 | 1200 | 2250
0010310452 | AT_PROCESS | WSD11-111-STHP-00011-100-SS16 | C4B | 131242-WSD11-DR-P-6011.dgn | WSD11 | 111 | STHP | 00011 |  | 100 | SS16 | PIPELINE : WSD11-111-STHP-00011-100-SS16 | AME B36.19M | 1500 | PN25 | 2600 | 2600 | 4200 | 114.3 | 6.02 |  | 80 | MINERAL WOOL | 195 | 1150 | 1050 | 1200 | 2250
0010310452 | AT_PROCESS | WSD11-111-STHP-00011-100-SS16 | C4B | 131242-WSD11-DR-P-6051.dgn | WSD11 | 111 | STHP | 00011 |  | 100 | SS16 | PIPELINE : WSD11-111-STHP-00011-100-SS16 | AME B36.19M | 1500 | PN25 | 2600 | 2600 | 4200 | 114.3 | 6.02 |  | 80 | MINERAL WOOL | 195 | 1150 | 1050 | 1200 | 2250
0010334578 | AT_PROCESS | WSD11-111-STHP-00011-15-SS16 | C4B | 131242-WSD11-DR-P-6051.dgn | WSD11 | 111 | STHP | 00011 |  | 15 | SS16 | PIPELINE : WSD11-111-STHP-00011-15-SS16 | AME B36.19M | 1500 | PN25 |  |  |  | 21.3 | 2.77 |  | 80 | MINERAL WOOL | 195 | 1150 | 1050 | 1200 | 2250
0010334611 | AT_PROCESS | WSD11-111-STHP-00011A-15-SS16 | C4B | 131242-WSD11-DR-P-6051.dgn | WSD11 | 111 | STHP | 00011 | A | 15 | SS16 | PIPELINE : WSD11-111-STHP-00011A-15-SS16 | AME B36.19M | 1500 | PN25 |  |  |  | 60.3 | 3.91 |  | 80 | MINERAL WOOL | 195 | 1150 | 1050 | 1200 | 2250
0010334541 | AT_PROCESS | WSD11-111-STHP-00011E-15-SS16 | C4B | 131242-WSD11-DR-P-6051.dgn | WSD11 | 111 | STHP | 00011 | E | 15 | SS16 | PIPELINE : WSD11-111-STHP-00011E-15-SS16 | AME B36.19M | 1500 | PN25 |  |  |  | 21.3 | 2.77 |  | 80 | MINERAL WOOL | 195 | 1150 | 1050 | 1200 | 2250
0010334631 | AT_PROCESS | WSD11-111-STHP-00011F-15-SS16 | C4B | 131242-WSD11-DR-P-6051.dgn | WSD11 | 111 | STHP | 00011 | F | 15 | SS16 | PIPELINE : WSD11-111-STHP-00011F-15-SS16 | AME B36.19M | 1500 | PN25 |  |  |  | 21.3 | 2.77 |  | 80 | MINERAL WOOL | 195 | 1150 | 1050 | 1200 | 2250
0010283108 | AT_PROCESS | WSD11-111-STHP-00012-100-SS16 | C4B | 131242-WSD11-DR-P-6051.dgn | WSD11 | 111 | STHP | 00012 |  | 100 | SS16 | PIPELINE : WSD11-111-STHP-00012-100-SS16 | AME B36.19M | 1500 | PN25 | 2600 | 2600 | 4200 | 114.3 | 6.02 |  | 80 | MINERAL WOOL | 195 | 1150 | 1050 | 1200 | 2250
0010283108 | AT_PROCESS | WSD11-111-STHP-00012-100-SS16 | C4B | 131242-WSD11-DR-P-6029.dgn | WSD11 | 111 | STHP | 00012 |  | 100 | SS16 | PIPELINE : WSD11-111-STHP-00012-100-SS16 | AME B36.19M | 1500 | PN25 | 2600 | 2600 | 4200 | 114.3 | 6.02 |  | 80 | MINERAL WOOL | 195 | 1150 | 1050 | 1200 | 2250
0010283108 | AT_PROCESS | WSD11-111-STHP-00012-100-SS16 | C4B | 131242-WSD11-DR-P-6029.dgn | WSD11 | 111 | STHP | 00012 |  | 100 | SS16 | PIPELINE : WSD11-111-STHP-00012-100-SS16 | AME B36.19M | 1500 | PN25 | 2600 | 2600 | 4200 | 114.3 | 6.02 |  | 80 | MINERAL WOOL | 195 | 1150 | 1050 | 1200 | 2250
0010283108 | AT_PROCESS | WSD11-111-STHP-00012-100-SS16 | C4B | 131242-WSD11-DR-P-6029.dgn | WSD11 | 111 | STHP | 00012 |  | 100 | SS16 | PIPELINE : WSD11-111-STHP-00012-100-SS16 | AME B36.19M | 1500 | PN25 | 2600 | 2600 | 4200 | 114.3 | 6.02 |  | 80 | MINERAL WOOL | 195 | 1150 | 1050 | 1200 | 2250
0010283108 | AT_PROCESS | WSD11-111-STHP-00012-100-SS16 | C4B | 131242-WSD11-DR-P-6029.dgn | WSD11 | 111 | STHP | 00012 |  | 100 | SS16 | PIPELINE : WSD11-111-STHP-00012-100-SS16 | AME B36.19M | 1500 | PN25 | 2600 | 2600 | 4200 | 114.3 | 6.02 |  | 80 | MINERAL WOOL | 195 | 1150 | 1050 | 1200 | 2250
0010283108 | AT_PROCESS | WSD11-111-STHP-00012-100-SS16 | C4B | 131242-WSD11-DR-P-6051.dgn | WSD11 | 111 | STHP | 00012 |  | 100 | SS16 | PIPELINE : WSD11-111-STHP-00012-100-SS16 | AME B36.19M | 1500 | PN25 | 2600 | 2600 | 4200 | 114.3 | 6.02 |  | 80 | MINERAL WOOL | 195 | 1150 | 1050 | 1200 | 2250
0010334663 | AT_PROCESS | WSD11-111-STHP-00012-15-SS16 | C4B | 131242-WSD11-DR-P-6051.dgn | WSD11 | 111 | STHP | 00012 |  | 15 | SS16 | PIPELINE : WSD11-111-STHP-00012-15-SS16 | AME B36.19M | 1500 | PN25 |  |  |  | 60.3 | 3.91 |  | 80 | MINERAL WOOL | 195 | 1150 | 1050 | 1200 | 2250
0010334636 | AT_PROCESS | WSD11-111-STHP-00012A-15-SS16 | C4B | 131242-WSD11-DR-P-6051.dgn | WSD11 | 111 | STHP | 00012 | A | 15 | SS16 | PIPELINE : WSD11-111-STHP-00012A-15-SS16 | AME B36.19M | 1500 | PN25 |  |  |  | 21.3 | 2.77 |  | 80 | MINERAL WOOL | 195 | 1150 | 1050 | 1200 | 2250
0010334649 | AT_PROCESS | WSD11-111-STHP-00012B-15-SS16 | C4B | 131242-WSD11-DR-P-6051.dgn | WSD11 | 111 | STHP | 00012 | B | 15 | SS16 | PIPELINE : WSD11-111-STHP-00012B-15-SS16 | AME B36.19M | 1500 | PN25 |  |  |  | 21.3 | 2.77 |  | 80 | MINERAL WOOL | 195 | 1150 | 1050 | 1200 | 2250
0010334582 | AT_PROCESS | WSD11-111-STHP-00012C-15-SS16 | C4B | 131242-WSD11-DR-P-6051.dgn | WSD11 | 111 | STHP | 00012 | C | 15 | SS16 | PIPELINE : WSD11-111-STHP-00012C-15-SS16 | AME B36.19M | 1500 | PN25 |  |  |  | 21.3 | 2.77 |  | 80 | MINERAL WOOL | 195 | 1150 | 1050 | 1200 | 2250
0010334915 | AT_PROCESS | WSD11-111-STHP-0002C-80-SS16 | C4B | 131242-WSD11-DR-P-6050.dgn | WSD11 | 111 | STHP | 0002 | C | 80 | SS16 | PIPELINE : WSD11-111-STHP-0002C-80-SS16 | AME B36.19M | 1500 | PN25 | [6 empty] | 80 | MINERAL WOOL | 217 | 1220 | 1200 | 1240 | 2250
0010334915 | AT_PROCESS | WSD11-111-STHP-0002C-80-SS16 | C4B | 131242-WSD11-DR-P-6050.dgn | WSD11 | 111 | STHP | 0002 | C | 80 | SS16 | PIPELINE : WSD11-111-STHP-0002C-80-SS16 | AME B36.19M | 1500 | PN25 | [6 empty] | 80 | MINERAL WOOL | 217 | 1220 | 1200 | 1240 | 2250
0010336319 | AT_PROCESS | WSD11-111-STHP-0009B-25-SS16 | C4B | 131242-WSD11-DR-P-6051.dgn | WSD11 | 111 | STHP | 0009 | B | 25 | SS16 | PIPELINE : WSD11-111-STHP-0009B-25-SS16 | AME B36.19M | 1500 | PN25 | [6 empty] | 80 | MINERAL WOOL | 195 |  |  |  | 2250
0010274666 | AT_PROCESS | WSD11-111-STHP-00101-65-SS16 | C4B | 131242-WSD11-DR-P-6011.dgn | WSD11 | 111 | STHP | 00101 |  | 65 | SS16 | PIPELINE : WSD11-111-STHP-00101-65-SS16 | AME B36.19M | 1250 | PN25 | 2800 | 2800 | 2800 | 73 | 5.16 |  | 80 | ROCKWOOL | 195 | 1150 | 1050 | 1200 | 2250
0010274666 | AT_PROCESS | WSD11-111-STHP-00101-65-SS16 | C4B | 131242-WSD11-DR-P-6003.dgn | WSD11 | 111 | STHP | 00101 |  | 65 | SS16 | PIPELINE : WSD11-111-STHP-00101-65-SS16 | AME B36.19M | 1250 | PN25 | 2800 | 2800 | 2800 | 73 | 5.16 |  | 80 | ROCKWOOL | 195 | 1150 | 1050 | 1200 | 2250
0010279189 | AT_PROCESS | WSD11-111-STHP-00101A-25-SS16 | C4B | 131242-WSD11-DR-P-6003.dgn | WSD11 | 111 | STHP | 00101 | A | 25 | SS16 | PIPELINE : WSD11-111-STHP-00101A-25-SS16 | AME B36.19M | 1250 | PN25 |  |  |  | 33.4 | 3.38 |  | 80 | ROCKWOOL | 195 | 1150 | 1050 | 1200 | 2250
0010279183 | AT_PROCESS | WSD11-111-STHP-00102-25-SS16 | C4B | 131242-WSD11-DR-P-6003.dgn | WSD11 | 111 | STHP | 00102 |  | 25 | SS16 | PIPELINE : WSD11-111-STHP-00102-25-SS16 | AME B36.19M | 1250 | PN25 |  |  |  | 33.4 | 3.38 |  | 80 | ROCKWOOL | 195 | 1150 | 1050 | 1200 | 2250
0010310460 | AT_PROCESS | WSD11-111-STHP-00102-50-SS16 | C4B | 131242-WSD11-DR-P-6003.dgn | WSD11 | 111 | STHP | 00102 |  | 50 | SS16 | PIPELINE : WSD11-111-STHP-00102-50-SS16 | AME B36.19M | 1250 | PN25 | 4500 | 4500 | 4500 | 60.3 | 3.91 |  | 80 | ROCKWOOL | 195 | 1150 | 1050 | 1200 | 2250
0010307821 | AT_PROCESS | WSD11-111-STHP-00102A-50-SS16 | C4B | 131242-WSD11-DR-P-6003.dgn | WSD11 | 111 | STHP | 00102 | A | 50 | SS16 | PIPELINE : WSD11-111-STHP-00102A-15-SS16 | AME B36.19M | 1250 | PN25 |  |  |  | 21.3 | 2.77 |  | 80 | ROCKWOOL | 195 | 1150 | 1050 | 1200 | 2250
0010292390 | AT_PROCESS | WSD11-111-STHP-00102L-25-SS16 | C4B | 131242-WSD11-DR-P-6003.dgn | WSD11 | 111 | STHP | 00102 | L | 25 | SS16 | PIPELINE : WSD11-111-STHP-00102L-25-SS16 | AME B36.19M | 1250 | PN25 |  |  |  | 33.4 | 3.38 |  | 80 | ROCKWOOL | 195 | 1150 | 1050 | 1200 | 2250
0010279185 | AT_PROCESS | WSD11-111-STHP-00103-25-SS16 | C4B | 131242-WSD11-DR-P-6003.dgn | WSD11 | 111 | STHP | 00103 |  | 25 | SS16 | PIPELINE : WSD11-111-STHP-00103-25-SS16 | AME B36.19M | 1250 | PN25 |  |  |  | 33.4 | 3.38 |  | 80 | ROCKWOOL | 195 | 1150 | 1050 | 1200 | 2250
0010307842 | AT_PROCESS | WSD11-111-STHP-00103-50-SS16 | C4B | 131242-WSD11-DR-P-6004.dgn | WSD11 | 111 | STHP | 00103 |  | 50 | SS16 | PIPELINE : WSD11-111-STHP-00103-50-SS16 | AME B36.19M | 1250 | PN25 | 4500 | 4500 | 4500 | 60.3 | 3.91 |  | 80 | ROCKWOOL | 195 | 1150 | 1050 | 1200 | 2250
0010279285 | AT_PROCESS | WSD11-111-STHP-00103A-50-SS16 | C4B | 131242-WSD11-DR-P-6004.dgn | WSD11 | 111 | STHP | 00103 | A | 50 | SS16 | PIPELINE : WSD11-111-STHP-00103A-15-SS16 | AME B36.19M | 1250 | PN25 |  |  |  | 21.3 | 2.77 |  | 80 | ROCKWOOL | 195 | 1150 | 1050 | 1200 | 2250
0010292393 | AT_PROCESS | WSD11-111-STHP-00103L-25-SS16 | C4B | 131242-WSD11-DR-P-6003.dgn | WSD11 | 111 | STHP | 00103 | L | 25 | SS16 | PIPELINE : WSD11-111-STHP-00103L-25-SS16 | AME B36.19M | 1250 | PN25 |  |  |  | 33.4 | 3.38 |  | 80 | ROCKWOOL | 195 | 1150 | 1050 | 1200 | 2250
0010279187 | AT_PROCESS | WSD11-111-STHP-00104-25-SS16 | C4B | 131242-WSD11-DR-P-6003.dgn | WSD11 | 111 | STHP | 00104 |  | 25 | SS16 | PIPELINE : WSD11-111-STHP-00104-25-SS16 | AME B36.19M | 1250 | PN25 |  |  |  | 33.4 | 3.38 |  | 80 | ROCKWOOL | 195 | 1150 | 1050 | 1200 | 2250
0010307857 | AT_PROCESS | WSD11-111-STHP-00104-50-SS16 | C4B | 131242-WSD11-DR-P-6005.dgn | WSD11 | 111 | STHP | 00104 |  | 50 | SS16 | PIPELINE : WSD11-111-STHP-00104-50-SS16 | AME B36.19M | 1250 | PN25 | 4500 | 4500 | 4500 | 60.3 | 3.91 |  | 80 | ROCKWOOL | 195 | 1150 | 1050 | 1200 | 2250
0010307863 | AT_PROCESS | WSD11-111-STHP-00104A-50-SS16 | C4B | 131242-WSD11-DR-P-6005.dgn | WSD11 | 111 | STHP | 00104 | A | 50 | SS16 | PIPELINE : WSD11-111-STHP-00104A-50-SS16 | AME B36.19M | 1250 | PN25 |  |  |  | 21.3 | 2.77 |  | 80 | ROCKWOOL | 195 | 1150 | 1050 | 1200 | 2250
0010292395 | AT_PROCESS | WSD11-111-STHP-00104L-25-SS16 | C4B | 131242-WSD11-DR-P-6003.dgn | WSD11 | 111 | STHP | 00104 | L | 25 | SS16 | PIPELINE : WSD11-111-STHP-00104L-25-SS16 | AME B36.19M | 1250 | PN25 |  |  |  | 33.4 | 3.38 |  | 80 | ROCKWOOL | 195 | 1150 | 1050 | 1200 | 2250
0010307887 | AT_PROCESS | WSD11-111-STHP-00105-50-SS16 | C4B | 131242-WSD11-DR-P-6006.dgn | WSD11 | 111 | STHP | 00105 |  | 50 | SS16 | PIPELINE : WSD11-111-STHP-00105-50-SS16 | AME B36.19M | 1250 | PN25 | 4500 | 4500 | 4500 | 60.3 | 3.91 |  | 80 | ROCKWOOL | 195 | 1150 | 1050 | 1200 | 2250
0010276207 | AT_PROCESS | WSD11-111-STHP-00105-65-SS16 | C4B | 131242-WSD11-DR-P-6004.dgn | WSD11 | 111 | STHP | 00105 |  | 65 | SS16 | PIPELINE : WSD11-111-STHP-00105-65-SS16 | AME B36.19M | 1250 | PN25 | 2800 | 2800 | 2800 | 73 | 5.16 |  | 80 | ROCKWOOL | 195 | 1150 | 1050 | 1200 | 2250
0010276207 | AT_PROCESS | WSD11-111-STHP-00105-65-SS16 | C4B | 131242-WSD11-DR-P-6011.dgn | WSD11 | 111 | STHP | 00105 |  | 65 | SS16 | PIPELINE : WSD11-111-STHP-00105-65-SS16 | AME B36.19M | 1250 | PN25 | 2800 | 2800 | 2800 | 73 | 5.16 |  | 80 | ROCKWOOL | 195 | 1150 | 1050 | 1200 | 2250
0010279265 | AT_PROCESS | WSD11-111-STHP-00105A-25-SS16 | C4B | 131242-WSD11-DR-P-6004.dgn | WSD11 | 111 | STHP | 00105 | A | 25 | SS16 | PIPELINE : WSD11-111-STHP-00105A-25-SS16 | AME B36.19M | 1250 | PN25 |  |  |  | 33.4 | 3.38 |  | 80 | ROCKWOOL | 195 | 1150 | 1050 | 1200 | 2250
0010307889 | AT_PROCESS | WSD11-111-STHP-00105A-50-SS16 | C4B | 131242-WSD11-DR-P-6006.dgn | WSD11 | 111 | STHP | 00105 | A | 50 | SS16 | PIPELINE : WSD11-111-STHP-00105A-50-SS16 | AME B36.19M | 1250 | PN25 |  |  |  | 21.3 | 2.77 |  | 80 | ROCKWOOL | 195 | 1150 | 1050 | 1200 | 2250
0010279259 | AT_PROCESS | WSD11-111-STHP-00106-25-SS16 | C4B | 131242-WSD11-DR-P-6004.dgn | WSD11 | 111 | STHP | 00106 |  | 25 | SS16 | PIPELINE : WSD11-111-STHP-00106-25-SS16 | AME B36.19M | 1250 | PN25 |  |  |  | 33.4 | 3.38 |  | 80 | ROCKWOOL | 195 | 1150 | 1050 | 1200 | 2250
0010292416 | AT_PROCESS | WSD11-111-STHP-00106L-25-SS16 | C4B | 131242-WSD11-DR-P-6004.dgn | WSD11 | 111 | STHP | 00106 | L | 25 | SS16 | PIPELINE : WSD11-111-STHP-00106L-25-SS16 | AME B36.19M | 1250 | PN25 |  |  |  | 33.4 | 3.38 |  | 80 | ROCKWOOL | 195 | 1150 | 1050 | 1200 | 2250
0010279261 | AT_PROCESS | WSD11-111-STHP-00107-25-SS16 | C4B | 131242-WSD11-DR-P-6004.dgn | WSD11 | 111 | STHP | 00107 |  | 25 | SS16 | PIPELINE : WSD11-111-STHP-00107-25-SS16 | AME B36.19M | 1250 | PN25 |  |  |  | 33.4 | 3.38 |  | 80 | ROCKWOOL | 195 | 1150 | 1050 | 1200 | 2250
0010292421 | AT_PROCESS | WSD11-111-STHP-00107L-25-SS16 | C4B | 131242-WSD11-DR-P-6004.dgn | WSD11 | 111 | STHP | 00107 | L | 25 | SS16 | PIPELINE : WSD11-111-STHP-00107L-25-SS16 | AME B36.19M | 1250 | PN25 |  |  |  | 33.4 | 3.38 |  | 80 | ROCKWOOL | 195 | 1150 | 1050 | 1200 | 2250
0010279263 | AT_PROCESS | WSD11-111-STHP-00108-25-SS16 | C4B | 131242-WSD11-DR-P-6004.dgn | WSD11 | 111 | STHP | 00108 |  | 25 | SS16 | PIPELINE : WSD11-111-STHP-00108-25-SS16 | AME B36.19M | 1250 | PN25 |  |  |  | 33.4 | 3.38 |  | 80 | ROCKWOOL | 195 | 1150 | 1050 | 1200 | 2250
0010292423 | AT_PROCESS | WSD11-111-STHP-00108L-25-SS16 | C4B | 131242-WSD11-DR-P-6004.dgn | WSD11 | 111 | STHP | 00108 | L | 25 | SS16 | PIPELINE : WSD11-111-STHP-00108L-25-SS16 | AME B36.19M | 1250 | PN25 |  |  |  | 33.4 | 3.38 |  | 80 | ROCKWOOL | 195 | 1150 | 1050 | 1200 | 2250
0010278761 | AT_PROCESS | WSD11-111-STHP-00109-65-SS16 | C4B | 131242-WSD11-DR-P-6005.dgn | WSD11 | 111 | STHP | 00109 |  | 65 | SS16 | PIPELINE : WSD11-111-STHP-00109-65-SS16 | AME B36.19M | 1250 | PN25 | 2800 | 2800 | 2800 | 73 | 5.16 |  | 80 | ROCKWOOL | 195 | 1150 | 1050 | 1200 | 2250
0010278761 | AT_PROCESS | WSD11-111-STHP-00109-65-SS16 | C4B | 131242-WSD11-DR-P-6011.dgn | WSD11 | 111 | STHP | 00109 |  | 65 | SS16 | PIPELINE : WSD11-111-STHP-00109-65-SS16 | AME B36.19M | 1250 | PN25 | 2800 | 2800 | 2800 | 73 | 5.16 |  | 80 | ROCKWOOL | 195 | 1150 | 1050 | 1200 | 2250
0010278763 | AT_PROCESS | WSD11-111-STHP-00109A-25-SS16 | C4B | 131242-WSD11-DR-P-6005.dgn | WSD11 | 111 | STHP | 00109 | A | 25 | SS16 | PIPELINE : WSD11-111-STHP-00109A-25-SS16 | AME B36.19M | 1250 | PN25 |  |  |  | 33.4 | 3.38 |  | 80 | ROCKWOOL | 195 | 1150 | 1050 | 1200 | 2250
0010278765 | AT_PROCESS | WSD11-111-STHP-00110-25-SS16 | C4B | 131242-WSD11-DR-P-6005.dgn | WSD11 | 111 | STHP | 00110 |  | 25 | SS16 | PIPELINE : WSD11-111-STHP-00110-25-SS16 | AME B36.19M | 1250 | PN25 |  |  |  | 33.4 | 3.38 |  | 80 | ROCKWOOL | 195 | 1150 | 1050 | 1200 | 2250
0010292434 | AT_PROCESS | WSD11-111-STHP-00110L-25-SS16 | C4B | 131242-WSD11-DR-P-6005.dgn | WSD11 | 111 | STHP | 00110 | L | 25 | SS16 | PIPELINE : WSD11-111-STHP-00110L-25-SS16 | AME B36.19M | 1250 | PN25 |  |  |  | 33.4 | 3.38 |  | 80 | ROCKWOOL | 195 | 1150 | 1050 | 1200 | 2250
0010278767 | AT_PROCESS | WSD11-111-STHP-00111-25-SS16 | C4B | 131242-WSD11-DR-P-6005.dgn | WSD11 | 111 | STHP | 00111 |  | 25 | SS16 | PIPELINE : WSD11-111-STHP-00111-25-SS16 | AME B36.19M | 1250 | PN25 |  |  |  | 33.4 | 3.38 |  | 80 | ROCKWOOL | 195 | 1150 | 1050 | 1200 | 2250
0010292436 | AT_PROCESS | WSD11-111-STHP-00111L-25-SS16 | C4B | 131242-WSD11-DR-P-6005.dgn | WSD11 | 111 | STHP | 00111 | L | 25 | SS16 | PIPELINE : WSD11-111-STHP-00111L-25-SS16 | AME B36.19M | 1250 | PN25 |  |  |  | 33.4 | 3.38 |  | 80 | ROCKWOOL | 195 | 1150 | 1050 | 1200 | 2250
0010278769 | AT_PROCESS | WSD11-111-STHP-00112-25-SS16 | C4B | 131242-WSD11-DR-P-6005.dgn | WSD11 | 111 | STHP | 00112 |  | 25 | SS16 | PIPELINE : WSD11-111-STHP-00112-25-SS16 | AME B36.19M | 1250 | PN25 |  |  |  | 33.4 | 3.38 |  | 80 | ROCKWOOL | 195 | 1150 | 1050 | 1200 | 2250
0010278625 | AT_PROCESS | WSD11-111-STHP-00113-65-SS16 | C4B | 131242-WSD11-DR-P-6011.dgn | WSD11 | 111 | STHP | 00113 |  | 65 | SS16 | PIPELINE : WSD11-111-STHP-00113-65-SS16 | AME B36.19M | 1250 | PN25 | 2800 | 2800 | 2800 | 73 | 5.16 |  | 80 | ROCKWOOL | 195 | 1150 | 1050 | 1200 | 2250
0010278625 | AT_PROCESS | WSD11-111-STHP-00113-65-SS16 | C4B | 131242-WSD11-DR-P-6006.dgn | WSD11 | 111 | STHP | 00113 |  | 65 | SS16 | PIPELINE : WSD11-111-STHP-00113-65-SS16 | AME B36.19M | 1250 | PN25 | 2800 | 2800 | 2800 | 73 | 5.16 |  | 80 | ROCKWOOL | 195 | 1150 | 1050 | 1200 | 2250
0010278623 | AT_PROCESS | WSD11-111-STHP-00113A-25-SS16 | C4B | 131242-WSD11-DR-P-6006.dgn | WSD11 | 111 | STHP | 00113 | A | 25 | SS16 | PIPELINE : WSD11-111-STHP-00113A-25-SS16 | AME B36.19M | 1250 | PN25 |  |  |  | 33.4 | 3.38 |  | 80 | ROCKWOOL | 195 | 1150 | 1050 | 1200 | 2250
0010278658 | AT_PROCESS | WSD11-111-STHP-00114-25-SS16 | C4B | 131242-WSD11-DR-P-6006.dgn | WSD11 | 111 | STHP | 00114 |  | 25 | SS16 | PIPELINE : WSD11-111-STHP-00114-25-SS16 | AME B36.19M | 1250 | PN25 |  |  |  | 33.4 | 3.38 |  | 80 | ROCKWOOL | 195 | 1150 | 1050 | 1200 | 2250
0010292445 | AT_PROCESS | WSD11-111-STHP-00114L-25-SS16 | C4B | 131242-WSD11-DR-P-6006.dgn | WSD11 | 111 | STHP | 00114 | L | 25 | SS16 | PIPELINE : WSD11-111-STHP-00114L-25-SS16 | AME B36.19M | 1250 | PN25 |  |  |  | 33.4 | 3.38 |  | 80 | ROCKWOOL | 195 | 1150 | 1050 | 1200 | 2250
0010278661 | AT_PROCESS | WSD11-111-STHP-00115-25-SS16 | C4B | 131242-WSD11-DR-P-6006.dgn | WSD11 | 111 | STHP | 00115 |  | 25 | SS16 | PIPELINE : WSD11-111-STHP-00115-25-SS16 | AME B36.19M | 1250 | PN25 |  |  |  | 33.4 | 3.38 |  | 80 | ROCKWOOL | 195 | 1150 | 1050 | 1200 | 2250
0010292447 | AT_PROCESS | WSD11-111-STHP-00115L-25-SS16 | C4B | 131242-WSD11-DR-P-6006.dgn | WSD11 | 111 | STHP | 00115 | L | 25 | SS16 | PIPELINE : WSD11-111-STHP-00115L-25-SS16 | AME B36.19M | 1250 | PN25 |  |  |  | 33.4 | 3.38 |  | 80 | ROCKWOOL | 195 | 1150 | 1050 | 1200 | 2250
0010278664 | AT_PROCESS | WSD11-111-STHP-00116-25-SS16 | C4B | 131242-WSD11-DR-P-6006.dgn | WSD11 | 111 | STHP | 00116 |  | 25 | SS16 | PIPELINE : WSD11-111-STHP-00116-25-SS16 | AME B36.19M | 1250 | PN25 |  |  |  | 33.4 | 3.38 |  | 80 | ROCKWOOL | 195 | 1150 | 1050 | 1200 | 2250
0010292449 | AT_PROCESS | WSD11-111-STHP-00116L-25-SS16 | C4B | 131242-WSD11-DR-P-6006.dgn | WSD11 | 111 | STHP | 00116 | L | 25 | SS16 | PIPELINE : WSD11-111-STHP-00116L-25-SS16 | AME B36.19M | 1250 | PN25 |  |  |  | 33.4 | 3.38 |  | 80 | ROCKWOOL | 195 | 1150 | 1050 | 1200 | 2250
0010279608 | AT_PROCESS | WSD11-111-STHP-00117-100-SS16 | C4B | 131242-WSD11-DR-P-6011.dgn | WSD11 | 111 | STHP | 00117 |  | 100 | SS16 | PIPELINE : WSD11-111-STHP-00117-100-SS16 | AME B36.19M | 1250 | PN25 | 2600 | 2600 | 4200 | 114.3 | 6.02 |  | 80 | ROCKWOOL | 195 | 1150 | 1050 | 1200 | 2250
0010279608 | AT_PROCESS | WSD11-111-STHP-00117-100-SS16 | C4B | 131242-WSD11-DR-P-6011.dgn | WSD11 | 111 | STHP | 00117 |  | 100 | SS16 | PIPELINE : WSD11-111-STHP-00117-100-SS16 | AME B36.19M | 1250 | PN25 | 2600 | 2600 | 4200 | 114.3 | 6.02 |  | 80 | ROCKWOOL | 195 | 1150 | 1050 | 1200 | 2250
0010279608 | AT_PROCESS | WSD11-111-STHP-00117-100-SS16 | C4B | 131242-WSD11-DR-P-6011.dgn | WSD11 | 111 | STHP | 00117 |  | 100 | SS16 | PIPELINE : WSD11-111-STHP-00117-100-SS16 | AME B36.19M | 1250 | PN25 | 2600 | 2600 | 4200 | 114.3 | 6.02 |  | 80 | ROCKWOOL | 195 | 1150 | 1050 | 1200 | 2250
0010278868 | AT_PROCESS | WSD11-111-STHP-00117A-50-SS16 | C4B | 131242-WSD11-DR-P-6011.dgn | WSD11 | 111 | STHP | 00117 | A | 50 | SS16 | PIPELINE : WSD11-111-STHP-00117A-50-SS16 | AME B36.19M | 1250 | PN25 |  |  |  | 21.3 | 2.77 |  | 80 | ROCKWOOL | 195 | 1150 | 1050 | 1200 | 2250
0010279179 | AT_PROCESS | WSD11-111-STHP-00118A-25-SS16 | C4B | 131242-WSD11-DR-P-6003.dgn | WSD11 | 111 | STHP | 00118 | A | 25 | SS16 | PIPELINE : WSD11-111-STHP-00118A-25-SS16 | AME B36.19M | 1250 | PN25 |  |  |  | 33.4 | 3.38 |  | 80 | ROCKWOOL | 195 | 1150 | 1050 | 1200 | 2250
0010283111 | AT_PROCESS | WSD11-111-STHP-00201-65-SS16 | C4B | 131242-WSD11-DR-P-6029.dgn | WSD11 | 111 | STHP | 00201 |  | 65 | SS16 | PIPELINE : WSD11-111-STHP-00201-65-SS16 | AME B36.19M | 1250 | PN25 | 2800 | 2800 | 2800 | 73 | 5.16 |  | 80 | MINERAL WOOL | 195 | 1150 | 1050 | 1200 | 2250
0010283111 | AT_PROCESS | WSD11-111-STHP-00201-65-SS16 | C4B | 131242-WSD11-DR-P-6021.dgn | WSD11 | 111 | STHP | 00201 |  | 65 | SS16 | PIPELINE : WSD11-111-STHP-00201-65-SS16 | AME B36.19M | 1250 | PN25 | 2800 | 2800 | 2800 | 73 | 5.16 |  | 80 | MINERAL WOOL | 195 | 1150 | 1050 | 1200 | 2250
0010282349 | AT_PROCESS | WSD11-111-STHP-00201A-25-SS16 | C4B | 131242-WSD11-DR-P-6021.dgn | WSD11 | 111 | STHP | 00201 | A | 25 | SS16 | PIPELINE : WSD11-111-STHP-00201A-25-SS16 | AME B36.19M | 1250 | PN25 |  |  |  | 33.4 | 3.38 |  | 80 | MINERAL WOOL | 195 | 1150 | 1050 | 1200 | 2250
0010282343 | AT_PROCESS | WSD11-111-STHP-00202-25-SS16 | C4B | 131242-WSD11-DR-P-6021.dgn | WSD11 | 111 | STHP | 00202 |  | 25 | SS16 | PIPELINE : WSD11-111-STHP-00202-25-SS16 | AME B36.19M | 1250 | PN25 |  |  |  | 33.4 | 3.38 |  | 80 | MINERAL WOOL | 195 | 1150 | 1050 | 1200 | 2250
0010310173 | AT_PROCESS | WSD11-111-STHP-00202-50-SS16 | C4B | 131242-WSD11-DR-P-6021.dgn | WSD11 | 111 | STHP | 00202 |  | 50 | SS16 | PIPELINE : WSD11-111-STHP-00202-50-SS16 | AME B36.19M | 1250 | PN25 | 4500 | 4500 | 4500 | 60.3 | 3.91 |  | 80 | MINERAL WOOL | 195 | 1150 | 1050 | 1200 | 2250
0010310176 | AT_PROCESS | WSD11-111-STHP-00202A-50-SS16 | C4B | 131242-WSD11-DR-P-6021.dgn | WSD11 | 111 | STHP | 00202 | A | 50 | SS16 | PIPELINE : WSD11-111-STHP-00202A-50-SS16 | AME B36.19M | 1250 | PN25 |  |  |  | 21.3 | 2.77 |  | 80 | MINERAL WOOL | 195 | 1150 | 1050 | 1200 | 2250
0010292475 | AT_PROCESS | WSD11-111-STHP-00202L-25-SS16 | C4B | 131242-WSD11-DR-P-6021.dgn | WSD11 | 111 | STHP | 00202 | L | 25 | SS16 | PIPELINE : WSD11-111-STHP-00202L-25-SS16 | AME B36.19M | 1500 | PN25 |  |  |  | 33.4 | 3.38 |  | 80 | MINERAL WOOL | 195 | 1150 | 1050 | 1200 | 2250
0010282345 | AT_PROCESS | WSD11-111-STHP-00203-25-SS16 | C4B | 131242-WSD11-DR-P-6021.dgn | WSD11 | 111 | STHP | 00203 |  | 25 | SS16 | PIPELINE : WSD11-111-STHP-00203-25-SS16 | AME B36.19M | 1250 | PN25 |  |  |  | 33.4 | 3.38 |  | 80 | MINERAL WOOL | 195 | 1150 | 1050 | 1200 | 2250
0010308612 | AT_PROCESS | WSD11-111-STHP-00203-50-SS16 | C4B | 131242-WSD11-DR-P-6022.dgn | WSD11 | 111 | STHP | 00203 |  | 50 | SS16 | PIPELINE : WSD11-111-STHP-00203-50-SS16 | AME B36.19M | 1250 | PN25 | 4500 | 4500 | 4500 | 60.3 | 3.91 |  | 80 | MINERAL WOOL | 195 | 1150 | 1050 | 1200 | 2250
0010308605 | AT_PROCESS | WSD11-111-STHP-00203A-50-SS16 | C4B | 131242-WSD11-DR-P-6022.dgn | WSD11 | 111 | STHP | 00203 | A | 50 | SS16 | PIPELINE : WSD11-111-STHP-00203A-50-SS16 | AME B36.19M | 1250 | PN25 |  |  |  | 21.3 | 2.77 |  | 80 | MINERAL WOOL | 195 | 1150 | 1050 | 1200 | 2250
0010292477 | AT_PROCESS | WSD11-111-STHP-00203L-25-SS16 | C4B | 131242-WSD11-DR-P-6021.dgn | WSD11 | 111 | STHP | 00203 | L | 25 | SS16 | PIPELINE : WSD11-111-STHP-00203L-25-SS16 | AME B36.19M | 1500 | PN25 |  |  |  | 33.4 | 3.38 |  | 80 | MINERAL WOOL | 195 | 1150 | 1050 | 1200 | 2250
0010282347 | AT_PROCESS | WSD11-111-STHP-00204-25-SS16 | C4B | 131242-WSD11-DR-P-6021.dgn | WSD11 | 111 | STHP | 00204 |  | 25 | SS16 | PIPELINE : WSD11-111-STHP-00204-25-SS16 | AME B36.19M | 1250 | PN25 |  |  |  | 33.4 | 3.38 |  | 80 | MINERAL WOOL | 195 | 1150 | 1050 | 1200 | 2250
0010308633 | AT_PROCESS | WSD11-111-STHP-00204-50-SS16 | C4B | 131242-WSD11-DR-P-6023.dgn | WSD11 | 111 | STHP | 00204 |  | 50 | SS16 | PIPELINE : WSD11-111-STHP-00204-50-SS16 | AME B36.19M | 1250 | PN25 | 4500 | 4500 | 4500 | 60.3 | 3.91 |  | 80 | MINERAL WOOL | 195 | 1150 | 1050 | 1200 | 2250
0010308634 | AT_PROCESS | WSD11-111-STHP-00204A-50-SS16 | C4B | 131242-WSD11-DR-P-6023.dgn | WSD11 | 111 | STHP | 00204 | A | 50 | SS16 | PIPELINE : WSD11-111-STHP-00204A-50-SS16 | AME B36.19M | 1250 | PN25 |  |  |  | 21.3 | 2.77 |  | 80 | MINERAL WOOL | 195 | 1150 | 1050 | 1200 | 2250
0010292479 | AT_PROCESS | WSD11-111-STHP-00204L-25-SS16 | C4B | 131242-WSD11-DR-P-6021.dgn | WSD11 | 111 | STHP | 00204 | L | 25 | SS16 | PIPELINE : WSD11-111-STHP-00204L-25-SS16 | AME B36.19M | 1500 | PN25 |  |  |  | 33.4 | 3.38 |  | 80 | MINERAL WOOL | 195 | 1150 | 1050 | 1200 | 2250
0010308654 | AT_PROCESS | WSD11-111-STHP-00205-50-SS16 | C4B | 131242-WSD11-DR-P-6024.dgn | WSD11 | 111 | STHP | 00205 |  | 50 | SS16 | PIPELINE : WSD11-111-STHP-00205-50-SS16 | AME B36.19M | 1250 | PN25 | 4500 | 4500 | 4500 | 60.3 | 3.91 |  | 80 | MINERAL WOOL | 195 | 1150 | 1050 | 1200 | 2250
0010283114 | AT_PROCESS | WSD11-111-STHP-00205-65-SS16 | C4B | 131242-WSD11-DR-P-6022.dgn | WSD11 | 111 | STHP | 00205 |  | 65 | SS16 | PIPELINE : WSD11-111-STHP-00205-65-SS16 | AME B36.19M | 1250 | PN25 | 2800 | 2800 | 2800 | 73 | 5.16 |  | 80 | MINERAL WOOL | 195 | 1150 | 1050 | 1200 | 2250
0010283114 | AT_PROCESS | WSD11-111-STHP-00205-65-SS16 | C4B | 131242-WSD11-DR-P-6029.dgn | WSD11 | 111 | STHP | 00205 |  | 65 | SS16 | PIPELINE : WSD11-111-STHP-00205-65-SS16 | AME B36.19M | 1250 | PN25 | 2800 | 2800 | 2800 | 73 | 5.16 |  | 80 | MINERAL WOOL | 195 | 1150 | 1050 | 1200 | 2250
0010282451 | AT_PROCESS | WSD11-111-STHP-00205A-25-SS16 | C4B | 131242-WSD11-DR-P-6022.dgn | WSD11 | 111 | STHP | 00205 | A | 25 | SS16 | PIPELINE : WSD11-111-STHP-00205A-25-SS16 | AME B36.19M | 1250 | PN25 |  |  |  | 33.4 | 3.38 |  | 80 | MINERAL WOOL | 195 | 1150 | 1050 | 1200 | 2250
0010308659 | AT_PROCESS | WSD11-111-STHP-00205A-50-SS16 | C4B | 131242-WSD11-DR-P-6024.dgn | WSD11 | 111 | STHP | 00205 | A | 50 | SS16 | PIPELINE : WSD11-111-STHP-00205A-50-SS16 | AME B36.19M | 1250 | PN25 |  |  |  | 21.3 | 2.77 |  | 80 | MINERAL WOOL | 195 | 1150 | 1050 | 1200 | 2250
0010282445 | AT_PROCESS | WSD11-111-STHP-00206-25-SS16 | C4B | 131242-WSD11-DR-P-6022.dgn | WSD11 | 111 | STHP | 00206 |  | 25 | SS16 | PIPELINE : WSD11-111-STHP-00206-25-SS16 | AME B36.19M | 1250 | PN25 |  |  |  | 33.4 | 3.38 |  | 80 | MINERAL WOOL | 195 | 1150 | 1050 | 1200 | 2250
0010308680 | AT_PROCESS | WSD11-111-STHP-00206A-50-SS16 | C4B | 131242-WSD11-DR-P-6025.dgn | WSD11 | 111 | STHP | 00206 | A | 50 | SS16 | PIPELINE : WSD11-111-STHP-00206A-50-SS16 | AME B36.19M | 1000 | PN16 |  |  |  | 21.3 | 2.77 |  | 80 | MINERAL WOOL | 195 | 1150 | 1050 | 1200 | 2250
0010292493 | AT_PROCESS | WSD11-111-STHP-00206L-25-SS16 | C4B | 131242-WSD11-DR-P-6022.dgn | WSD11 | 111 | STHP | 00206 | L | 25 | SS16 | PIPELINE : WSD11-111-STHP-00206L-25-SS16 | AME B36.19M | 1500 | PN25 |  |  |  | 33.4 | 3.38 |  | 80 | MINERAL WOOL | 195 | 1150 | 1050 | 1200 | 2250
0010282447 | AT_PROCESS | WSD11-111-STHP-00207-25-SS16 | C4B | 131242-WSD11-DR-P-6022.dgn | WSD11 | 111 | STHP | 00207 |  | 25 | SS16 | PIPELINE : WSD11-111-STHP-00207-25-SS16 | AME B36.19M | 1250 | PN25 |  |  |  | 33.4 | 3.38 |  | 80 | MINERAL WOOL | 195 | 1150 | 1050 | 1200 | 2250
0010292489 | AT_PROCESS | WSD11-111-STHP-00207L-25-SS16 | C4B | 131242-WSD11-DR-P-6022.dgn | WSD11 | 111 | STHP | 00207 | L | 25 | SS16 | PIPELINE : WSD11-111-STHP-00207L-25-SS16 | AME B36.19M | 1500 | PN25 |  |  |  | 33.4 | 3.38 |  | 80 | MINERAL WOOL | 195 | 1150 | 1050 | 1200 | 2250
0010282449 | AT_PROCESS | WSD11-111-STHP-00208-25-SS16 | C4B | 131242-WSD11-DR-P-6022.dgn | WSD11 | 111 | STHP | 00208 |  | 25 | SS16 | PIPELINE : WSD11-111-STHP-00208-25-SS16 | AME B36.19M | 1250 | PN25 |  |  |  | 33.4 | 3.38 |  | 80 | MINERAL WOOL | 195 | 1150 | 1050 | 1200 | 2250
0010283117 | AT_PROCESS | WSD11-111-STHP-00209-65-SS16 | C4B | 131242-WSD11-DR-P-6023.dgn | WSD11 | 111 | STHP | 00209 |  | 65 | SS16 | PIPELINE : WSD11-111-STHP-00209-65-SS16 | AME B36.19M | 1250 | PN25 | 2800 | 2800 | 2800 | 73 | 5.16 |  | 80 | MINERAL WOOL | 195 | 1150 | 1050 | 1200 | 2250
0010283117 | AT_PROCESS | WSD11-111-STHP-00209-65-SS16 | C4B | 131242-WSD11-DR-P-6029.dgn | WSD11 | 111 | STHP | 00209 |  | 65 | SS16 | PIPELINE : WSD11-111-STHP-00209-65-SS16 | AME B36.19M | 1250 | PN25 | 2800 | 2800 | 2800 | 73 | 5.16 |  | 80 | MINERAL WOOL | 195 | 1150 | 1050 | 1200 | 2250
0010282536 | AT_PROCESS | WSD11-111-STHP-00209A-25-SS16 | C4B | 131242-WSD11-DR-P-6023.dgn | WSD11 | 111 | STHP | 00209 | A | 25 | SS16 | PIPELINE : WSD11-111-STHP-00209A-25-SS16 | AME B36.19M | 1250 | PN25 |  |  |  | 33.4 | 3.38 |  | 80 | MINERAL WOOL | 195 | 1150 | 1050 | 1200 | 2250
0010282547 | AT_PROCESS | WSD11-111-STHP-00210-25-SS16 | C4B | 131242-WSD11-DR-P-6023.dgn | WSD11 | 111 | STHP | 00210 |  | 25 | SS16 | PIPELINE : WSD11-111-STHP-00210-25-SS16 | AME B36.19M | 1250 | PN25 |  |  |  | 33.4 | 3.38 |  | 80 | MINERAL WOOL | 195 | 1150 | 1050 | 1200 | 2250
0010292500 | AT_PROCESS | WSD11-111-STHP-00210L-25-SS16 | C4B | 131242-WSD11-DR-P-6023.dgn | WSD11 | 111 | STHP | 00210 | L | 25 | SS16 | PIPELINE : WSD11-111-STHP-00210L-25-SS16 | AME B36.19M | 1500 | PN25 |  |  |  | 33.4 | 3.38 |  | 80 | MINERAL WOOL | 195 | 1150 | 1050 | 1200 | 2250
0010282549 | AT_PROCESS | WSD11-111-STHP-00211-25-SS16 | C4B | 131242-WSD11-DR-P-6023.dgn | WSD11 | 111 | STHP | 00211 |  | 25 | SS16 | PIPELINE : WSD11-111-STHP-00211-25-SS16 | AME B36.19M | 1250 | PN25 |  |  |  | 33.4 | 3.38 |  | 80 | MINERAL WOOL | 195 | 1150 | 1050 | 1200 | 2250
0010292502 | AT_PROCESS | WSD11-111-STHP-00211L-25-SS16 | C4B | 131242-WSD11-DR-P-6023.dgn | WSD11 | 111 | STHP | 00211 | L | 25 | SS16 | PIPELINE : WSD11-111-STHP-00211L-25-SS16 | AME B36.19M | 1500 | PN25 |  |  |  | 33.4 | 3.38 |  | 80 | MINERAL WOOL | 195 | 1150 | 1050 | 1200 | 2250
0010282551 | AT_PROCESS | WSD11-111-STHP-00212-25-SS16 | C4B | 131242-WSD11-DR-P-6023.dgn | WSD11 | 111 | STHP | 00212 |  | 25 | SS16 | PIPELINE : WSD11-111-STHP-00212-25-SS16 | AME B36.19M | 1250 | PN25 |  |  |  | 33.4 | 3.38 |  | 80 | MINERAL WOOL | 195 | 1150 | 1050 | 1200 | 2250
0010292498 | AT_PROCESS | WSD11-111-STHP-00212L-25-SS16 | C4B | 131242-WSD11-DR-P-6023.dgn | WSD11 | 111 | STHP | 00212 | L | 25 | SS16 | PIPELINE : WSD11-111-STHP-00212L-25-SS16 | AME B36.19M | 1500 | PN25 |  |  |  | 33.4 | 3.38 |  | 80 | MINERAL WOOL | 195 | 1150 | 1050 | 1200 | 2250
0010283120 | AT_PROCESS | WSD11-111-STHP-00213-65-SS16 | C4B | 131242-WSD11-DR-P-6029.dgn | WSD11 | 111 | STHP | 00213 |  | 65 | SS16 | PIPELINE : WSD11-111-STHP-00213-65-SS16 | AME B36.19M | 1250 | PN25 | 2800 | 2800 | 2800 | 73 | 5.16 |  | 80 | MINERAL WOOL | 195 | 1150 | 1050 | 1200 | 2250
0010283120 | AT_PROCESS | WSD11-111-STHP-00213-65-SS16 | C4B | 131242-WSD11-DR-P-6024.dgn | WSD11 | 111 | STHP | 00213 |  | 65 | SS16 | PIPELINE : WSD11-111-STHP-00213-65-SS16 | AME B36.19M | 1250 | PN25 | 2800 | 2800 | 2800 | 73 | 5.16 |  | 80 | MINERAL WOOL | 195 | 1150 | 1050 | 1200 | 2250
0010282643 | AT_PROCESS | WSD11-111-STHP-00213A-25-SS16 | C4B | 131242-WSD11-DR-P-6024.dgn | WSD11 | 111 | STHP | 00213 | A | 25 | SS16 | PIPELINE : WSD11-111-STHP-00213A-25-SS16 | AME B36.19M | 1250 | PN25 |  |  |  | 33.4 | 3.38 |  | 80 | MINERAL WOOL | 195 | 1150 | 1050 | 1200 | 2250
0010282637 | AT_PROCESS | WSD11-111-STHP-00214-25-SS16 | C4B | 131242-WSD11-DR-P-6024.dgn | WSD11 | 111 | STHP | 00214 |  | 25 | SS16 | PIPELINE : WSD11-111-STHP-00214-25-SS16 | AME B36.19M | 1250 | PN25 |  |  |  | 33.4 | 3.38 |  | 80 | MINERAL WOOL | 195 | 1150 | 1050 | 1200 | 2250
0010292513 | AT_PROCESS | WSD11-111-STHP-00214L-25-SS16 | C4B | 131242-WSD11-DR-P-6024.dgn | WSD11 | 111 | STHP | 00214 | L | 25 | SS16 | PIPELINE : WSD11-111-STHP-00214L-25-SS16 | AME B36.19M | 1500 | PN25 |  |  |  | 33.4 | 3.38 |  | 80 | MINERAL WOOL | 195 | 1150 | 1050 | 1200 | 2250
0010282639 | AT_PROCESS | WSD11-111-STHP-00215-25-SS16 | C4B | 131242-WSD11-DR-P-6024.dgn | WSD11 | 111 | STHP | 00215 |  | 25 | SS16 | PIPELINE : WSD11-111-STHP-00215-25-SS16 | AME B36.19M | 1250 | PN25 |  |  |  | 33.4 | 3.38 |  | 80 | MINERAL WOOL | 195 | 1150 | 1050 | 1200 | 2250
0010292509 | AT_PROCESS | WSD11-111-STHP-00215L-25-SS16 | C4B | 131242-WSD11-DR-P-6024.dgn | WSD11 | 111 | STHP | 00215 | L | 25 | SS16 | PIPELINE : WSD11-111-STHP-00215L-25-SS16 | AME B36.19M | 1500 | PN25 |  |  |  | 33.4 | 3.38 |  | 80 | MINERAL WOOL | 195 | 1150 | 1050 | 1200 | 2250
0010282641 | AT_PROCESS | WSD11-111-STHP-00216-25-SS16 | C4B | 131242-WSD11-DR-P-6024.dgn | WSD11 | 111 | STHP | 00216 |  | 25 | SS16 | PIPELINE : WSD11-111-STHP-00216-25-SS16 | AME B36.19M | 1250 | PN25 |  |  |  | 33.4 | 3.38 |  | 80 | MINERAL WOOL | 195 | 1150 | 1050 | 1200 | 2250
0010292511 | AT_PROCESS | WSD11-111-STHP-00216L-25-SS16 | C4B | 131242-WSD11-DR-P-6024.dgn | WSD11 | 111 | STHP | 00216 | L | 25 | SS16 | PIPELINE : WSD11-111-STHP-00216L-25-SS16 | AME B36.19M | 1500 | PN25 |  |  |  | 33.4 | 3.38 |  | 80 | MINERAL WOOL | 195 | 1150 | 1050 | 1200 | 2250
0010308762 | AT_PROCESS | WSD11-111-STHP-00217A-50-SS16 | C4B | 131242-WSD11-DR-P-6029.dgn | WSD11 | 111 | STHP | 00217 | A | 50 | SS16 | PIPELINE : WSD11-111-STHP-00217A-50-SS16 | AME B36.19M | 1500 | PN25 |  |  |  | 21.3 | 2.77 |  | 80 | MINERAL WOOL |  |  |  |  | 2250
0010335319 | AT_PROCESS | WSD11-111-STLP-00001A-50-SS16 | C4B | 131242-WSD11-DR-P-6200.dgn | WSD11 | 111 | STLP | 00001 | A | 50 | SS16 | PIPELINE : WSD11-111-STLP-00001A-50-SS16 | AME B36.19M | 900 | PN16 | 4199 | 0 | 4199 | 60.3 | 3.91 |  | 30 | ROCKWOOL | 195 | 530 | 530 | 530 | 1500
0010335318 | AT_PROCESS | WSD11-111-STLP-00001B-50-SS16 | C4B | 131242-WSD11-DR-P-6200.dgn | WSD11 | 111 | STLP | 00001 | B | 50 | SS16 | PIPELINE : WSD11-111-STLP-00001B-50-SS16 | AME B36.19M | 900 | PN16 | 4199 | 0 | 4199 | 60.3 | 3.91 |  | 30 | ROCKWOOL | 195 | 530 | 530 | 530 | 1500
0010333324 | AT_PROCESS | WSD11-111-STLP-00101-100-SS16 | C4B | 131242-WSD11-DR-P-6001.dgn | WSD11 | 111 | STLP | 00101 |  | 100 | SS16 | PIPELINE : WSD11-111-STLP-00101-100-SS16 | AME B36.19M | 500 | PN16 | 2300 | 2300 | 2300 | 114.3 | 3.05 |  | 30 | ROCKWOOL | 159 | 500 |  |  | 725
0010333326 | AT_PROCESS | WSD11-111-STLP-00101-50-SS16 | C4B | 131242-WSD11-DR-P-6001.dgn | WSD11 | 111 | STLP | 00101 |  | 50 | SS16 | PIPELINE : WSD11-111-STLP-00101-50-SS16 | AME B36.19M | 500 | PN16 | 2300 | 2300 | 2300 | 60.3 | 3.91 |  | 30 | ROCKWOOL | 159 | 500 |  |  | 725
0010278902 | AT_PROCESS | WSD11-111-STLP-00101-80-SS16 | C4B | 131242-WSD11-DR-P-6001.dgn | WSD11 | 111 | STLP | 00101 |  | 80 | SS16 | PIPELINE : WSD11-111-STLP-00101-80-SS16 | AME B36.19M | 500 | PN16 | 2300 | 2300 | 2300 | 88.9 | 3.05 |  | 30 | ROCKWOOL | 159 | 500 |  |  | 725
0010278902 | AT_PROCESS | WSD11-111-STLP-00101-80-SS16 | C4B | 131242-WSD11-DR-P-6014.dgn | WSD11 | 111 | STLP | 00101 |  | 80 | SS16 | PIPELINE : WSD11-111-STLP-00101-80-SS16 | AME B36.19M | 500 | PN16 | 2300 | 2300 | 2300 | 88.9 | 3.05 |  | 30 | ROCKWOOL | 159 | 500 |  |  | 725
0010278902 | AT_PROCESS | WSD11-111-STLP-00101-80-SS16 | C4B | 131242-WSD11-DR-P-6014.dgn | WSD11 | 111 | STLP | 00101 |  | 80 | SS16 | PIPELINE : WSD11-111-STLP-00101-80-SS16 | AME B36.19M | 500 | PN16 | 2300 | 2300 | 2300 | 88.9 | 3.05 |  | 30 | ROCKWOOL | 159 | 500 |  |  | 725
0010278933 | AT_PROCESS | WSD11-111-STLP-00101A-50-SS16 | C4B | 131242-WSD11-DR-P-6001.dgn | WSD11 | 111 | STLP | 00101 | A | 50 | SS16 | PIPELINE : WSD11-111-STLP-00101A-50-SS16 | AME B36.19M | 500 | PN16 |  |  |  | 60.3 | 3.91 |  | 30 | ROCKWOOL | 159 | 500 |  |  | 725
0010333417 | AT_PROCESS | WSD11-111-STLP-00102-100-SS16 | C4B | 131242-WSD11-DR-P-6014.dgn | WSD11 | 111 | STLP | 00102 |  | 100 | SS16 | PIPELINE : WSD11-111-STLP-00102-100-SS16 | AME B36.19M | 300 | PN16 |  |  |  | 114.3 | 3.05 |  | 30 | ROCKWOOL | 195 | 100 |  |  | 500
0010276248 | AT_PROCESS | WSD11-111-STLP-00102-80-SS16 | C4B | 131242-WSD11-DR-P-6014.dgn | WSD11 | 111 | STLP | 00102 |  | 80 | SS16 | PIPELINE : WSD11-111-STLP-00102-80-SS16 | AME B36.19M | 300 | PN16 |  |  |  | 88.9 | 3.05 |  | 30 | ROCKWOOL | 193 | 1250 |  |  | 1500
0010276248 | AT_PROCESS | WSD11-111-STLP-00102-80-SS16 | C4B | 131242-WSD11-DR-P-6003.dgn | WSD11 | 111 | STLP | 00102 |  | 80 | SS16 | PIPELINE : WSD11-111-STLP-00102-80-SS16 | AME B36.19M | 300 | PN16 |  |  |  | 88.9 | 3.05 |  | 30 | ROCKWOOL | 193 | 1250 |  |  | 1500
0010333419 | AT_PROCESS | WSD11-111-STLP-00103-100-SS16 | C4B | 131242-WSD11-DR-P-6014.dgn | WSD11 | 111 | STLP | 00103 |  | 100 | SS16 | PIPELINE : WSD11-111-STLP-00103-100-SS16 | AME B36.19M | 300 | PN16 |  |  |  | 114.3 | 3.05 |  | 30 | ROCKWOOL | 195 | 100 |  |  | 500
0010276244 | AT_PROCESS | WSD11-111-STLP-00103-80-SS16 | C4B | 131242-WSD11-DR-P-6004.dgn | WSD11 | 111 | STLP | 00103 |  | 80 | SS16 | PIPELINE : WSD11-111-STLP-00103-80-SS16 | AME B36.19M | 300 | PN16 |  |  |  | 88.9 | 3.05 |  | 30 | ROCKWOOL | 195 | 100 |  |  | 500
0010276244 | AT_PROCESS | WSD11-111-STLP-00103-80-SS16 | C4B | 131242-WSD11-DR-P-6014.dgn | WSD11 | 111 | STLP | 00103 |  | 80 | SS16 | PIPELINE : WSD11-111-STLP-00103-80-SS16 | AME B36.19M | 300 | PN16 |  |  |  | 88.9 | 3.05 |  | 30 | ROCKWOOL | 195 | 100 |  |  | 500
0010333421 | AT_PROCESS | WSD11-111-STLP-00104-100-SS16 | C4B | 131242-WSD11-DR-P-6014.dgn | WSD11 | 111 | STLP | 00104 |  | 100 | SS16 | PIPELINE : WSD11-111-STLP-00104-100-SS16 | AME B36.19M | 300 | PN16 |  |  |  | 114.3 | 3.05 |  | 30 | ROCKWOOL | 195 | 100 |  |  | 500
0010276240 | AT_PROCESS | WSD11-111-STLP-00104-80-SS16 | C4B | 131242-WSD11-DR-P-6014.dgn | WSD11 | 111 | STLP | 00104 |  | 80 | SS16 | PIPELINE : WSD11-111-STLP-00104-80-SS16 | AME B36.19M | 300 | PN16 |  |  |  | 88.9 | 3.05 |  | 30 | ROCKWOOL | 195 | 100 |  |  | 500
0010276240 | AT_PROCESS | WSD11-111-STLP-00104-80-SS16 | C4B | 131242-WSD11-DR-P-6005.dgn | WSD11 | 111 | STLP | 00104 |  | 80 | SS16 | PIPELINE : WSD11-111-STLP-00104-80-SS16 | AME B36.19M | 300 | PN16 |  |  |  | 88.9 | 3.05 |  | 30 | ROCKWOOL | 195 | 100 |  |  | 500
0010333423 | AT_PROCESS | WSD11-111-STLP-00105-100-SS16 | C4B | 131242-WSD11-DR-P-6014.dgn | WSD11 | 111 | STLP | 00105 |  | 100 | SS16 | PIPELINE : WSD11-111-STLP-00105-100-SS16 | AME B36.19M | 300 | PN16 |  |  |  | 114.3 | 3.05 |  | 30 | ROCKWOOL | 195 | 100 |  |  | 500
0010276231 | AT_PROCESS | WSD11-111-STLP-00105-80-SS16 | C4B | 131242-WSD11-DR-P-6014.dgn | WSD11 | 111 | STLP | 00105 |  | 80 | SS16 | PIPELINE : WSD11-111-STLP-00105-80-SS16 | AME B36.19M | 300 | PN16 |  |  |  | 88.9 | 3.05 |  | 30 | ROCKWOOL | 193 | 1250 |  |  | 1500
0010276231 | AT_PROCESS | WSD11-111-STLP-00105-80-SS16 | C4B | 131242-WSD11-DR-P-6006.dgn | WSD11 | 111 | STLP | 00105 |  | 80 | SS16 | PIPELINE : WSD11-111-STLP-00105-80-SS16 | AME B36.19M | 300 | PN16 |  |  |  | 88.9 | 3.05 |  | 30 | ROCKWOOL | 193 | 1250 |  |  | 1500
0010276252 | AT_PROCESS | WSD11-111-STLP-00106-100-SS16 | C4B | 131242-WSD11-DR-P-6007.dgn | WSD11 | 111 | STLP | 00106 |  | 100 | SS16 | PIPELINE : WSD11-111-STLP-00106-100-SS16 | AME B36.19M | 300 | PN16 |  |  |  | 114.3 | 3.05 |  | 30 | ROCKWOOL | 195 | 100 |  |  | 500
0010276252 | AT_PROCESS | WSD11-111-STLP-00106-100-SS16 | C4B | 131242-WSD11-DR-P-6014.dgn | WSD11 | 111 | STLP | 00106 |  | 100 | SS16 | PIPELINE : WSD11-111-STLP-00106-100-SS16 | AME B36.19M | 300 | PN16 |  |  |  | 114.3 | 3.05 |  | 30 | ROCKWOOL | 195 | 100 |  |  | 500
0010279420 | AT_PROCESS | WSD11-111-STLP-00106-50-SS16 | C4B | 131242-WSD11-DR-P-6007.dgn | WSD11 | 111 | STLP | 00106 |  | 50 | SS16 | PIPELINE : WSD11-111-STLP-00106-50-SS16 | AME B36.19M | 1000 | PN16 | 2300 | 2300 | 2300 | 60.3 | 3.91 |  | 30 | ROCKWOOL | 159 | 500 |  |  | 1500
0010307904 | AT_PROCESS | WSD11-111-STLP-00106-80-SS16 | C4B | 131242-WSD11-DR-P-6007.dgn | WSD11 | 111 | STLP | 00106 |  | 80 | SS16 | PIPELINE : WSD11-111-STLP-00106-80-SS16 | AME B36.19M | 1000 | PN16 |  |  |  | 88.9 | 3.05 |  | 30 | ROCKWOOL | 159 | 500 |  |  | 1500
0010307906 | AT_PROCESS | WSD11-111-STLP-00106A-50-SS16 | C4B | 131242-WSD11-DR-P-6007.dgn | WSD11 | 111 | STLP | 00106 | A | 50 | SS16 | PIPELINE : WSD11-111-STLP-00106A-50-SS16 | AME B36.19M | 1000 | PN16 |  |  |  | 21.3 | 2.77 |  | 30 | ROCKWOOL | 159 | 500 |  |  | 1500
0010292411 | AT_PROCESS | WSD11-111-STLP-00106L-32-SS16 | C4B | 131242-WSD11-DR-P-6001.dgn | WSD11 | 111 | STLP | 00106 | L | 32 | SS16 | PIPELINE : WSD11-111-STLP-00106L-32-SS16 | AME B36.19M | 500 | PN16 |  |  |  | 42.2 | 3.56 |  | 30 | ROCKWOOL | 159 | 500 |  |  | 725
0010278928 | AT_PROCESS | WSD11-111-STLP-00107-80-SS16 | C4B | 131242-WSD11-DR-P-6001.dgn | WSD11 | 111 | STLP | 00107 |  | 80 | SS16 | PIPELINE : WSD11-111-STLP-00107-80-SS16 | AME B36.19M | 500 | PN16 |  |  |  | 88.9 | 3.05 |  | 30 | ROCKWOOL | 159 | 500 |  |  | 725
0010278928 | AT_PROCESS | WSD11-111-STLP-00107-80-SS16 | C4B | 131242-WSD11-DR-P-6001.dgn | WSD11 | 111 | STLP | 00107 |  | 80 | SS16 | PIPELINE : WSD11-111-STLP-00107-80-SS16 | AME B36.19M | 500 | PN16 |  |  |  | 88.9 | 3.05 |  | 30 | ROCKWOOL | 159 | 500 |  |  | 725
0010292401 | AT_PROCESS | WSD11-111-STLP-00107L-32-SS16 | C4B | 131242-WSD11-DR-P-6001.dgn | WSD11 | 111 | STLP | 00107 | L | 32 | SS16 | PIPELINE : WSD11-111-STLP-00107L-32-SS16 | AME B36.19M | 500 | PN16 |  |  |  | 42.2 | 3.56 |  | 30 | ROCKWOOL | 159 | 500 |  |  | 725
0010278926 | AT_PROCESS | WSD11-111-STLP-00108-80-SS16 | C4B | 131242-WSD11-DR-P-6001.dgn | WSD11 | 111 | STLP | 00108 |  | 80 | SS16 | PIPELINE : WSD11-111-STLP-00108-80-SS16 | AME B36.19M | 500 | PN16 |  |  |  | 88.9 | 3.05 |  | 30 | ROCKWOOL | 159 | 500 |  |  | 725
0010278926 | AT_PROCESS | WSD11-111-STLP-00108-80-SS16 | C4B | 131242-WSD11-DR-P-6001.dgn | WSD11 | 111 | STLP | 00108 |  | 80 | SS16 | PIPELINE : WSD11-111-STLP-00108-80-SS16 | AME B36.19M | 500 | PN16 |  |  |  | 88.9 | 3.05 |  | 30 | ROCKWOOL | 159 | 500 |  |  | 725
0010305883 | AT_PROCESS | WSD11-111-STLP-00108L-32-SS16 | C4B | 131242-WSD11-DR-P-6001.dgn | WSD11 | 111 | STLP | 00108 | L | 32 | SS16 | PIPELINE : WSD11-111-STLP-00108L-32-SS16 | AME B36.19M | 500 | PN16 |  |  |  | 42.2 | 3.56 |  | 30 | ROCKWOOL | 159 | 500 |  |  | 725
0010278924 | AT_PROCESS | WSD11-111-STLP-00109-80-SS16 | C4B | 131242-WSD11-DR-P-6001.dgn | WSD11 | 111 | STLP | 00109 |  | 80 | SS16 | PIPELINE : WSD11-111-STLP-00109-80-SS16 | AME B36.19M | 500 | PN16 |  |  |  | 88.9 | 3.05 |  | 30 | ROCKWOOL | 159 | 500 |  |  | 725
0010278924 | AT_PROCESS | WSD11-111-STLP-00109-80-SS16 | C4B | 131242-WSD11-DR-P-6001.dgn | WSD11 | 111 | STLP | 00109 |  | 80 | SS16 | PIPELINE : WSD11-111-STLP-00109-80-SS16 | AME B36.19M | 500 | PN16 |  |  |  | 88.9 | 3.05 |  | 30 | ROCKWOOL | 159 | 500 |  |  | 725
0010292405 | AT_PROCESS | WSD11-111-STLP-00109L-32-SS16 | C4B | 131242-WSD11-DR-P-6001.dgn | WSD11 | 111 | STLP | 00109 | L | 32 | SS16 | PIPELINE : WSD11-111-STLP-00109L-32-SS16 | AME B36.19M | 500 | PN16 |  |  |  | 42.2 | 3.56 |  | 30 | ROCKWOOL | 159 | 500 |  |  | 725
0010278930 | AT_PROCESS | WSD11-111-STLP-00110-80-SS16 | C4B | 131242-WSD11-DR-P-6001.dgn | WSD11 | 111 | STLP | 00110 |  | 80 | SS16 | PIPELINE : WSD11-111-STLP-00110-80-SS16 | AME B36.19M | 500 | PN16 |  |  |  | 88.9 | 3.05 |  | 30 | ROCKWOOL | 159 | 500 |  |  | 725
0010278930 | AT_PROCESS | WSD11-111-STLP-00110-80-SS16 | C4B | 131242-WSD11-DR-P-6001.dgn | WSD11 | 111 | STLP | 00110 |  | 80 | SS16 | PIPELINE : WSD11-111-STLP-00110-80-SS16 | AME B36.19M | 500 | PN16 |  |  |  | 88.9 | 3.05 |  | 30 | ROCKWOOL | 159 | 500 |  |  | 725
0010292407 | AT_PROCESS | WSD11-111-STLP-00110L-32-SS16 | C4B | 131242-WSD11-DR-P-6001.dgn | WSD11 | 111 | STLP | 00110 | L | 32 | SS16 | PIPELINE : WSD11-111-STLP-00110L-32-SS16 | AME B36.19M | 500 | PN16 |  |  |  | 42.2 | 3.56 |  | 30 | ROCKWOOL | 159 | 500 |  |  | 725
0010278898 | AT_PROCESS | WSD11-111-STLP-00111-50-SS16 | C4B | 131242-WSD11-DR-P-6001.dgn | WSD11 | 111 | STLP | 00111 |  | 50 | SS16 | PIPELINE : WSD11-111-STLP-00111-50-SS16 | AME B36.19M | 500 | PN16 |  |  |  | 60.3 | 3.91 |  | 30 | ROCKWOOL | 159 | 500 |  |  | 725
0010309576 | AT_PROCESS | WSD11-111-STLP-00111-80-SS16 | C4B | 131242-WSD11-DR-P-6001.dgn | WSD11 | 111 | STLP | 00111 |  | 80 | SS16 | PIPELINE : WSD11-111-STLP-00111-80-SS16 | AME B36.19M | 500 | PN16 |  |  |  | 88.9 | 3.05 |  | 30 | ROCKWOOL | 159 | 500 |  |  | 725
0010274401 | AT_PROCESS | WSD11-111-STLP-00112-50-SS16 | C4B | 131242-WSD11-DR-P-6001.dgn | WSD11 | 111 | STLP | 00112 |  | 50 | SS16 | PIPELINE : WSD11-111-STLP-00112-50-SS16 | AME B36.19M | 1000 | PN16 |  |  |  | 60.3 | 3.91 |  | 30 | ROCKWOOL | 193 | 1250 |  |  | 1500
0010274401 | AT_PROCESS | WSD11-111-STLP-00112-50-SS16 | C4B | 131242-WSD11-DR-P-6003.dgn | WSD11 | 111 | STLP | 00112 |  | 50 | SS16 | PIPELINE : WSD11-111-STLP-00112-50-SS16 | AME B36.19M | 1000 | PN16 |  |  |  | 60.3 | 3.91 |  | 30 | ROCKWOOL | 193 | 1250 |  |  | 1500
0010309573 | AT_PROCESS | WSD11-111-STLP-00112-80-SS16 | C4B | 131242-WSD11-DR-P-6001.dgn | WSD11 | 111 | STLP | 00112 |  | 80 | SS16 | PIPELINE : WSD11-111-STLP-00112-80-SS16 | AME B36.19M | 500 | PN16 |  |  |  | 88.9 | 3.05 |  | 30 | ROCKWOOL | 159 | 500 |  |  | 725
0010292438 | AT_PROCESS | WSD11-111-STLP-00112L-25-SS16 | C4B | 131242-WSD11-DR-P-6005.dgn | WSD11 | 111 | STLP | 00112 | L | 25 | SS16 | PIPELINE : WSD11-111-STLP-00112L-25-SS16 | AME B36.19M | 1500 | PN25 |  |  |  | 114.3 | 6.02 |  | 30 | ROCKWOOL | 193 | 1250 |  |  | 2250
0010274421 | AT_PROCESS | WSD11-111-STLP-00113-50-SS16 | C4B | 131242-WSD11-DR-P-6001.dgn | WSD11 | 111 | STLP | 00113 |  | 50 | SS16 | PIPELINE : WSD11-111-STLP-00113-50-SS16 | AME B36.19M | 500 | PN16 |  |  |  | 60.3 | 3.91 |  | 30 | ROCKWOOL | 159 | 500 |  |  | 725
0010274421 | AT_PROCESS | WSD11-111-STLP-00113-50-SS16 | C4B | 131242-WSD11-DR-P-6004.dgn | WSD11 | 111 | STLP | 00113 |  | 50 | SS16 | PIPELINE : WSD11-111-STLP-00113-50-SS16 | AME B36.19M | 500 | PN16 |  |  |  | 60.3 | 3.91 |  | 30 | ROCKWOOL | 159 | 500 |  |  | 725
0010274426 | AT_PROCESS | WSD11-111-STLP-00114-50-SS16 | C4B | 131242-WSD11-DR-P-6001.dgn | WSD11 | 111 | STLP | 00114 |  | 50 | SS16 | PIPELINE : WSD11-111-STLP-00114-50-SS16 | AME B36.19M | 500 | PN16 |  |  |  | 60.3 | 3.91 |  | 30 | ROCKWOOL | 159 | 500 |  |  | 725
0010274426 | AT_PROCESS | WSD11-111-STLP-00114-50-SS16 | C4B | 131242-WSD11-DR-P-6005.dgn | WSD11 | 111 | STLP | 00114 |  | 50 | SS16 | PIPELINE : WSD11-111-STLP-00114-50-SS16 | AME B36.19M | 500 | PN16 |  |  |  | 60.3 | 3.91 |  | 30 | ROCKWOOL | 159 | 500 |  |  | 725
0010274429 | AT_PROCESS | WSD11-111-STLP-00115-50-SS16 | C4B | 131242-WSD11-DR-P-6006.dgn | WSD11 | 111 | STLP | 00115 |  | 50 | SS16 | PIPELINE : WSD11-111-STLP-00115-50-SS16 | AME B36.19M | 1000 | PN16 |  |  |  | 60.3 | 3.91 |  | 30 | ROCKWOOL | 193 | 1250 |  |  | 1500
0010274429 | AT_PROCESS | WSD11-111-STLP-00115-50-SS16 | C4B | 131242-WSD11-DR-P-6001.dgn | WSD11 | 111 | STLP | 00115 |  | 50 | SS16 | PIPELINE : WSD11-111-STLP-00115-50-SS16 | AME B36.19M | 1000 | PN16 |  |  |  | 60.3 | 3.91 |  | 30 | ROCKWOOL | 193 | 1250 |  |  | 1500
0010274398 | AT_PROCESS | WSD11-111-STLP-00116-150-SS16 | C4B | 131242-WSD11-DR-P-6001.dgn | WSD11 | 111 | STLP | 00116 |  | 150 | SS16 | PIPELINE : WSD11-111-STLP-00116-150-SS16 | AME B36.19M | 500 | PN16 |  |  |  | 168.3 | 3.41 |  | 30 | ROCKWOOL | 159 | 500 |  |  | 725
0010274398 | AT_PROCESS | WSD11-111-STLP-00116-150-SS16 | C4B | 131242-WSD11-DR-P-6007.dgn | WSD11 | 111 | STLP | 00116 |  | 150 | SS16 | PIPELINE : WSD11-111-STLP-00116-150-SS16 | AME B36.19M | 500 | PN16 |  |  |  | 168.3 | 3.41 |  | 30 | ROCKWOOL | 159 | 500 |  |  | 725
0010307908 | AT_PROCESS | WSD11-111-STLP-00116-200-SS16 | C4B | 131242-WSD11-DR-P-6007.dgn | WSD11 | 111 | STLP | 00116 |  | 200 | SS16 | PIPELINE : WSD11-111-STLP-00116-200-SS16 | AME B36.19M | 1000 | PN16 |  |  |  | 219.1 | 3.76 |  | 30 | ROCKWOOL | 159 | 500 |  |  | 1500
0010279415 | AT_PROCESS | WSD11-111-STLP-00116A-200-SS16 | C4B | 131242-WSD11-DR-P-6007.dgn | WSD11 | 111 | STLP | 00116 | A | 200 | SS16 | PIPELINE : WSD11-111-STLP-00116A-200-SS16 | AME B36.19M | 1000 | PN16 |  |  |  | 219.1 | 3.76 |  | 30 | ROCKWOOL | 159 | 500 |  |  | 1500
0010307911 | AT_PROCESS | WSD11-111-STLP-00116A-50-SS16 | C4B | 131242-WSD11-DR-P-6007.dgn | WSD11 | 111 | STLP | 00116 | A | 50 | SS16 | PIPELINE : WSD11-111-STLP-00116A-50-SS16 | AME B36.19M | 1000 | PN16 |  |  |  | 60.3 | 3.91 |  | 30 | ROCKWOOL | 159 | 500 |  |  | 1500
0010278938 | AT_PROCESS | WSD11-111-STLP-00117-80-SS16 | C4B | 131242-WSD11-DR-P-6001.dgn | WSD11 | 111 | STLP | 00117 |  | 80 | SS16 | PIPELINE : WSD11-111-STLP-00117-80-SS16 | AME B36.19M | 500 | PN16 |  |  |  | 88.9 | 3.05 |  | 30 | ROCKWOOL | 159 | 500 |  |  | 725
0010279177 | AT_PROCESS | WSD11-111-STLP-00118-50-SS16 | C4B | 131242-WSD11-DR-P-6003.dgn | WSD11 | 111 | STLP | 00118 |  | 50 | SS16 | PIPELINE : WSD11-111-STLP-00118-50-SS16 | AME B36.19M | 1250 | PN25 |  |  |  | 60.3 | 3.91 |  | 30 | ROCKWOOL | 193 | 1250 |  |  | 1875
0010279177 | AT_PROCESS | WSD11-111-STLP-00118-50-SS16 | C4B | 131242-WSD11-DR-P-6003.dgn | WSD11 | 111 | STLP | 00118 |  | 50 | SS16 | PIPELINE : WSD11-111-STLP-00118-50-SS16 | AME B36.19M | 1250 | PN25 |  |  |  | 60.3 | 3.91 |  | 30 | ROCKWOOL | 193 | 1250 |  |  | 1875
0010279177 | AT_PROCESS | WSD11-111-STLP-00118-50-SS16 | C4B | 131242-WSD11-DR-P-6003.dgn | WSD11 | 111 | STLP | 00118 |  | 50 | SS16 | PIPELINE : WSD11-111-STLP-00118-50-SS16 | AME B36.19M | 1250 | PN25 |  |  |  | 60.3 | 3.91 |  | 30 | ROCKWOOL | 193 | 1250 |  |  | 1875
0010307825 | AT_PROCESS | WSD11-111-STLP-00118B-50-SS16 | C4B | 131242-WSD11-DR-P-6003.dgn | WSD11 | 111 | STLP | 00118 | B | 50 | SS16 | PIPELINE : WSD11-111-STLP-00118B-50-SS16 | AME B36.19M | 1250 | PN25 |  |  |  | 21.3 | 2.77 |  | 30 | ROCKWOOL | 193 | 1250 |  |  | 1875
0010307837 | AT_PROCESS | WSD11-111-STLP-00119-50-SS16 | C4B | 131242-WSD11-DR-P-6004.dgn | WSD11 | 111 | STLP | 00119 |  | 50 | SS16 | PIPELINE : WSD11-111-STLP-00119-50-SS16 | AME B36.19M | 1250 | PN25 |  |  |  | 60.3 | 3.91 |  | 30 | ROCKWOOL | 193 | 1250 |  |  | 1875
0010307837 | AT_PROCESS | WSD11-111-STLP-00119-50-SS16 | C4B | 131242-WSD11-DR-P-6004.dgn | WSD11 | 111 | STLP | 00119 |  | 50 | SS16 | PIPELINE : WSD11-111-STLP-00119-50-SS16 | AME B36.19M | 1250 | PN25 |  |  |  | 60.3 | 3.91 |  | 30 | ROCKWOOL | 193 | 1250 |  |  | 1875
0010307837 | AT_PROCESS | WSD11-111-STLP-00119-50-SS16 | C4B | 131242-WSD11-DR-P-6004.dgn | WSD11 | 111 | STLP | 00119 |  | 50 | SS16 | PIPELINE : WSD11-111-STLP-00119-50-SS16 | AME B36.19M | 1250 | PN25 |  |  |  | 60.3 | 3.91 |  | 30 | ROCKWOOL | 193 | 1250 |  |  | 1875
0010279254 | AT_PROCESS | WSD11-111-STLP-00119A-25-SS16 | C4B | 131242-WSD11-DR-P-6004.dgn | WSD11 | 111 | STLP | 00119 | A | 25 | SS16 | PIPELINE : WSD11-111-STLP-00119A-25-SS16 | AME B36.19M | 1250 | PN25 |  |  |  | 33.4 | 3.38 |  | 30 | ROCKWOOL | 193 | 1250 |  |  | 1875
0010279289 | AT_PROCESS | WSD11-111-STLP-00119B-50-SS16 | C4B | 131242-WSD11-DR-P-6004.dgn | WSD11 | 111 | STLP | 00119 | B | 50 | SS16 | PIPELINE : WSD11-111-STLP-00119B-50-SS16 | AME B36.19M | 1250 | PN25 |  |  |  | 21.3 | 2.77 |  | 30 | ROCKWOOL | 193 | 1250 |  |  | 1875
0010307854 | AT_PROCESS | WSD11-111-STLP-00120-50-SS16 | C4B | 131242-WSD11-DR-P-6005.dgn | WSD11 | 111 | STLP | 00120 |  | 50 | SS16 | PIPELINE : WSD11-111-STLP-00120-50-SS16 | AME B36.19M | 1250 | PN25 |  |  |  | 60.3 | 3.91 |  | 30 | ROCKWOOL | 193 | 1250 |  |  | 1875
0010307854 | AT_PROCESS | WSD11-111-STLP-00120-50-SS16 | C4B | 131242-WSD11-DR-P-6005.dgn | WSD11 | 111 | STLP | 00120 |  | 50 | SS16 | PIPELINE : WSD11-111-STLP-00120-50-SS16 | AME B36.19M | 1250 | PN25 |  |  |  | 60.3 | 3.91 |  | 30 | ROCKWOOL | 193 | 1250 |  |  | 1875
0010307854 | AT_PROCESS | WSD11-111-STLP-00120-50-SS16 | C4B | 131242-WSD11-DR-P-6005.dgn | WSD11 | 111 | STLP | 00120 |  | 50 | SS16 | PIPELINE : WSD11-111-STLP-00120-50-SS16 | AME B36.19M | 1250 | PN25 |  |  |  | 60.3 | 3.91 |  | 30 | ROCKWOOL | 193 | 1250 |  |  | 1875
0010278807 | AT_PROCESS | WSD11-111-STLP-00120A-25-SS16 | C4B | 131242-WSD11-DR-P-6005.dgn | WSD11 | 111 | STLP | 00120 | A | 25 | SS16 | PIPELINE : WSD11-111-STLP-00120A-25-SS16 | AME B36.19M | 1250 | PN25 |  |  |  | 33.4 | 3.38 |  | 30 | ROCKWOOL | 193 | 1250 |  |  | 1875
0010307859 | AT_PROCESS | WSD11-111-STLP-00120B-50-SS16 | C4B | 131242-WSD11-DR-P-6005.dgn | WSD11 | 111 | STLP | 00120 | B | 50 | SS16 | PIPELINE : WSD11-111-STLP-00120B-50-SS16 | AME B36.19M | 1250 | PN25 |  |  |  | 21.3 | 2.77 |  | 30 | ROCKWOOL | 193 | 1250 |  |  | 1875
0010307875 | AT_PROCESS | WSD11-111-STLP-00121-50-SS16 | C4B | 131242-WSD11-DR-P-6006.dgn | WSD11 | 111 | STLP | 00121 |  | 50 | SS16 | PIPELINE : WSD11-111-STLP-00121-50-SS16 | AME B36.19M | 1250 | PN25 |  |  |  | 60.3 | 3.91 |  | 30 | ROCKWOOL | 193 | 1250 |  |  | 1875
0010307875 | AT_PROCESS | WSD11-111-STLP-00121-50-SS16 | C4B | 131242-WSD11-DR-P-6006.dgn | WSD11 | 111 | STLP | 00121 |  | 50 | SS16 | PIPELINE : WSD11-111-STLP-00121-50-SS16 | AME B36.19M | 1250 | PN25 |  |  |  | 60.3 | 3.91 |  | 30 | ROCKWOOL | 193 | 1250 |  |  | 1875
0010307875 | AT_PROCESS | WSD11-111-STLP-00121-50-SS16 | C4B | 131242-WSD11-DR-P-6006.dgn | WSD11 | 111 | STLP | 00121 |  | 50 | SS16 | PIPELINE : WSD11-111-STLP-00121-50-SS16 | AME B36.19M | 1250 | PN25 |  |  |  | 60.3 | 3.91 |  | 30 | ROCKWOOL | 193 | 1250 |  |  | 1875
0010278671 | AT_PROCESS | WSD11-111-STLP-00121A-25-SS16 | C4B | 131242-WSD11-DR-P-6006.dgn | WSD11 | 111 | STLP | 00121 | A | 25 | SS16 | PIPELINE : WSD11-111-STLP-00121A-25-SS16 | AME B36.19M | 1250 | PN25 |  |  |  | 33.4 | 3.38 |  | 30 | ROCKWOOL | 193 | 1250 |  |  | 1875
0010307879 | AT_PROCESS | WSD11-111-STLP-00121B-50-SS16 | C4B | 131242-WSD11-DR-P-6006.dgn | WSD11 | 111 | STLP | 00121 | B | 50 | SS16 | PIPELINE : WSD11-111-STLP-00121B-50-SS16 | AME B36.19M | 1250 | PN25 |  |  |  | 21.3 | 2.77 |  | 30 | ROCKWOOL | 193 | 1250 |  |  | 1875
0010279039 | AT_PROCESS | WSD11-111-STLP-00122-25-SS16 | C4B | 131242-WSD11-DR-P-6014.dgn | WSD11 | 111 | STLP | 00122 |  | 25 | SS16 | PIPELINE : WSD11-111-STLP-00122-25-SS16 | AME B36.19M | 300 | PN16 |  |  |  | 33.4 | 3.38 |  | 30 | ROCKWOOL | 195 | 100 |  |  | 500
0010279041 | AT_PROCESS | WSD11-111-STLP-00123-25-SS16 | C4B | 131242-WSD11-DR-P-6014.dgn | WSD11 | 111 | STLP | 00123 |  | 25 | SS16 | PIPELINE : WSD11-111-STLP-00123-25-SS16 | AME B36.19M | 300 | PN16 |  |  |  | 33.4 | 3.38 |  | 30 | ROCKWOOL | 195 | 100 |  |  | 500
0010308510 | AT_PROCESS | WSD11-111-STLP-00201-100-SS16 | C4B | 131242-WSD11-DR-P-6019.dgn | WSD11 | 111 | STLP | 00201 |  | 100 | SS16 | PIPELINE : WSD11-111-STLP-00201-100-SS16 | AME B36.19M | 500 | PN16 | 2300 | 2300 | 2300 | 114.3 | 3.05 |  | 30 | ROCKWOOL | 159 | 500 |  |  | 725
0010308508 | AT_PROCESS | WSD11-111-STLP-00201-50-SS16 | C4B | 131242-WSD11-DR-P-6019.dgn | WSD11 | 111 | STLP | 00201 |  | 50 | SS16 | PIPELINE : WSD11-111-STLP-00201-50-SS16 | AME B36.19M | 500 | PN16 | 2300 | 2300 | 2300 | 60.3 | 3.91 |  | 30 | ROCKWOOL | 159 | 500 |  |  | 725
0010283376 | AT_PROCESS | WSD11-111-STLP-00201-80-SS16 | C4B | 131242-WSD11-DR-P-6032.dgn | WSD11 | 111 | STLP | 00201 |  | 80 | SS16 | PIPELINE : WSD11-111-STLP-00201-80-SS16 | AME B36.19M | 300 | PN16 | 2300 | 2300 | 2300 | 88.9 | 3.05 |  | 30 | ROCKWOOL | 195 | 500 | 500 | 500 | 1500
0010283376 | AT_PROCESS | WSD11-111-STLP-00201-80-SS16 | C4B | 131242-WSD11-DR-P-6019.dgn | WSD11 | 111 | STLP | 00201 |  | 80 | SS16 | PIPELINE : WSD11-111-STLP-00201-80-SS16 | AME B36.19M | 300 | PN16 | 2300 | 2300 | 2300 | 88.9 | 3.05 |  | 30 | ROCKWOOL | 195 | 500 | 500 | 500 | 1500
0010283376 | AT_PROCESS | WSD11-111-STLP-00201-80-SS16 | C4B | 131242-WSD11-DR-P-6032.dgn | WSD11 | 111 | STLP | 00201 |  | 80 | SS16 | PIPELINE : WSD11-111-STLP-00201-80-SS16 | AME B36.19M | 300 | PN16 | 2300 | 2300 | 2300 | 88.9 | 3.05 |  | 30 | ROCKWOOL | 195 | 500 | 500 | 500 | 1500
0010308513 | AT_PROCESS | WSD11-111-STLP-00201A-50-SS16 | C4B | 131242-WSD11-DR-P-6019.dgn | WSD11 | 111 | STLP | 00201 | A | 50 | SS16 | PIPELINE : WSD11-111-STLP-00201A-50-SS16 | AME B36.19M | 500 | PN16 |  |  |  | 21.3 | 2.77 |  | 30 | ROCKWOOL | 159 | 500 |  |  | 725
0010334448 | AT_PROCESS | WSD11-111-STLP-00202-100-SS16 | C4B | 131242-WSD11-DR-P-6032.dgn | WSD11 | 111 | STLP | 00202 |  | 100 | SS16 | PIPELINE : WSD11-111-STLP-00202-100-SS16 | AME B36.19M |  | PN16 |  |  |  | 60.3 | 3.91 |  | 30 | ROCKWOOL | 195
0010283367 | AT_PROCESS | WSD11-111-STLP-00202-80-SS16 | C4B | 131242-WSD11-DR-P-6032.dgn | WSD11 | 111 | STLP | 00202 |  | 80 | SS16 | PIPELINE : WSD11-111-STLP-00202-80-SS16 | AME B36.19M | 300 | PN16 | 4500 | 4500 | 4500 | 88.9 | 3.05 |  | 30 | ROCKWOOL | 193 | 1250 |  |  | 1500
0010283367 | AT_PROCESS | WSD11-111-STLP-00202-80-SS16 | C4B | 131242-WSD11-DR-P-6021.dgn | WSD11 | 111 | STLP | 00202 |  | 80 | SS16 | PIPELINE : WSD11-111-STLP-00202-80-SS16 | AME B36.19M | 300 | PN16 | 4500 | 4500 | 4500 | 88.9 | 3.05 |  | 30 | ROCKWOOL | 193 | 1250 |  |  | 1500
0010334445 | AT_PROCESS | WSD11-111-STLP-00203-100-SS16 | C4B | 131242-WSD11-DR-P-6032.dgn | WSD11 | 111 | STLP | 00203 |  | 100 | SS16 | PIPELINE : WSD11-111-STLP-00203-100-SS16 | AME B36.19M |  | PN16 |  |  |  | 114.3 | 3.05 |  | 30 | ROCKWOOL | 195
0010283364 | AT_PROCESS | WSD11-111-STLP-00203-80-SS16 | C4B | 131242-WSD11-DR-P-6032.dgn | WSD11 | 111 | STLP | 00203 |  | 80 | SS16 | PIPELINE : WSD11-111-STLP-00203-80-SS16 | AME B36.19M | 300 | PN16 |  |  |  | 88.9 | 3.05 |  | 30 | ROCKWOOL | 193 | 1250 |  |  | 1500
0010283364 | AT_PROCESS | WSD11-111-STLP-00203-80-SS16 | C4B | 131242-WSD11-DR-P-6022.dgn | WSD11 | 111 | STLP | 00203 |  | 80 | SS16 | PIPELINE : WSD11-111-STLP-00203-80-SS16 | AME B36.19M | 300 | PN16 |  |  |  | 88.9 | 3.05 |  | 30 | ROCKWOOL | 193 | 1250 |  |  | 1500
0010334447 | AT_PROCESS | WSD11-111-STLP-00204-150-SS16 | C4B | 131242-WSD11-DR-P-6033.dgn | WSD11 | 111 | STLP | 00204 |  | 150 | SS16 | PIPELINE : WSD11-111-STLP-00204-150-SS16 | AME B36.19M |  | PN16 | [6 empty] | 30 | ROCKWOOL | 195
0010334447 | AT_PROCESS | WSD11-111-STLP-00204-150-SS16 | C4B | 131242-WSD11-DR-P-6032.dgn | WSD11 | 111 | STLP | 00204 |  | 150 | SS16 | PIPELINE : WSD11-111-STLP-00204-150-SS16 | AME B36.19M |  | PN16 | [6 empty] | 30 | ROCKWOOL | 195
0010283361 | AT_PROCESS | WSD11-111-STLP-00204-80-SS16 | C4B | 131242-WSD11-DR-P-6023.dgn | WSD11 | 111 | STLP | 00204 |  | 80 | SS16 | PIPELINE : WSD11-111-STLP-00204-80-SS16 | AME B36.19M | 300 | PN16 | 4500 | 4500 | 4500 | 88.9 | 3.05 |  | 30 | ROCKWOOL | 195 | 1250 | 1250 | 1250 | 1500
0010283361 | AT_PROCESS | WSD11-111-STLP-00204-80-SS16 | C4B | 131242-WSD11-DR-P-6032.dgn | WSD11 | 111 | STLP | 00204 |  | 80 | SS16 | PIPELINE : WSD11-111-STLP-00204-80-SS16 | AME B36.19M | 300 | PN16 | 4500 | 4500 | 4500 | 88.9 | 3.05 |  | 30 | ROCKWOOL | 195 | 1250 | 1250 | 1250 | 1500
0010334446 | AT_PROCESS | WSD11-111-STLP-00205-100-SS16 | C4B | 131242-WSD11-DR-P-6032.dgn | WSD11 | 111 | STLP | 00205 |  | 100 | SS16 | PIPELINE : WSD11-111-STLP-00205-100-SS16 | AME B36.19M |  | PN16 | [6 empty] | 30 | ROCKWOOL | 195
0010283358 | AT_PROCESS | WSD11-111-STLP-00205-80-SS16 | C4B | 131242-WSD11-DR-P-6024.dgn | WSD11 | 111 | STLP | 00205 |  | 80 | SS16 | PIPELINE : WSD11-111-STLP-00205-80-SS16 | AME B36.19M | 300 | PN16 |  |  |  | 88.9 | 3.05 |  | 30 | ROCKWOOL | 195 |  |  |  | 1500
0010283358 | AT_PROCESS | WSD11-111-STLP-00205-80-SS16 | C4B | 131242-WSD11-DR-P-6032.dgn | WSD11 | 111 | STLP | 00205 |  | 80 | SS16 | PIPELINE : WSD11-111-STLP-00205-80-SS16 | AME B36.19M | 300 | PN16 |  |  |  | 88.9 | 3.05 |  | 30 | ROCKWOOL | 195 |  |  |  | 1500
0010283379 | AT_PROCESS | WSD11-111-STLP-00206-100-SS16 | C4B | 131242-WSD11-DR-P-6032.dgn | WSD11 | 111 | STLP | 00206 |  | 100 | SS16 | PIPELINE : WSD11-111-STLP-00206-100-SS16 | AME B36.19M | 300 | PN16 |  |  |  | 114.3 | 3.05 |  | 30 | ROCKWOOL | 195 |  |  |  | 1500
0010283379 | AT_PROCESS | WSD11-111-STLP-00206-100-SS16 | C4B | 131242-WSD11-DR-P-6025.dgn | WSD11 | 111 | STLP | 00206 |  | 100 | SS16 | PIPELINE : WSD11-111-STLP-00206-100-SS16 | AME B36.19M | 300 | PN16 |  |  |  | 114.3 | 3.05 |  | 30 | ROCKWOOL | 195 |  |  |  | 1500
0010308669 | AT_PROCESS | WSD11-111-STLP-00206-50-SS16 | C4B | 131242-WSD11-DR-P-6025.dgn | WSD11 | 111 | STLP | 00206 |  | 50 | SS16 | PIPELINE : WSD11-111-STLP-00206-50-SS16 | AME B36.19M | 300 | PN16 | 2300 | 2300 | 2300 | 60.3 | 3.91 |  | 30 | ROCKWOOL | 159 | 100 |  |  | 500
0010308674 | AT_PROCESS | WSD11-111-STLP-00206-80-SS16 | C4B | 131242-WSD11-DR-P-6025.dgn | WSD11 | 111 | STLP | 00206 |  | 80 | SS16 | PIPELINE : WSD11-111-STLP-00206-80-SS16 | AME B36.19M | 300 | PN16 |  |  |  | 88.9 | 3.05 |  | 30 | ROCKWOOL | 159 | 100 |  |  | 500
0010292470 | AT_PROCESS | WSD11-111-STLP-00206L-32-SS16 | C4B | 131242-WSD11-DR-P-6019.dgn | WSD11 | 111 | STLP | 00206 | L | 32 | SS16 | PIPELINE : WSD11-111-STLP-00206L-32-SS16 | AME B36.19M | 500 | PN16 |  |  |  | 42.2 | 3.56 |  | 30 | ROCKWOOL | 159 | 500 |  |  | 725
0010282128 | AT_PROCESS | WSD11-111-STLP-00207-80-SS16 | C4B | 131242-WSD11-DR-P-6019.dgn | WSD11 | 111 | STLP | 00207 |  | 80 | SS16 | PIPELINE : WSD11-111-STLP-00207-80-SS16 | AME B36.19M | 500 | PN16 |  |  |  | 88.9 | 3.05 |  | 30 | ROCKWOOL | 159 | 500 |  |  | 725
0010282128 | AT_PROCESS | WSD11-111-STLP-00207-80-SS16 | C4B | 131242-WSD11-DR-P-6019.dgn | WSD11 | 111 | STLP | 00207 |  | 80 | SS16 | PIPELINE : WSD11-111-STLP-00207-80-SS16 | AME B36.19M | 500 | PN16 |  |  |  | 88.9 | 3.05 |  | 30 | ROCKWOOL | 159 | 500 |  |  | 725
0010292462 | AT_PROCESS | WSD11-111-STLP-00207L-32-SS16 | C4B | 131242-WSD11-DR-P-6019.dgn | WSD11 | 111 | STLP | 00207 | L | 32 | SS16 | PIPELINE : WSD11-111-STLP-00207L-32-SS16 | AME B36.19M | 500 | PN16 |  |  |  | 42.2 | 3.56 |  | 30 | ROCKWOOL | 159 | 500 |  |  | 725
0010282144 | AT_PROCESS | WSD11-111-STLP-00208-80-SS16 | C4B | 131242-WSD11-DR-P-6019.dgn | WSD11 | 111 | STLP | 00208 |  | 80 | SS16 | PIPELINE : WSD11-111-STLP-00208-80-SS16 | AME B36.19M | 500 | PN16 |  |  |  | 88.9 | 3.05 |  | 30 | ROCKWOOL | 159 | 500 |  |  | 725
0010282144 | AT_PROCESS | WSD11-111-STLP-00208-80-SS16 | C4B | 131242-WSD11-DR-P-6019.dgn | WSD11 | 111 | STLP | 00208 |  | 80 | SS16 | PIPELINE : WSD11-111-STLP-00208-80-SS16 | AME B36.19M | 500 | PN16 |  |  |  | 88.9 | 3.05 |  | 30 | ROCKWOOL | 159 | 500 |  |  | 725
0010292464 | AT_PROCESS | WSD11-111-STLP-00208L-32-SS16 | C4B | 131242-WSD11-DR-P-6019.dgn | WSD11 | 111 | STLP | 00208 | L | 32 | SS16 | PIPELINE : WSD11-111-STLP-00208L-32-SS16 | AME B36.19M | 500 | PN16 |  |  |  | 42.2 | 3.56 |  | 30 | ROCKWOOL | 159 | 500 |  |  | 725
0010282146 | AT_PROCESS | WSD11-111-STLP-00209-80-SS16 | C4B | 131242-WSD11-DR-P-6019.dgn | WSD11 | 111 | STLP | 00209 |  | 80 | SS16 | PIPELINE : WSD11-111-STLP-00209-80-SS16 | AME B36.19M | 500 | PN16 |  |  |  | 88.9 | 3.05 |  | 30 | ROCKWOOL | 159 | 500 |  |  | 725
0010282146 | AT_PROCESS | WSD11-111-STLP-00209-80-SS16 | C4B | 131242-WSD11-DR-P-6019.dgn | WSD11 | 111 | STLP | 00209 |  | 80 | SS16 | PIPELINE : WSD11-111-STLP-00209-80-SS16 | AME B36.19M | 500 | PN16 |  |  |  | 88.9 | 3.05 |  | 30 | ROCKWOOL | 159 | 500 |  |  | 725
0010292466 | AT_PROCESS | WSD11-111-STLP-00209L-32-SS16 | C4B | 131242-WSD11-DR-P-6019.dgn | WSD11 | 111 | STLP | 00209 | L | 32 | SS16 | PIPELINE : WSD11-111-STLP-00209L-32-SS16 | AME B36.19M | 500 | PN16 |  |  |  | 42.2 | 3.56 |  | 30 | ROCKWOOL | 159 | 500 |  |  | 725
0010282148 | AT_PROCESS | WSD11-111-STLP-00210-80-SS16 | C4B | 131242-WSD11-DR-P-6019.dgn | WSD11 | 111 | STLP | 00210 |  | 80 | SS16 | PIPELINE : WSD11-111-STLP-00210-80-SS16 | AME B36.19M | 500 | PN16 |  |  |  | 88.9 | 3.05 |  | 30 | ROCKWOOL | 159 | 500 |  |  | 725
0010282148 | AT_PROCESS | WSD11-111-STLP-00210-80-SS16 | C4B | 131242-WSD11-DR-P-6019.dgn | WSD11 | 111 | STLP | 00210 |  | 80 | SS16 | PIPELINE : WSD11-111-STLP-00210-80-SS16 | AME B36.19M | 500 | PN16 |  |  |  | 88.9 | 3.05 |  | 30 | ROCKWOOL | 159 | 500 |  |  | 725
0010292468 | AT_PROCESS | WSD11-111-STLP-00210L-32-SS16 | C4B | 131242-WSD11-DR-P-6019.dgn | WSD11 | 111 | STLP | 00210 | L | 32 | SS16 | PIPELINE : WSD11-111-STLP-00210L-32-SS16 | AME B36.19M | 500 | PN16 |  |  |  | 42.2 | 3.56 |  | 30 | ROCKWOOL | 159 | 500 |  |  | 725
0010282095 | AT_PROCESS | WSD11-111-STLP-00211-50-SS16 | C4B | 131242-WSD11-DR-P-6019.dgn | WSD11 | 111 | STLP | 00211 |  | 50 | SS16 | PIPELINE : WSD11-111-STLP-00211-50-SS16 | AME B36.19M | 500 | PN16 |  |  |  | 60.3 | 3.91 |  | 30 | ROCKWOOL | 159 | 500 |  |  | 725
0010308496 | AT_PROCESS | WSD11-111-STLP-00211-80-SS16 | C4B | 131242-WSD11-DR-P-6019.dgn | WSD11 | 111 | STLP | 00211 |  | 80 | SS16 | PIPELINE : WSD11-111-STLP-00211-80-SS16 | AME B36.19M | 500 | PN16 |  |  |  | 88.9 | 3.05 |  | 30 | ROCKWOOL | 159 | 500 |  |  | 725
0010334436 | AT_PROCESS | WSD11-111-STLP-00212-50-SS16 | C4B | 131242-WSD11-DR-P-6021.dgn | WSD11 | 111 | STLP | 00212 |  | 50 | SS16 | PIPELINE : WSD11-111-STLP-00212-50-SS16 | AME B36.19M | 500 | PN16 |  |  |  | 60.3 | 3.91 |  | 30 | ROCKWOOL | 159 | 500 |  |  | 725
0010334436 | AT_PROCESS | WSD11-111-STLP-00212-50-SS16 | C4B | 131242-WSD11-DR-P-6019.dgn | WSD11 | 111 | STLP | 00212 |  | 50 | SS16 | PIPELINE : WSD11-111-STLP-00212-50-SS16 | AME B36.19M | 500 | PN16 |  |  |  | 60.3 | 3.91 |  | 30 | ROCKWOOL | 159 | 500 |  |  | 725
0010282491 | AT_PROCESS | WSD11-111-STLP-00213-50-SS16 | C4B | 131242-WSD11-DR-P-6022.dgn | WSD11 | 111 | STLP | 00213 |  | 50 | SS16 | PIPELINE : WSD11-111-STLP-00213-50-SS16 | AME B36.19M | 500 | PN16 |  |  |  | 60.3 | 3.91 |  | 30 | ROCKWOOL | 159 | 500 |  |  | 725
0010282491 | AT_PROCESS | WSD11-111-STLP-00213-50-SS16 | C4B | 131242-WSD11-DR-P-6019.dgn | WSD11 | 111 | STLP | 00213 |  | 50 | SS16 | PIPELINE : WSD11-111-STLP-00213-50-SS16 | AME B36.19M | 500 | PN16 |  |  |  | 60.3 | 3.91 |  | 30 | ROCKWOOL | 159 | 500 |  |  | 725
0010282524 | AT_PROCESS | WSD11-111-STLP-00214-50-SS16 | C4B | 131242-WSD11-DR-P-6023.dgn | WSD11 | 111 | STLP | 00214 |  | 50 | SS16 | PIPELINE : WSD11-111-STLP-00214-50-SS16 | AME B36.19M | 1250 | PN16 |  |  |  | 60.3 | 3.91 |  | 30 | ROCKWOOL | 193 | 1250 |  |  | 1500
0010282524 | AT_PROCESS | WSD11-111-STLP-00214-50-SS16 | C4B | 131242-WSD11-DR-P-6019.dgn | WSD11 | 111 | STLP | 00214 |  | 50 | SS16 | PIPELINE : WSD11-111-STLP-00214-50-SS16 | AME B36.19M | 1250 | PN16 |  |  |  | 60.3 | 3.91 |  | 30 | ROCKWOOL | 193 | 1250 |  |  | 1500
0010282614 | AT_PROCESS | WSD11-111-STLP-00215-50-SS16 | C4B | 131242-WSD11-DR-P-6024.dgn | WSD11 | 111 | STLP | 00215 |  | 50 | SS16 | PIPELINE : WSD11-111-STLP-00215-50-SS16 | AME B36.19M | 1250 | PN16 |  |  |  | 60.3 | 3.91 |  | 30 | ROCKWOOL | 193 | 1250 |  |  | 1500
0010282614 | AT_PROCESS | WSD11-111-STLP-00215-50-SS16 | C4B | 131242-WSD11-DR-P-6019.dgn | WSD11 | 111 | STLP | 00215 |  | 50 | SS16 | PIPELINE : WSD11-111-STLP-00215-50-SS16 | AME B36.19M | 1250 | PN16 |  |  |  | 60.3 | 3.91 |  | 30 | ROCKWOOL | 193 | 1250 |  |  | 1500
0010282707 | AT_PROCESS | WSD11-111-STLP-00216-150-SS16 | C4B | 131242-WSD11-DR-P-6019.dgn | WSD11 | 111 | STLP | 00216 |  | 150 | SS16 | PIPELINE : WSD11-111-STLP-00216-150-SS16 | AME B36.19M | 500 | PN16 |  |  |  | 168.3 | 3.41 |  | 30 | ROCKWOOL | 159 | 500 |  |  | 725
0010282707 | AT_PROCESS | WSD11-111-STLP-00216-150-SS16 | C4B | 131242-WSD11-DR-P-6025.dgn | WSD11 | 111 | STLP | 00216 |  | 150 | SS16 | PIPELINE : WSD11-111-STLP-00216-150-SS16 | AME B36.19M | 500 | PN16 |  |  |  | 168.3 | 3.41 |  | 30 | ROCKWOOL | 159 | 500 |  |  | 725
0010308671 | AT_PROCESS | WSD11-111-STLP-00216-200-SS16 | C4B | 131242-WSD11-DR-P-6025.dgn | WSD11 | 111 | STLP | 00216 |  | 200 | SS16 | PIPELINE : WSD11-111-STLP-00216-200-SS16 | AME B36.19M | 300 | PN16 |  |  |  | 219.1 | 3.76 |  | 30 | ROCKWOOL | 159 | 100 |  |  | 500
0010282756 | AT_PROCESS | WSD11-111-STLP-00216A-200-SS16 | C4B | 131242-WSD11-DR-P-6025.dgn | WSD11 | 111 | STLP | 00216 | A | 200 | SS16 | PIPELINE : WSD11-111-STLP-00216A-200-SS16 | AME B36.19M | 300 | PN16 |  |  |  | 219.1 | 3.76 |  | 30 | ROCKWOOL | 159 | 100 |  |  | 500
0010308676 | AT_PROCESS | WSD11-111-STLP-00216A-50-SS16 | C4B | 131242-WSD11-DR-P-6025.dgn | WSD11 | 111 | STLP | 00216 | A | 50 | SS16 | PIPELINE : WSD11-111-STLP-00216A-50-SS16 | AME B36.19M | 300 | PN16 |  |  |  | 60.3 | 3.91 |  | 30 | ROCKWOOL | 159 | 100 |  |  | 500
0010282154 | AT_PROCESS | WSD11-111-STLP-00217-80-SS16 | C4B | 131242-WSD11-DR-P-6019.dgn | WSD11 | 111 | STLP | 00217 |  | 80 | SS16 | PIPELINE : WSD11-111-STLP-00217-80-SS16 | AME B36.19M | 500 | PN16 |  |  |  | 88.9 | 3.05 |  | 30 | ROCKWOOL | 159 | 500 |  |  | 725
0010282154 | AT_PROCESS | WSD11-111-STLP-00217-80-SS16 | C4B | 131242-WSD11-DR-P-6019.dgn | WSD11 | 111 | STLP | 00217 |  | 80 | SS16 | PIPELINE : WSD11-111-STLP-00217-80-SS16 | AME B36.19M | 500 | PN16 |  |  |  | 88.9 | 3.05 |  | 30 | ROCKWOOL | 159 | 500 |  |  | 725
0010282380 | AT_PROCESS | WSD11-111-STLP-00218-50-SS16 | C4B | 131242-WSD11-DR-P-6021.dgn | WSD11 | 111 | STLP | 00218 |  | 50 | SS16 | PIPELINE : WSD11-111-STLP-00218-50-SS16 | AME B36.19M | 1250 | PN16 |  |  |  | 60.3 | 3.91 |  | 30 | ROCKWOOL | 193 | 1250 |  |  | 1500
0010282380 | AT_PROCESS | WSD11-111-STLP-00218-50-SS16 | C4B | 131242-WSD11-DR-P-6021.dgn | WSD11 | 111 | STLP | 00218 |  | 50 | SS16 | PIPELINE : WSD11-111-STLP-00218-50-SS16 | AME B36.19M | 1250 | PN16 |  |  |  | 60.3 | 3.91 |  | 30 | ROCKWOOL | 193 | 1250 |  |  | 1500
0010282380 | AT_PROCESS | WSD11-111-STLP-00218-50-SS16 | C4B | 131242-WSD11-DR-P-6021.dgn | WSD11 | 111 | STLP | 00218 |  | 50 | SS16 | PIPELINE : WSD11-111-STLP-00218-50-SS16 | AME B36.19M | 1250 | PN16 |  |  |  | 60.3 | 3.91 |  | 30 | ROCKWOOL | 193 | 1250 |  |  | 1500
0010282387 | AT_PROCESS | WSD11-111-STLP-00218A-25-SS16 | C4B | 131242-WSD11-DR-P-6021.dgn | WSD11 | 111 | STLP | 00218 | A | 25 | SS16 | PIPELINE : WSD11-111-STLP-00218A-25-SS16 | AME B36.19M | 1250 | PN25 |  |  |  | 33.4 | 3.38 |  | 30 | ROCKWOOL | 193 | 1250 |  |  | 1875
0010310169 | AT_PROCESS | WSD11-111-STLP-00218B-50-SS16 | C4B | 131242-WSD11-DR-P-6021.dgn | WSD11 | 111 | STLP | 00218 | B | 50 | SS16 | PIPELINE : WSD11-111-STLP-00218B-50-SS16 | AME B36.19M | 1250 | PN25 |  |  |  | 21.3 | 2.77 |  | 30 | ROCKWOOL | 193 | 1250 |  |  | 1875
0010308608 | AT_PROCESS | WSD11-111-STLP-00219-50-SS16 | C4B | 131242-WSD11-DR-P-6022.dgn | WSD11 | 111 | STLP | 00219 |  | 50 | SS16 | PIPELINE : WSD11-111-STLP-00219-50-SS16 | AME B36.19M | 1250 | PN25 |  |  |  | 60.3 | 3.91 |  | 30 | ROCKWOOL | 193 | 1250 |  |  | 1875
0010308608 | AT_PROCESS | WSD11-111-STLP-00219-50-SS16 | C4B | 131242-WSD11-DR-P-6022.dgn | WSD11 | 111 | STLP | 00219 |  | 50 | SS16 | PIPELINE : WSD11-111-STLP-00219-50-SS16 | AME B36.19M | 1250 | PN25 |  |  |  | 60.3 | 3.91 |  | 30 | ROCKWOOL | 193 | 1250 |  |  | 1875
0010308608 | AT_PROCESS | WSD11-111-STLP-00219-50-SS16 | C4B | 131242-WSD11-DR-P-6022.dgn | WSD11 | 111 | STLP | 00219 |  | 50 | SS16 | PIPELINE : WSD11-111-STLP-00219-50-SS16 | AME B36.19M | 1250 | PN25 |  |  |  | 60.3 | 3.91 |  | 30 | ROCKWOOL | 193 | 1250 |  |  | 1875
0010282479 | AT_PROCESS | WSD11-111-STLP-00219A-25-SS16 | C4B | 131242-WSD11-DR-P-6022.dgn | WSD11 | 111 | STLP | 00219 | A | 25 | SS16 | PIPELINE : WSD11-111-STLP-00219A-25-SS16 | AME B36.19M | 1250 | PN25 |  |  |  | 33.4 | 3.38 |  | 30 | ROCKWOOL | 193 | 1250 |  |  | 1875
0010308609 | AT_PROCESS | WSD11-111-STLP-00219B-50-SS16 | C4B | 131242-WSD11-DR-P-6022.dgn | WSD11 | 111 | STLP | 00219 | B | 50 | SS16 | PIPELINE : WSD11-111-STLP-00219B-50-SS16 | AME B36.19M | 1250 | PN25 |  |  |  | 21.3 | 2.77 |  | 30 | ROCKWOOL | 193 | 1250 |  |  | 1875
0010308629 | AT_PROCESS | WSD11-111-STLP-00220-50-SS16 | C4B | 131242-WSD11-DR-P-6023.dgn | WSD11 | 111 | STLP | 00220 |  | 50 | SS16 | PIPELINE : WSD11-111-STLP-00220-50-SS16 | AME B36.19M | 1250 | PN25 |  |  |  | 60.3 | 3.91 |  | 30 | ROCKWOOL | 193 | 1250 |  |  | 1875
0010308629 | AT_PROCESS | WSD11-111-STLP-00220-50-SS16 | C4B | 131242-WSD11-DR-P-6023.dgn | WSD11 | 111 | STLP | 00220 |  | 50 | SS16 | PIPELINE : WSD11-111-STLP-00220-50-SS16 | AME B36.19M | 1250 | PN25 |  |  |  | 60.3 | 3.91 |  | 30 | ROCKWOOL | 193 | 1250 |  |  | 1875
0010308629 | AT_PROCESS | WSD11-111-STLP-00220-50-SS16 | C4B | 131242-WSD11-DR-P-6023.dgn | WSD11 | 111 | STLP | 00220 |  | 50 | SS16 | PIPELINE : WSD11-111-STLP-00220-50-SS16 | AME B36.19M | 1250 | PN25 |  |  |  | 60.3 | 3.91 |  | 30 | ROCKWOOL | 193 | 1250 |  |  | 1875
0010282575 | AT_PROCESS | WSD11-111-STLP-00220A-25-SS16 | C4B | 131242-WSD11-DR-P-6023.dgn | WSD11 | 111 | STLP | 00220 | A | 25 | SS16 | PIPELINE : WSD11-111-STLP-00220A-25-SS16 | AME B36.19M | 1250 | PN25 |  |  |  | 33.4 | 3.38 |  | 30 | ROCKWOOL | 193 | 1250 |  |  | 1875
0010308626 | AT_PROCESS | WSD11-111-STLP-00220B-50-SS16 | C4B | 131242-WSD11-DR-P-6023.dgn | WSD11 | 111 | STLP | 00220 | B | 50 | SS16 | PIPELINE : WSD11-111-STLP-00220B-50-SS16 | AME B36.19M | 1250 | PN25 |  |  |  | 21.3 | 2.77 |  | 30 | ROCKWOOL | 193 | 1250 |  |  | 1875
0010308651 | AT_PROCESS | WSD11-111-STLP-00221-50-SS16 | C4B | 131242-WSD11-DR-P-6024.dgn | WSD11 | 111 | STLP | 00221 |  | 50 | SS16 | PIPELINE : WSD11-111-STLP-00221-50-SS16 | AME B36.19M | 1250 | PN25 |  |  |  | 60.3 | 3.91 |  | 30 | ROCKWOOL | 193 | 1250 |  |  | 1875
0010308651 | AT_PROCESS | WSD11-111-STLP-00221-50-SS16 | C4B | 131242-WSD11-DR-P-6024.dgn | WSD11 | 111 | STLP | 00221 |  | 50 | SS16 | PIPELINE : WSD11-111-STLP-00221-50-SS16 | AME B36.19M | 1250 | PN25 |  |  |  | 60.3 | 3.91 |  | 30 | ROCKWOOL | 193 | 1250 |  |  | 1875
0010308651 | AT_PROCESS | WSD11-111-STLP-00221-50-SS16 | C4B | 131242-WSD11-DR-P-6024.dgn | WSD11 | 111 | STLP | 00221 |  | 50 | SS16 | PIPELINE : WSD11-111-STLP-00221-50-SS16 | AME B36.19M | 1250 | PN25 |  |  |  | 60.3 | 3.91 |  | 30 | ROCKWOOL | 193 | 1250 |  |  | 1875
0010282670 | AT_PROCESS | WSD11-111-STLP-00221A-25-SS16 | C4B | 131242-WSD11-DR-P-6024.dgn | WSD11 | 111 | STLP | 00221 | A | 25 | SS16 | PIPELINE : WSD11-111-STLP-00221A-25-SS16 | AME B36.19M | 1250 | PN25 |  |  |  | 33.4 | 3.38 |  | 30 | ROCKWOOL | 193 | 1250 |  |  | 1875
0010308648 | AT_PROCESS | WSD11-111-STLP-00221B-50-SS16 | C4B | 131242-WSD11-DR-P-6024.dgn | WSD11 | 111 | STLP | 00221 | B | 50 | SS16 | PIPELINE : WSD11-111-STLP-00221B-50-SS16 | AME B36.19M | 1250 | PN25 |  |  |  | 21.3 | 2.77 |  | 30 | ROCKWOOL | 193 | 1250 |  |  | 1875
0010283386 | AT_PROCESS | WSD11-111-STLP-00222-25-SS16 | C4B | 131242-WSD11-DR-P-6032.dgn | WSD11 | 111 | STLP | 00222 |  | 25 | SS16 | PIPELINE : WSD11-111-STLP-00222-25-SS16 | AME B36.19M | 300 | PN16 |  |  |  | 33.4 | 3.38 |  | 30 | ROCKWOOL | 195 |  |  |  | 1500
0010283388 | AT_PROCESS | WSD11-111-STLP-00223-25-SS16 | C4B | 131242-WSD11-DR-P-6032.dgn | WSD11 | 111 | STLP | 00223 |  | 25 | SS16 | PIPELINE : WSD11-111-STLP-00223-25-SS16 | AME B36.19M | 300 | PN16 |  |  |  | 33.4 | 3.38 |  | 30 | ROCKWOOL | 195 |  |  |  | 1500
0010281330 | AT_PROCESS | WSD11-112-G2D-00001-150-SS16 | C4B | 131242-WSD11-DR-P-6200.dgn | WSD11 | 112 | G2D | 00001 |  | 150 | SS16 | PIPELINE : WSD11-112-G2D-00001-150-SS16 | AME B36.19M | 600 | PN16 | 27000 | 7500 | 10500 | 168.3 | 3.41 |  |  |  | 30 | 530 | 530 | 530 | 900
0010281330 | AT_PROCESS | WSD11-112-G2D-00001-150-SS16 | C4B | 131242-WSD11-DR-P-6063.dgn | WSD11 | 112 | G2D | 00001 |  | 150 | SS16 | PIPELINE : WSD11-112-G2D-00001-150-SS16 | AME B36.19M | 600 | PN16 | 27000 | 7500 | 10500 | 168.3 | 3.41 |  |  |  | 30 | 530 | 530 | 530 | 900
0010281330 | AT_PROCESS | WSD11-112-G2D-00001-150-SS16 | C4B | 131242-WSD11-DR-P-6063.dgn | WSD11 | 112 | G2D | 00001 |  | 150 | SS16 | PIPELINE : WSD11-112-G2D-00001-150-SS16 | AME B36.19M | 600 | PN16 | 27000 | 7500 | 10500 | 168.3 | 3.41 |  |  |  | 30 | 530 | 530 | 530 | 900
0010281330 | AT_PROCESS | WSD11-112-G2D-00001-150-SS16 | C4B | 131242-WSD11-DR-P-6063.dgn | WSD11 | 112 | G2D | 00001 |  | 150 | SS16 | PIPELINE : WSD11-112-G2D-00001-150-SS16 | AME B36.19M | 600 | PN16 | 27000 | 7500 | 10500 | 168.3 | 3.41 |  |  |  | 30 | 530 | 530 | 530 | 900
0010280026 | AT_PROCESS | WSD11-112-G2D-00002-150-SS16 | C4B | 131242-WSD11-DR-P-6063.dgn | WSD11 | 112 | G2D | 00002 |  | 150 | SS16 | PIPELINE : WSD11-112-G2D-00002-150-SS16 | AME B36.19M | 600 | PN16 | 27000 | 7500 | 105000 | 168.3 | 3.41 |  |  |  | 50 | 500 | 450 | 530 | 900
0010280026 | AT_PROCESS | WSD11-112-G2D-00002-150-SS16 | C4B | 131242-WSD11-DR-P-6063.dgn | WSD11 | 112 | G2D | 00002 |  | 150 | SS16 | PIPELINE : WSD11-112-G2D-00002-150-SS16 | AME B36.19M | 600 | PN16 | 27000 | 7500 | 105000 | 168.3 | 3.41 |  |  |  | 50 | 500 | 450 | 530 | 900
0010280026 | AT_PROCESS | WSD11-112-G2D-00002-150-SS16 | C4B | 131242-WSD11-DR-P-6063.dgn | WSD11 | 112 | G2D | 00002 |  | 150 | SS16 | PIPELINE : WSD11-112-G2D-00002-150-SS16 | AME B36.19M | 600 | PN16 | 27000 | 7500 | 105000 | 168.3 | 3.41 |  |  |  | 50 | 500 | 450 | 530 | 900
0010307934 | AT_PROCESS | WSD11-112-G2D-00101-32-SS16 | C4B | 131242-WSD11-DR-P-6008.dgn | WSD11 | 112 | G2D | 00101 |  | 32 | SS16 | PIPELINE : WSD11-112-G2D-00101-32-SS16 | AME B36.19M | 600 | PN16 | 9360 | 9360 | 15000 | 42.2 | 3.56 |  |  |  | 30 | 600 | 600 | 600 | 900
0010276278 | AT_PROCESS | WSD11-112-G2D-00101-40-SS16 | C4B | 131242-WSD11-DR-P-6008.dgn | WSD11 | 112 | G2D | 00101 |  | 40 | SS16 | PIPELINE : WSD11-112-G2D-00101-40-SS16 | AME B36.19M | 600 | PN16 | 9360 | 9360 | 15000 | 48.3 | 3.68 |  |  |  | 30 | 600 | 600 | 600 | 900
0010276278 | AT_PROCESS | WSD11-112-G2D-00101-40-SS16 | C4B | 131242-WSD11-DR-P-6013.dgn | WSD11 | 112 | G2D | 00101 |  | 40 | SS16 | PIPELINE : WSD11-112-G2D-00101-40-SS16 | AME B36.19M | 600 | PN16 | 9360 | 9360 | 15000 | 48.3 | 3.68 |  |  |  | 30 | 600 | 600 | 600 | 900
0010279472 | AT_PROCESS | WSD11-112-G2D-00101A-25-SS16 | C4B | 131242-WSD11-DR-P-6008.dgn | WSD11 | 112 | G2D | 00101 | A | 25 | SS16 | PIPELINE : WSD11-112-G2D-00101A-25-SS16 | AME B36.19M | 600 | PN16 |  |  |  | 33.4 | 3.38 |  |  |  | 80 | 600 | 600 | 600 | 900
0010277794 | AT_PROCESS | WSD11-112-G2D-00103-100-SS16 | C4B | 131242-WSD11-DR-P-6015.dgn | WSD11 | 112 | G2D | 00103 |  | 100 | SS16 | PIPELINE : WSD11-112-G2D-00103-100-SS16 | AME B36.19M | 600 | PN16 | 19500 | 16000 | 30000 | 114.3 | 3.05 |  |  |  | 30 | 500 | 450 | 530 | 900
0010277794 | AT_PROCESS | WSD11-112-G2D-00103-100-SS16 | C4B | 131242-WSD11-DR-P-6015.dgn | WSD11 | 112 | G2D | 00103 |  | 100 | SS16 | PIPELINE : WSD11-112-G2D-00103-100-SS16 | AME B36.19M | 600 | PN16 | 19500 | 16000 | 30000 | 114.3 | 3.05 |  |  |  | 30 | 500 | 450 | 530 | 900
0010308138 | AT_PROCESS | WSD11-112-G2D-00103A-25-SS16 | C4B | 131242-WSD11-DR-P-6015.dgn | WSD11 | 112 | G2D | 00103 | A | 25 | SS16 | PIPELINE : WSD11-112-G2D-00103A-25-SS16 | AME B36.19M | 600 | PN16 |  |  |  | 33.4 | 3.38 |  |  |  | 30 | 500 | 450 | 530 | 900
0010277804 | AT_PROCESS | WSD11-112-G2D-00104-100-SS16 | C4B | 131242-WSD11-DR-P-6015.dgn | WSD11 | 112 | G2D | 00104 |  | 100 | SS16 | PIPELINE : WSD11-112-G2D-00104-100-SS16 | AME B36.19M | 600 | PN16 | 6500 | 5333.3 | 10000 | 114.3 | 3.05 |  |  |  | 30 | 500 | 450 | 530 | 900
0010277804 | AT_PROCESS | WSD11-112-G2D-00104-100-SS16 | C4B | 131242-WSD11-DR-P-6015.dgn | WSD11 | 112 | G2D | 00104 |  | 100 | SS16 | PIPELINE : WSD11-112-G2D-00104-100-SS16 | AME B36.19M | 600 | PN16 | 6500 | 5333.3 | 10000 | 114.3 | 3.05 |  |  |  | 30 | 500 | 450 | 530 | 900
0010277804 | AT_PROCESS | WSD11-112-G2D-00104-100-SS16 | C4B | 131242-WSD11-DR-P-6015.dgn | WSD11 | 112 | G2D | 00104 |  | 100 | SS16 | PIPELINE : WSD11-112-G2D-00104-100-SS16 | AME B36.19M | 600 | PN16 | 6500 | 5333.3 | 10000 | 114.3 | 3.05 |  |  |  | 30 | 500 | 450 | 530 | 900
0010277802 | AT_PROCESS | WSD11-112-G2D-00105-100-SS16 | C4B | 131242-WSD11-DR-P-6015.dgn | WSD11 | 112 | G2D | 00105 |  | 100 | SS16 | PIPELINE : WSD11-112-G2D-00105-100-SS16 | AME B36.19M | 600 | PN16 | 6500 | 5333.3 | 10000 | 114.3 | 3.05 |  |  |  | 30 | 500 | 450 | 530 | 900
0010277802 | AT_PROCESS | WSD11-112-G2D-00105-100-SS16 | C4B | 131242-WSD11-DR-P-6015.dgn | WSD11 | 112 | G2D | 00105 |  | 100 | SS16 | PIPELINE : WSD11-112-G2D-00105-100-SS16 | AME B36.19M | 600 | PN16 | 6500 | 5333.3 | 10000 | 114.3 | 3.05 |  |  |  | 30 | 500 | 450 | 530 | 900
0010277802 | AT_PROCESS | WSD11-112-G2D-00105-100-SS16 | C4B | 131242-WSD11-DR-P-6015.dgn | WSD11 | 112 | G2D | 00105 |  | 100 | SS16 | PIPELINE : WSD11-112-G2D-00105-100-SS16 | AME B36.19M | 600 | PN16 | 6500 | 5333.3 | 10000 | 114.3 | 3.05 |  |  |  | 30 | 500 | 450 | 530 | 900
0010277800 | AT_PROCESS | WSD11-112-G2D-00106-100-SS16 | C4B | 131242-WSD11-DR-P-6015.dgn | WSD11 | 112 | G2D | 00106 |  | 100 | SS16 | PIPELINE : WSD11-112-G2D-00106-100-SS16 | AME B36.19M | 600 | PN16 | 6500 | 5333.3 | 10000 | 114.3 | 3.05 |  |  |  | 30 | 500 | 450 | 530 | 900
0010277800 | AT_PROCESS | WSD11-112-G2D-00106-100-SS16 | C4B | 131242-WSD11-DR-P-6015.dgn | WSD11 | 112 | G2D | 00106 |  | 100 | SS16 | PIPELINE : WSD11-112-G2D-00106-100-SS16 | AME B36.19M | 600 | PN16 | 6500 | 5333.3 | 10000 | 114.3 | 3.05 |  |  |  | 30 | 500 | 450 | 530 | 900
0010277800 | AT_PROCESS | WSD11-112-G2D-00106-100-SS16 | C4B | 131242-WSD11-DR-P-6015.dgn | WSD11 | 112 | G2D | 00106 |  | 100 | SS16 | PIPELINE : WSD11-112-G2D-00106-100-SS16 | AME B36.19M | 600 | PN16 | 6500 | 5333.3 | 10000 | 114.3 | 3.05 |  |  |  | 30 | 500 | 450 | 530 | 900
0010281341 | AT_PROCESS | WSD11-112-G2D-00107-100-SS16 | C4B | 131242-WSD11-DR-P-6200.dgn | WSD11 | 112 | G2D | 00107 |  | 100 | SS16 | PIPELINE : WSD11-112-G2D-00107-100-SS16 | AME B36.19M | 600 | PN16 | 39000 | 32000 | 60000 | 114.3 | 3.05 |  |  |  | 30 | 530 | 530 | 530 | 900
0010281341 | AT_PROCESS | WSD11-112-G2D-00107-100-SS16 | C4B | 131242-WSD11-DR-P-6015.dgn | WSD11 | 112 | G2D | 00107 |  | 100 | SS16 | PIPELINE : WSD11-112-G2D-00107-100-SS16 | AME B36.19M | 600 | PN16 | 39000 | 32000 | 60000 | 114.3 | 3.05 |  |  |  | 30 | 530 | 530 | 530 | 900
0010281341 | AT_PROCESS | WSD11-112-G2D-00107-100-SS16 | C4B | 131242-WSD11-DR-P-6200.dgn | WSD11 | 112 | G2D | 00107 |  | 100 | SS16 | PIPELINE : WSD11-112-G2D-00107-100-SS16 | AME B36.19M | 600 | PN16 | 39000 | 32000 | 60000 | 114.3 | 3.05 |  |  |  | 30 | 530 | 530 | 530 | 900
0010281341 | AT_PROCESS | WSD11-112-G2D-00107-100-SS16 | C4B | 131242-WSD11-DR-P-6015.dgn | WSD11 | 112 | G2D | 00107 |  | 100 | SS16 | PIPELINE : WSD11-112-G2D-00107-100-SS16 | AME B36.19M | 600 | PN16 | 39000 | 32000 | 60000 | 114.3 | 3.05 |  |  |  | 30 | 530 | 530 | 530 | 900
0010281341 | AT_PROCESS | WSD11-112-G2D-00107-100-SS16 | C4B | 131242-WSD11-DR-P-6015.dgn | WSD11 | 112 | G2D | 00107 |  | 100 | SS16 | PIPELINE : WSD11-112-G2D-00107-100-SS16 | AME B36.19M | 600 | PN16 | 39000 | 32000 | 60000 | 114.3 | 3.05 |  |  |  | 30 | 530 | 530 | 530 | 900
0010308141 | AT_PROCESS | WSD11-112-G2D-00107A-25-SS16 | C4B | 131242-WSD11-DR-P-6015.dgn | WSD11 | 112 | G2D | 00107 | A | 25 | SS16 | PIPELINE : WSD11-112-G2D-00107A-25-SS16 | AME B36.19M | 600 | PN16 |  |  |  | 33.4 | 3.38 |  |  |  | 30 | 500 | 450 | 530 | 900
0010334369 | AT_PROCESS | WSD11-112-G2D-00107A-50-SS16 | C4B | 131242-WSD11-DR-P-6015.dgn | WSD11 | 112 | G2D | 00107 | A | 50 | SS16 | PIPELINE : WSD11-112-G2D-00107A-50-SS16 | AME B36.19M | 600 | PN16 |  |  |  | 60.3 | 3.91 |  |  |  | 30 | 500 | 450 | 530 | 900
0010334369 | AT_PROCESS | WSD11-112-G2D-00107A-50-SS16 | C4B | 131242-WSD11-DR-P-6015.dgn | WSD11 | 112 | G2D | 00107 | A | 50 | SS16 | PIPELINE : WSD11-112-G2D-00107A-50-SS16 | AME B36.19M | 600 | PN16 |  |  |  | 60.3 | 3.91 |  |  |  | 30 | 500 | 450 | 530 | 900
0010334374 | AT_PROCESS | WSD11-112-G2D-00107B-50-SS16 | C4B | 131242-WSD11-DR-P-6015.dgn | WSD11 | 112 | G2D | 00107 | B | 50 | SS16 | PIPELINE : WSD11-112-G2D-00107B-50-SS16 | AME B36.19M | 600 | PN16 |  |  |  | 60.3 | 3.91 |  |  |  | 30 | 500 | 450 | 530 | 900
0010277808 | AT_PROCESS | WSD11-112-G2D-00108-100-SS16 | C4B | 131242-WSD11-DR-P-6015.dgn | WSD11 | 112 | G2D | 00108 |  | 100 | SS16 | PIPELINE : WSD11-112-G2D-00108-100-SS16 | AME B36.19M | 600 | PN16 | 6500 | 5333.3 | 10000 | 114.3 | 3.05 |  |  |  | 30 | 500 | 450 | 530 | 900
0010277808 | AT_PROCESS | WSD11-112-G2D-00108-100-SS16 | C4B | 131242-WSD11-DR-P-6015.dgn | WSD11 | 112 | G2D | 00108 |  | 100 | SS16 | PIPELINE : WSD11-112-G2D-00108-100-SS16 | AME B36.19M | 600 | PN16 | 6500 | 5333.3 | 10000 | 114.3 | 3.05 |  |  |  | 30 | 500 | 450 | 530 | 900
0010277808 | AT_PROCESS | WSD11-112-G2D-00108-100-SS16 | C4B | 131242-WSD11-DR-P-6015.dgn | WSD11 | 112 | G2D | 00108 |  | 100 | SS16 | PIPELINE : WSD11-112-G2D-00108-100-SS16 | AME B36.19M | 600 | PN16 | 6500 | 5333.3 | 10000 | 114.3 | 3.05 |  |  |  | 30 | 500 | 450 | 530 | 900
0010277810 | AT_PROCESS | WSD11-112-G2D-00109-100-SS16 | C4B | 131242-WSD11-DR-P-6015.dgn | WSD11 | 112 | G2D | 00109 |  | 100 | SS16 | PIPELINE : WSD11-112-G2D-00109-100-SS16 | AME B36.19M | 600 | PN16 | 6500 | 5333.3 | 10000 | 114.3 | 3.05 |  |  |  | 30 | 500 | 450 | 530 | 900
0010277810 | AT_PROCESS | WSD11-112-G2D-00109-100-SS16 | C4B | 131242-WSD11-DR-P-6015.dgn | WSD11 | 112 | G2D | 00109 |  | 100 | SS16 | PIPELINE : WSD11-112-G2D-00109-100-SS16 | AME B36.19M | 600 | PN16 | 6500 | 5333.3 | 10000 | 114.3 | 3.05 |  |  |  | 30 | 500 | 450 | 530 | 900
0010277810 | AT_PROCESS | WSD11-112-G2D-00109-100-SS16 | C4B | 131242-WSD11-DR-P-6015.dgn | WSD11 | 112 | G2D | 00109 |  | 100 | SS16 | PIPELINE : WSD11-112-G2D-00109-100-SS16 | AME B36.19M | 600 | PN16 | 6500 | 5333.3 | 10000 | 114.3 | 3.05 |  |  |  | 30 | 500 | 450 | 530 | 900
0010277812 | AT_PROCESS | WSD11-112-G2D-00110-100-SS16 | C4B | 131242-WSD11-DR-P-6015.dgn | WSD11 | 112 | G2D | 00110 |  | 100 | SS16 | PIPELINE : WSD11-112-G2D-00110-100-SS16 | AME B36.19M | 600 | PN16 | 6500 | 5333.3 | 10000 | 114.3 | 3.05 |  |  |  | 30 | 500 | 450 | 530 | 900
0010277812 | AT_PROCESS | WSD11-112-G2D-00110-100-SS16 | C4B | 131242-WSD11-DR-P-6015.dgn | WSD11 | 112 | G2D | 00110 |  | 100 | SS16 | PIPELINE : WSD11-112-G2D-00110-100-SS16 | AME B36.19M | 600 | PN16 | 6500 | 5333.3 | 10000 | 114.3 | 3.05 |  |  |  | 30 | 500 | 450 | 530 | 900
0010277812 | AT_PROCESS | WSD11-112-G2D-00110-100-SS16 | C4B | 131242-WSD11-DR-P-6015.dgn | WSD11 | 112 | G2D | 00110 |  | 100 | SS16 | PIPELINE : WSD11-112-G2D-00110-100-SS16 | AME B36.19M | 600 | PN16 | 6500 | 5333.3 | 10000 | 114.3 | 3.05 |  |  |  | 30 | 500 | 450 | 530 | 900
0010278143 | AT_PROCESS | WSD11-112-G2D-00111-100-SS16 | C4B | 131242-WSD11-DR-P-6017.dgn | WSD11 | 112 | G2D | 00111 |  | 100 | SS16 | PIPELINE : WSD11-112-G2D-00111-100-SS16 | AME B36.19M | 600 | PN16 | 66100 | 40000 | 82000 | 114.3 | 3.05 |  |  |  | 30 | 500 | 450 | 530 | 900
0010278143 | AT_PROCESS | WSD11-112-G2D-00111-100-SS16 | C4B | 131242-WSD11-DR-P-6017.dgn | WSD11 | 112 | G2D | 00111 |  | 100 | SS16 | PIPELINE : WSD11-112-G2D-00111-100-SS16 | AME B36.19M | 600 | PN16 | 66100 | 40000 | 82000 | 114.3 | 3.05 |  |  |  | 30 | 500 | 450 | 530 | 900
0010308359 | AT_PROCESS | WSD11-112-G2D-00111A-25-SS16 | C4B | 131242-WSD11-DR-P-6017.dgn | WSD11 | 112 | G2D | 00111 | A | 25 | SS16 | PIPELINE : WSD11-112-G2D-00111A-25-SS16 | AME B36.19M | 600 | PN16 |  |  |  | 33.4 | 3.38 |  |  |  | 30 | 500 | 450 | 530 | 900
0010278171 | AT_PROCESS | WSD11-112-G2D-00112-100-SS16 | C4B | 131242-WSD11-DR-P-6017.dgn | WSD11 | 112 | G2D | 00112 |  | 100 | SS16 | PIPELINE : WSD11-112-G2D-00112-100-SS16 | AME B36.19M | 600 | PN16 | 22033.3 | 13333.3 | 27333.3 | 114.3 | 3.05 |  |  |  | 30 | 500 | 450 | 530 | 900
0010278171 | AT_PROCESS | WSD11-112-G2D-00112-100-SS16 | C4B | 131242-WSD11-DR-P-6017.dgn | WSD11 | 112 | G2D | 00112 |  | 100 | SS16 | PIPELINE : WSD11-112-G2D-00112-100-SS16 | AME B36.19M | 600 | PN16 | 22033.3 | 13333.3 | 27333.3 | 114.3 | 3.05 |  |  |  | 30 | 500 | 450 | 530 | 900
0010278171 | AT_PROCESS | WSD11-112-G2D-00112-100-SS16 | C4B | 131242-WSD11-DR-P-6017.dgn | WSD11 | 112 | G2D | 00112 |  | 100 | SS16 | PIPELINE : WSD11-112-G2D-00112-100-SS16 | AME B36.19M | 600 | PN16 | 22033.3 | 13333.3 | 27333.3 | 114.3 | 3.05 |  |  |  | 30 | 500 | 450 | 530 | 900
0010278169 | AT_PROCESS | WSD11-112-G2D-00113-100-SS16 | C4B | 131242-WSD11-DR-P-6017.dgn | WSD11 | 112 | G2D | 00113 |  | 100 | SS16 | PIPELINE : WSD11-112-G2D-00113-100-SS16 | AME B36.19M | 600 | PN16 | 22033.3 | 13333.3 | 27333.3 | 114.3 | 3.05 |  |  |  | 30 | 500 | 450 | 530 | 900
0010278169 | AT_PROCESS | WSD11-112-G2D-00113-100-SS16 | C4B | 131242-WSD11-DR-P-6017.dgn | WSD11 | 112 | G2D | 00113 |  | 100 | SS16 | PIPELINE : WSD11-112-G2D-00113-100-SS16 | AME B36.19M | 600 | PN16 | 22033.3 | 13333.3 | 27333.3 | 114.3 | 3.05 |  |  |  | 30 | 500 | 450 | 530 | 900
0010278169 | AT_PROCESS | WSD11-112-G2D-00113-100-SS16 | C4B | 131242-WSD11-DR-P-6017.dgn | WSD11 | 112 | G2D | 00113 |  | 100 | SS16 | PIPELINE : WSD11-112-G2D-00113-100-SS16 | AME B36.19M | 600 | PN16 | 22033.3 | 13333.3 | 27333.3 | 114.3 | 3.05 |  |  |  | 30 | 500 | 450 | 530 | 900
0010278167 | AT_PROCESS | WSD11-112-G2D-00114-100-SS16 | C4B | 131242-WSD11-DR-P-6017.dgn | WSD11 | 112 | G2D | 00114 |  | 100 | SS16 | PIPELINE : WSD11-112-G2D-00114-100-SS16 | AME B36.19M | 600 | PN16 | 22033.3 | 13333.3 | 27333.3 | 114.3 | 3.05 |  |  |  | 30 | 500 | 450 | 530 | 900
0010278167 | AT_PROCESS | WSD11-112-G2D-00114-100-SS16 | C4B | 131242-WSD11-DR-P-6017.dgn | WSD11 | 112 | G2D | 00114 |  | 100 | SS16 | PIPELINE : WSD11-112-G2D-00114-100-SS16 | AME B36.19M | 600 | PN16 | 22033.3 | 13333.3 | 27333.3 | 114.3 | 3.05 |  |  |  | 30 | 500 | 450 | 530 | 900
0010278167 | AT_PROCESS | WSD11-112-G2D-00114-100-SS16 | C4B | 131242-WSD11-DR-P-6017.dgn | WSD11 | 112 | G2D | 00114 |  | 100 | SS16 | PIPELINE : WSD11-112-G2D-00114-100-SS16 | AME B36.19M | 600 | PN16 | 22033.3 | 13333.3 | 27333.3 | 114.3 | 3.05 |  |  |  | 30 | 500 | 450 | 530 | 900
0010307265 | AT_PROCESS | WSD11-112-G2D-00115-100-SS16 | C4B | 131242-WSD11-DR-P-6017.dgn | WSD11 | 112 | G2D | 00115 |  | 100 | SS16 | PIPELINE : WSD11-112-G2D-00115-100-SS16 | AME B36.19M | 600 | PN16 | 66100 | 40000 | 82000 | 114.3 | 3.05 |  |  |  | 30 | 500 | 450 | 530 | 900
0010307265 | AT_PROCESS | WSD11-112-G2D-00115-100-SS16 | C4B | 131242-WSD11-DR-P-6017.dgn | WSD11 | 112 | G2D | 00115 |  | 100 | SS16 | PIPELINE : WSD11-112-G2D-00115-100-SS16 | AME B36.19M | 600 | PN16 | 66100 | 40000 | 82000 | 114.3 | 3.05 |  |  |  | 30 | 500 | 450 | 530 | 900
0010307265 | AT_PROCESS | WSD11-112-G2D-00115-100-SS16 | C4B | 131242-WSD11-DR-P-6017.dgn | WSD11 | 112 | G2D | 00115 |  | 100 | SS16 | PIPELINE : WSD11-112-G2D-00115-100-SS16 | AME B36.19M | 600 | PN16 | 66100 | 40000 | 82000 | 114.3 | 3.05 |  |  |  | 30 | 500 | 450 | 530 | 900
0010307249 | AT_PROCESS | WSD11-112-G2D-00115-150-SS16 | C4B | 131242-WSD11-DR-P-6200.dgn | WSD11 | 112 | G2D | 00115 |  | 150 | SS16 | PIPELINE : WSD11-112-G2D-00115-150-SS16 | AME B36.19M | 600 | PN16 | 132200 | 80000 | 160000 | 168.3 | 3.41 |  |  |  | 30 | 530 | 530 | 530 | 900
0010307249 | AT_PROCESS | WSD11-112-G2D-00115-150-SS16 | C4B | 131242-WSD11-DR-P-6017.dgn | WSD11 | 112 | G2D | 00115 |  | 150 | SS16 | PIPELINE : WSD11-112-G2D-00115-150-SS16 | AME B36.19M | 600 | PN16 | 132200 | 80000 | 160000 | 168.3 | 3.41 |  |  |  | 30 | 530 | 530 | 530 | 900
0010307249 | AT_PROCESS | WSD11-112-G2D-00115-150-SS16 | C4B | 131242-WSD11-DR-P-6200.dgn | WSD11 | 112 | G2D | 00115 |  | 150 | SS16 | PIPELINE : WSD11-112-G2D-00115-150-SS16 | AME B36.19M | 600 | PN16 | 132200 | 80000 | 160000 | 168.3 | 3.41 |  |  |  | 30 | 530 | 530 | 530 | 900
0010308366 | AT_PROCESS | WSD11-112-G2D-00115A-25-SS16 | C4B | 131242-WSD11-DR-P-6017.dgn | WSD11 | 112 | G2D | 00115 | A | 25 | SS16 | PIPELINE : WSD11-112-G2D-00115A-25-SS16 | AME B36.19M | 600 | PN16 |  |  |  | 33.4 | 3.38 |  |  |  | 30 | 500 | 450 | 530 | 900
0010334387 | AT_PROCESS | WSD11-112-G2D-00115A-50-SS16 | C4B | 131242-WSD11-DR-P-6017.dgn | WSD11 | 112 | G2D | 00115 | A | 50 | SS16 | PIPELINE : WSD11-112-G2D-00115A-50-SS16 | AME B36.19M | 600 | PN16 |  |  |  | 60.3 | 3.91 |  |  |  | 30 | 500 | 450 | 530 | 900
0010334387 | AT_PROCESS | WSD11-112-G2D-00115A-50-SS16 | C4B | 131242-WSD11-DR-P-6017.dgn | WSD11 | 112 | G2D | 00115 | A | 50 | SS16 | PIPELINE : WSD11-112-G2D-00115A-50-SS16 | AME B36.19M | 600 | PN16 |  |  |  | 60.3 | 3.91 |  |  |  | 30 | 500 | 450 | 530 | 900
0010334391 | AT_PROCESS | WSD11-112-G2D-00115B-50-SS16 | C4B | 131242-WSD11-DR-P-6017.dgn | WSD11 | 112 | G2D | 00115 | B | 50 | SS16 | PIPELINE : WSD11-112-G2D-00115B-50-SS16 | AME B36.19M | 600 | PN16 |  |  |  | 60.3 | 3.91 |  |  |  | 30 | 500 | 450 | 530 | 900
0010278141 | AT_PROCESS | WSD11-112-G2D-00116-100-SS16 | C4B | 131242-WSD11-DR-P-6017.dgn | WSD11 | 112 | G2D | 00116 |  | 100 | SS16 | PIPELINE : WSD11-112-G2D-00116-100-SS16 | AME B36.19M | 600 | PN16 | 22033.3 | 13333.3 | 27333.3 | 114.3 | 3.05 |  |  |  | 30 | 500 | 450 | 530 | 900
0010278141 | AT_PROCESS | WSD11-112-G2D-00116-100-SS16 | C4B | 131242-WSD11-DR-P-6017.dgn | WSD11 | 112 | G2D | 00116 |  | 100 | SS16 | PIPELINE : WSD11-112-G2D-00116-100-SS16 | AME B36.19M | 600 | PN16 | 22033.3 | 13333.3 | 27333.3 | 114.3 | 3.05 |  |  |  | 30 | 500 | 450 | 530 | 900
0010278141 | AT_PROCESS | WSD11-112-G2D-00116-100-SS16 | C4B | 131242-WSD11-DR-P-6017.dgn | WSD11 | 112 | G2D | 00116 |  | 100 | SS16 | PIPELINE : WSD11-112-G2D-00116-100-SS16 | AME B36.19M | 600 | PN16 | 22033.3 | 13333.3 | 27333.3 | 114.3 | 3.05 |  |  |  | 30 | 500 | 450 | 530 | 900
0010278137 | AT_PROCESS | WSD11-112-G2D-00117-100-SS16 | C4B | 131242-WSD11-DR-P-6017.dgn | WSD11 | 112 | G2D | 00117 |  | 100 | SS16 | PIPELINE : WSD11-112-G2D-00117-100-SS16 | AME B36.19M | 600 | PN16 | 22033.3 | 13333.3 | 27333.3 | 114.3 | 3.05 |  |  |  | 30 | 500 | 450 | 530 | 900
0010278137 | AT_PROCESS | WSD11-112-G2D-00117-100-SS16 | C4B | 131242-WSD11-DR-P-6017.dgn | WSD11 | 112 | G2D | 00117 |  | 100 | SS16 | PIPELINE : WSD11-112-G2D-00117-100-SS16 | AME B36.19M | 600 | PN16 | 22033.3 | 13333.3 | 27333.3 | 114.3 | 3.05 |  |  |  | 30 | 500 | 450 | 530 | 900
0010278137 | AT_PROCESS | WSD11-112-G2D-00117-100-SS16 | C4B | 131242-WSD11-DR-P-6017.dgn | WSD11 | 112 | G2D | 00117 |  | 100 | SS16 | PIPELINE : WSD11-112-G2D-00117-100-SS16 | AME B36.19M | 600 | PN16 | 22033.3 | 13333.3 | 27333.3 | 114.3 | 3.05 |  |  |  | 30 | 500 | 450 | 530 | 900
0010278139 | AT_PROCESS | WSD11-112-G2D-00118-100-SS16 | C4B | 131242-WSD11-DR-P-6017.dgn | WSD11 | 112 | G2D | 00118 |  | 100 | SS16 | PIPELINE : WSD11-112-G2D-00118-100-SS16 | AME B36.19M | 600 | PN16 | 22033.3 | 13333.3 | 27333.3 | 114.3 | 3.05 |  |  |  | 30 | 500 | 450 | 530 | 900
0010278139 | AT_PROCESS | WSD11-112-G2D-00118-100-SS16 | C4B | 131242-WSD11-DR-P-6017.dgn | WSD11 | 112 | G2D | 00118 |  | 100 | SS16 | PIPELINE : WSD11-112-G2D-00118-100-SS16 | AME B36.19M | 600 | PN16 | 22033.3 | 13333.3 | 27333.3 | 114.3 | 3.05 |  |  |  | 30 | 500 | 450 | 530 | 900
0010278139 | AT_PROCESS | WSD11-112-G2D-00118-100-SS16 | C4B | 131242-WSD11-DR-P-6017.dgn | WSD11 | 112 | G2D | 00118 |  | 100 | SS16 | PIPELINE : WSD11-112-G2D-00118-100-SS16 | AME B36.19M | 600 | PN16 | 22033.3 | 13333.3 | 27333.3 | 114.3 | 3.05 |  |  |  | 30 | 500 | 450 | 530 | 900
0010335613 | AT_PROCESS | WSD11-112-G2D-00120-40-SS16 | C4B | 131242-WSD11-DR-P-6016.dgn | WSD11 | 112 | G2D | 00120 |  | 40 | SS16 | PIPELINE : WSD11-112-G2D-00120-40-SS16 | AME B36.19M | 600 | PN16 |  |  |  | 48.3 | 3.68 |  |  |  | 30 | 530 | 530 | 530 | 900
0010335613 | AT_PROCESS | WSD11-112-G2D-00120-40-SS16 | C4B | 131242-WSD11-DR-P-6017.dgn | WSD11 | 112 | G2D | 00120 |  | 40 | SS16 | PIPELINE : WSD11-112-G2D-00120-40-SS16 | AME B36.19M | 600 | PN16 |  |  |  | 48.3 | 3.68 |  |  |  | 30 | 530 | 530 | 530 | 900
0010335610 | AT_PROCESS | WSD11-112-G2D-00121-25-SS16 | C4B | 131242-WSD11-DR-P-6018.dgn | WSD11 | 112 | G2D | 00121 |  | 25 | SS16 | PIPELINE : WSD11-112-G2D-00121-25-SS16 | AME B36.19M | 600 | PN16 |  |  |  | 33.4 | 3.38 |  |  |  | 30 | 500 | 450 | 530 | 900
0010335610 | AT_PROCESS | WSD11-112-G2D-00121-25-SS16 | C4B | 131242-WSD11-DR-P-6017.dgn | WSD11 | 112 | G2D | 00121 |  | 25 | SS16 | PIPELINE : WSD11-112-G2D-00121-25-SS16 | AME B36.19M | 600 | PN16 |  |  |  | 33.4 | 3.38 |  |  |  | 30 | 500 | 450 | 530 | 900
0010335610 | AT_PROCESS | WSD11-112-G2D-00121-25-SS16 | C4B | 131242-WSD11-DR-P-6018.dgn | WSD11 | 112 | G2D | 00121 |  | 25 | SS16 | PIPELINE : WSD11-112-G2D-00121-25-SS16 | AME B36.19M | 600 | PN16 |  |  |  | 33.4 | 3.38 |  |  |  | 30 | 500 | 450 | 530 | 900
0010336169 | AT_PROCESS | WSD11-112-G2D-00122A-25-SS16 | C4B | 131242-WSD11-DR-P-6016.dgn | WSD11 | 112 | G2D | 00122 | A | 25 | SS16 | PIPELINE : WSD11-112-G2D-00122A-25-SS16 | AME B36.19M | 600 | PN16 |  |  |  | 33.4 | 3.38 |  |  |  | 30 | 530 | 530 | 530 | 900
0010336169 | AT_PROCESS | WSD11-112-G2D-00122A-25-SS16 | C4B | 131242-WSD11-DR-P-6016.dgn | WSD11 | 112 | G2D | 00122 | A | 25 | SS16 | PIPELINE : WSD11-112-G2D-00122A-25-SS16 | AME B36.19M | 600 | PN16 |  |  |  | 33.4 | 3.38 |  |  |  | 30 | 530 | 530 | 530 | 900
0010336167 | AT_PROCESS | WSD11-112-G2D-00122B-25-SS16 | C4B | 131242-WSD11-DR-P-6016.dgn | WSD11 | 112 | G2D | 00122 | B | 25 | SS16 | PIPELINE : WSD11-112-G2D-00122B-25-SS16 | AME B36.19M | 600 | PN16 |  |  |  | 33.4 | 3.38 |  |  |  | 30 | 530 | 530 | 530 | 900
0010336167 | AT_PROCESS | WSD11-112-G2D-00122B-25-SS16 | C4B | 131242-WSD11-DR-P-6016.dgn | WSD11 | 112 | G2D | 00122 | B | 25 | SS16 | PIPELINE : WSD11-112-G2D-00122B-25-SS16 | AME B36.19M | 600 | PN16 |  |  |  | 33.4 | 3.38 |  |  |  | 30 | 530 | 530 | 530 | 900
0010308687 | AT_PROCESS | WSD11-112-G2D-00201-32-SS16 | C4B | 131242-WSD11-DR-P-6026.dgn | WSD11 | 112 | G2D | 00201 |  | 32 | SS16 | PIPELINE : WSD11-112-G2D-00201-32-SS16 | AME B36.19M | 600 | PN16 | 9360 | 9360 | 15000 | 42.2 | 3.56 |  |  |  | 30 | 600 | 600 | 600 | 900
0010283308 | AT_PROCESS | WSD11-112-G2D-00201-40-SS16 | C4B | 131242-WSD11-DR-P-6026.dgn | WSD11 | 112 | G2D | 00201 |  | 40 | SS16 | PIPELINE : WSD11-112-G2D-00201-40-SS16 | AME B36.19M | 600 | PN16 | 9360 | 9360 | 15000 | 48.3 | 3.68 |  |  |  | 30 | 600 | 600 | 600 | 900
0010283308 | AT_PROCESS | WSD11-112-G2D-00201-40-SS16 | C4B | 131242-WSD11-DR-P-6031.dgn | WSD11 | 112 | G2D | 00201 |  | 40 | SS16 | PIPELINE : WSD11-112-G2D-00201-40-SS16 | AME B36.19M | 600 | PN16 | 9360 | 9360 | 15000 | 48.3 | 3.68 |  |  |  | 30 | 600 | 600 | 600 | 900
0010283308 | AT_PROCESS | WSD11-112-G2D-00201-40-SS16 | C4B | 131242-WSD11-DR-P-6031.dgn | WSD11 | 112 | G2D | 00201 |  | 40 | SS16 | PIPELINE : WSD11-112-G2D-00201-40-SS16 | AME B36.19M | 600 | PN16 | 9360 | 9360 | 15000 | 48.3 | 3.68 |  |  |  | 30 | 600 | 600 | 600 | 900
0010282810 | AT_PROCESS | WSD11-112-G2D-00201A-25-SS16 | C4B | 131242-WSD11-DR-P-6026.dgn | WSD11 | 112 | G2D | 00201 | A | 25 | SS16 | PIPELINE : WSD11-112-G2D-00201A-25-SS16 | AME B36.19M | 600 | PN16 |  |  |  | 33.4 | 3.38 |  |  |  | 80 | 600 | 600 | 600 | 900
0010283438 | AT_PROCESS | WSD11-112-G2D-00203-100-SS16 | C4B | 131242-WSD11-DR-P-6033.dgn | WSD11 | 112 | G2D | 00203 |  | 100 | SS16 | PIPELINE : WSD11-112-G2D-00203-100-SS16 | AME B36.19M | 600 | PN16 | 19500 | 16000 | 30000 | 114.3 | 3.05 |  |  |  | 30 | 500 | 450 | 530 | 900
0010283438 | AT_PROCESS | WSD11-112-G2D-00203-100-SS16 | C4B | 131242-WSD11-DR-P-6033.dgn | WSD11 | 112 | G2D | 00203 |  | 100 | SS16 | PIPELINE : WSD11-112-G2D-00203-100-SS16 | AME B36.19M | 600 | PN16 | 19500 | 16000 | 30000 | 114.3 | 3.05 |  |  |  | 30 | 500 | 450 | 530 | 900
0010283438 | AT_PROCESS | WSD11-112-G2D-00203-100-SS16 | C4B | 131242-WSD11-DR-P-6033.dgn | WSD11 | 112 | G2D | 00203 |  | 100 | SS16 | PIPELINE : WSD11-112-G2D-00203-100-SS16 | AME B36.19M | 600 | PN16 | 19500 | 16000 | 30000 | 114.3 | 3.05 |  |  |  | 30 | 500 | 450 | 530 | 900
0010283442 | AT_PROCESS | WSD11-112-G2D-00204-100-SS16 | C4B | 131242-WSD11-DR-P-6033.dgn | WSD11 | 112 | G2D | 00204 |  | 100 | SS16 | PIPELINE : WSD11-112-G2D-00204-100-SS16 | AME B36.19M | 600 | PN16 | 6500 | 5333.3 | 10000 | 114.3 | 3.05 |  |  |  | 30 | 500 | 450 | 530 | 900
0010283442 | AT_PROCESS | WSD11-112-G2D-00204-100-SS16 | C4B | 131242-WSD11-DR-P-6033.dgn | WSD11 | 112 | G2D | 00204 |  | 100 | SS16 | PIPELINE : WSD11-112-G2D-00204-100-SS16 | AME B36.19M | 600 | PN16 | 6500 | 5333.3 | 10000 | 114.3 | 3.05 |  |  |  | 30 | 500 | 450 | 530 | 900
0010283442 | AT_PROCESS | WSD11-112-G2D-00204-100-SS16 | C4B | 131242-WSD11-DR-P-6033.dgn | WSD11 | 112 | G2D | 00204 |  | 100 | SS16 | PIPELINE : WSD11-112-G2D-00204-100-SS16 | AME B36.19M | 600 | PN16 | 6500 | 5333.3 | 10000 | 114.3 | 3.05 |  |  |  | 30 | 500 | 450 | 530 | 900
0010283540 | AT_PROCESS | WSD11-112-G2D-00205-100-SS16 | C4B | 131242-WSD11-DR-P-6033.dgn | WSD11 | 112 | G2D | 00205 |  | 100 | SS16 | PIPELINE : WSD11-112-G2D-00205-100-SS16 | AME B36.19M | 600 | PN16 | 6500 | 5333.3 | 10000 | 114.3 | 3.05 |  |  |  | 30 | 500 | 450 | 530 | 900
0010283540 | AT_PROCESS | WSD11-112-G2D-00205-100-SS16 | C4B | 131242-WSD11-DR-P-6033.dgn | WSD11 | 112 | G2D | 00205 |  | 100 | SS16 | PIPELINE : WSD11-112-G2D-00205-100-SS16 | AME B36.19M | 600 | PN16 | 6500 | 5333.3 | 10000 | 114.3 | 3.05 |  |  |  | 30 | 500 | 450 | 530 | 900
0010283540 | AT_PROCESS | WSD11-112-G2D-00205-100-SS16 | C4B | 131242-WSD11-DR-P-6033.dgn | WSD11 | 112 | G2D | 00205 |  | 100 | SS16 | PIPELINE : WSD11-112-G2D-00205-100-SS16 | AME B36.19M | 600 | PN16 | 6500 | 5333.3 | 10000 | 114.3 | 3.05 |  |  |  | 30 | 500 | 450 | 530 | 900
0010283444 | AT_PROCESS | WSD11-112-G2D-00206-100-SS16 | C4B | 131242-WSD11-DR-P-6033.dgn | WSD11 | 112 | G2D | 00206 |  | 100 | SS16 | PIPELINE : WSD11-112-G2D-00206-100-SS16 | AME B36.19M | 600 | PN16 | 6500 | 5333.3 | 10000 | 114.3 | 3.05 |  |  |  | 30 | 500 | 450 | 530 | 900
0010283444 | AT_PROCESS | WSD11-112-G2D-00206-100-SS16 | C4B | 131242-WSD11-DR-P-6033.dgn | WSD11 | 112 | G2D | 00206 |  | 100 | SS16 | PIPELINE : WSD11-112-G2D-00206-100-SS16 | AME B36.19M | 600 | PN16 | 6500 | 5333.3 | 10000 | 114.3 | 3.05 |  |  |  | 30 | 500 | 450 | 530 | 900
0010283444 | AT_PROCESS | WSD11-112-G2D-00206-100-SS16 | C4B | 131242-WSD11-DR-P-6033.dgn | WSD11 | 112 | G2D | 00206 |  | 100 | SS16 | PIPELINE : WSD11-112-G2D-00206-100-SS16 | AME B36.19M | 600 | PN16 | 6500 | 5333.3 | 10000 | 114.3 | 3.05 |  |  |  | 30 | 500 | 450 | 530 | 900
0010308865 | AT_PROCESS | WSD11-112-G2D-00207-25-SS16 | C4B | 131242-WSD11-DR-P-6033.dgn | WSD11 | 112 | G2D | 00207 |  | 25 | SS16 | PIPELINE : WSD11-112-G2D-00207-25-SS16 | AME B36.19M | 600 | PN16 |  |  |  | 33.4 | 3.38 |  |  |  | 30 | 500 | 450 | 530 | 900
0010283417 | AT_PROCESS | WSD11-112-G2D-00207-50-SS16 | C4B | 131242-WSD11-DR-P-6033.dgn | WSD11 | 112 | G2D | 00207 |  | 50 | SS16 | PIPELINE : WSD11-112-G2D-00207-50-SS16 | AME B36.19M | 600 | PN16 | 39000 | 32000 | 60000 | 60.3 | 3.91 |  |  |  | 30 | 530 | 530 | 530 | 900
0010283417 | AT_PROCESS | WSD11-112-G2D-00207-50-SS16 | C4B | 131242-WSD11-DR-P-6200.dgn | WSD11 | 112 | G2D | 00207 |  | 50 | SS16 | PIPELINE : WSD11-112-G2D-00207-50-SS16 | AME B36.19M | 600 | PN16 | 39000 | 32000 | 60000 | 60.3 | 3.91 |  |  |  | 30 | 530 | 530 | 530 | 900
0010283417 | AT_PROCESS | WSD11-112-G2D-00207-50-SS16 | C4B | 131242-WSD11-DR-P-6033.dgn | WSD11 | 112 | G2D | 00207 |  | 50 | SS16 | PIPELINE : WSD11-112-G2D-00207-50-SS16 | AME B36.19M | 600 | PN16 | 39000 | 32000 | 60000 | 60.3 | 3.91 |  |  |  | 30 | 530 | 530 | 530 | 900
0010283417 | AT_PROCESS | WSD11-112-G2D-00207-50-SS16 | C4B | 131242-WSD11-DR-P-6033.dgn | WSD11 | 112 | G2D | 00207 |  | 50 | SS16 | PIPELINE : WSD11-112-G2D-00207-50-SS16 | AME B36.19M | 600 | PN16 | 39000 | 32000 | 60000 | 60.3 | 3.91 |  |  |  | 30 | 530 | 530 | 530 | 900
0010334450 | AT_PROCESS | WSD11-112-G2D-00207A-50-SS16 | C4B | 131242-WSD11-DR-P-6033.dgn | WSD11 | 112 | G2D | 00207 | A | 50 | SS16 | PIPELINE : WSD11-112-G2D-00207A-50-SS16 | AME B36.19M | 600 | PN16 |  |  |  | 60.3 | 3.91 |  |  |  | 30 | 500 | 450 | 530 | 900
0010334450 | AT_PROCESS | WSD11-112-G2D-00207A-50-SS16 | C4B | 131242-WSD11-DR-P-6033.dgn | WSD11 | 112 | G2D | 00207 | A | 50 | SS16 | PIPELINE : WSD11-112-G2D-00207A-50-SS16 | AME B36.19M | 600 | PN16 |  |  |  | 60.3 | 3.91 |  |  |  | 30 | 500 | 450 | 530 | 900
0010334457 | AT_PROCESS | WSD11-112-G2D-00207B-50-SS16 | C4B | 131242-WSD11-DR-P-6033.dgn | WSD11 | 112 | G2D | 00207 | B | 50 | SS16 | PIPELINE : WSD11-112-G2D-00207B-50-SS16 | AME B36.19M | 600 | PN16 |  |  |  | 60.3 | 3.91 |  |  |  | 30 | 500 | 450 | 530 | 900
0010283448 | AT_PROCESS | WSD11-112-G2D-00208-100-SS16 | C4B | 131242-WSD11-DR-P-6033.dgn | WSD11 | 112 | G2D | 00208 |  | 100 | SS16 | PIPELINE : WSD11-112-G2D-00208-100-SS16 | AME B36.19M | 600 | PN16 | 6500 | 5333.3 | 10000 | 114.3 | 3.05 |  |  |  | 30 | 500 | 450 | 530 | 900
0010283448 | AT_PROCESS | WSD11-112-G2D-00208-100-SS16 | C4B | 131242-WSD11-DR-P-6033.dgn | WSD11 | 112 | G2D | 00208 |  | 100 | SS16 | PIPELINE : WSD11-112-G2D-00208-100-SS16 | AME B36.19M | 600 | PN16 | 6500 | 5333.3 | 10000 | 114.3 | 3.05 |  |  |  | 30 | 500 | 450 | 530 | 900
0010283448 | AT_PROCESS | WSD11-112-G2D-00208-100-SS16 | C4B | 131242-WSD11-DR-P-6033.dgn | WSD11 | 112 | G2D | 00208 |  | 100 | SS16 | PIPELINE : WSD11-112-G2D-00208-100-SS16 | AME B36.19M | 600 | PN16 | 6500 | 5333.3 | 10000 | 114.3 | 3.05 |  |  |  | 30 | 500 | 450 | 530 | 900
0010283450 | AT_PROCESS | WSD11-112-G2D-00209-100-SS16 | C4B | 131242-WSD11-DR-P-6033.dgn | WSD11 | 112 | G2D | 00209 |  | 100 | SS16 | PIPELINE : WSD11-112-G2D-00209-100-SS16 | AME B36.19M | 600 | PN16 | 6500 | 5333.3 | 10000 | 114.3 | 3.05 |  |  |  | 30 | 500 | 450 | 530 | 900
0010283450 | AT_PROCESS | WSD11-112-G2D-00209-100-SS16 | C4B | 131242-WSD11-DR-P-6033.dgn | WSD11 | 112 | G2D | 00209 |  | 100 | SS16 | PIPELINE : WSD11-112-G2D-00209-100-SS16 | AME B36.19M | 600 | PN16 | 6500 | 5333.3 | 10000 | 114.3 | 3.05 |  |  |  | 30 | 500 | 450 | 530 | 900
0010283450 | AT_PROCESS | WSD11-112-G2D-00209-100-SS16 | C4B | 131242-WSD11-DR-P-6033.dgn | WSD11 | 112 | G2D | 00209 |  | 100 | SS16 | PIPELINE : WSD11-112-G2D-00209-100-SS16 | AME B36.19M | 600 | PN16 | 6500 | 5333.3 | 10000 | 114.3 | 3.05 |  |  |  | 30 | 500 | 450 | 530 | 900
0010283452 | AT_PROCESS | WSD11-112-G2D-00210-100-SS16 | C4B | 131242-WSD11-DR-P-6033.dgn | WSD11 | 112 | G2D | 00210 |  | 100 | SS16 | PIPELINE : WSD11-112-G2D-00210-100-SS16 | AME B36.19M | 600 | PN16 | 6500 | 5333.3 | 10000 | 114.3 | 3.05 |  |  |  | 30 | 500 | 450 | 530 | 900
0010283452 | AT_PROCESS | WSD11-112-G2D-00210-100-SS16 | C4B | 131242-WSD11-DR-P-6033.dgn | WSD11 | 112 | G2D | 00210 |  | 100 | SS16 | PIPELINE : WSD11-112-G2D-00210-100-SS16 | AME B36.19M | 600 | PN16 | 6500 | 5333.3 | 10000 | 114.3 | 3.05 |  |  |  | 30 | 500 | 450 | 530 | 900
0010283452 | AT_PROCESS | WSD11-112-G2D-00210-100-SS16 | C4B | 131242-WSD11-DR-P-6033.dgn | WSD11 | 112 | G2D | 00210 |  | 100 | SS16 | PIPELINE : WSD11-112-G2D-00210-100-SS16 | AME B36.19M | 600 | PN16 | 6500 | 5333.3 | 10000 | 114.3 | 3.05 |  |  |  | 30 | 500 | 450 | 530 | 900
0010283861 | AT_PROCESS | WSD11-112-G2D-00211-100-SS16 | C4B | 131242-WSD11-DR-P-6035.dgn | WSD11 | 112 | G2D | 00211 |  | 100 | SS16 | PIPELINE : WSD11-112-G2D-00211-100-SS16 | AME B36.19M | 600 | PN16 | 66100 | 40000 | 82000 | 114.3 | 3.05 |  |  |  | 30 | 500 | 450 | 530 | 900
0010283861 | AT_PROCESS | WSD11-112-G2D-00211-100-SS16 | C4B | 131242-WSD11-DR-P-6035.dgn | WSD11 | 112 | G2D | 00211 |  | 100 | SS16 | PIPELINE : WSD11-112-G2D-00211-100-SS16 | AME B36.19M | 600 | PN16 | 66100 | 40000 | 82000 | 114.3 | 3.05 |  |  |  | 30 | 500 | 450 | 530 | 900
0010309064 | AT_PROCESS | WSD11-112-G2D-00211-25-SS16 | C4B | 131242-WSD11-DR-P-6035.dgn | WSD11 | 112 | G2D | 00211 |  | 25 | SS16 | PIPELINE : WSD11-112-G2D-00211-25-SS16 | AME B36.19M | 600 | PN16 |  |  |  | 33.4 | 3.38 |  |  |  | 30 | 500 | 450 | 530 | 900
0010283865 | AT_PROCESS | WSD11-112-G2D-00212-100-SS16 | C4B | 131242-WSD11-DR-P-6035.dgn | WSD11 | 112 | G2D | 00212 |  | 100 | SS16 | PIPELINE : WSD11-112-G2D-00212-100-SS16 | AME B36.19M | 600 | PN16 | 22033.3 | 13333.3 | 27333.3 | 114.3 | 3.05 |  |  |  | 30 | 500 | 450 | 530 | 900
0010283865 | AT_PROCESS | WSD11-112-G2D-00212-100-SS16 | C4B | 131242-WSD11-DR-P-6035.dgn | WSD11 | 112 | G2D | 00212 |  | 100 | SS16 | PIPELINE : WSD11-112-G2D-00212-100-SS16 | AME B36.19M | 600 | PN16 | 22033.3 | 13333.3 | 27333.3 | 114.3 | 3.05 |  |  |  | 30 | 500 | 450 | 530 | 900
0010283865 | AT_PROCESS | WSD11-112-G2D-00212-100-SS16 | C4B | 131242-WSD11-DR-P-6035.dgn | WSD11 | 112 | G2D | 00212 |  | 100 | SS16 | PIPELINE : WSD11-112-G2D-00212-100-SS16 | AME B36.19M | 600 | PN16 | 22033.3 | 13333.3 | 27333.3 | 114.3 | 3.05 |  |  |  | 30 | 500 | 450 | 530 | 900
0010309074 | AT_PROCESS | WSD11-112-G2D-00212C-25-SS16 | C4B | 131242-WSD11-DR-P-6035.dgn | WSD11 | 112 | G2D | 00212 | C | 25 | SS16 | PIPELINE : WSD11-112-G2D-00212C-25-SS16 | AME B36.19M | 600 | PN16 |  |  |  | 33.4 | 3.38 |  |  |  | 30 | 500 | 450 | 530 | 900
0010283914 | AT_PROCESS | WSD11-112-G2D-00213-100-SS16 | C4B | 131242-WSD11-DR-P-6035.dgn | WSD11 | 112 | G2D | 00213 |  | 100 | SS16 | PIPELINE : WSD11-112-G2D-00213-100-SS16 | AME B36.19M | 600 | PN16 | 22033.3 | 13333.3 | 27333.3 | 114.3 | 3.05 |  |  |  | 30 | 500 | 450 | 530 | 900
0010283914 | AT_PROCESS | WSD11-112-G2D-00213-100-SS16 | C4B | 131242-WSD11-DR-P-6035.dgn | WSD11 | 112 | G2D | 00213 |  | 100 | SS16 | PIPELINE : WSD11-112-G2D-00213-100-SS16 | AME B36.19M | 600 | PN16 | 22033.3 | 13333.3 | 27333.3 | 114.3 | 3.05 |  |  |  | 30 | 500 | 450 | 530 | 900
0010283914 | AT_PROCESS | WSD11-112-G2D-00213-100-SS16 | C4B | 131242-WSD11-DR-P-6035.dgn | WSD11 | 112 | G2D | 00213 |  | 100 | SS16 | PIPELINE : WSD11-112-G2D-00213-100-SS16 | AME B36.19M | 600 | PN16 | 22033.3 | 13333.3 | 27333.3 | 114.3 | 3.05 |  |  |  | 30 | 500 | 450 | 530 | 900
0010283867 | AT_PROCESS | WSD11-112-G2D-00214-100-SS16 | C4B | 131242-WSD11-DR-P-6035.dgn | WSD11 | 112 | G2D | 00214 |  | 100 | SS16 | PIPELINE : WSD11-112-G2D-00214-100-SS16 | AME B36.19M | 600 | PN16 | 22033.3 | 13333.3 | 27333.3 | 114.3 | 3.05 |  |  |  | 30 | 500 | 450 | 530 | 900
0010283867 | AT_PROCESS | WSD11-112-G2D-00214-100-SS16 | C4B | 131242-WSD11-DR-P-6035.dgn | WSD11 | 112 | G2D | 00214 |  | 100 | SS16 | PIPELINE : WSD11-112-G2D-00214-100-SS16 | AME B36.19M | 600 | PN16 | 22033.3 | 13333.3 | 27333.3 | 114.3 | 3.05 |  |  |  | 30 | 500 | 450 | 530 | 900
0010283867 | AT_PROCESS | WSD11-112-G2D-00214-100-SS16 | C4B | 131242-WSD11-DR-P-6035.dgn | WSD11 | 112 | G2D | 00214 |  | 100 | SS16 | PIPELINE : WSD11-112-G2D-00214-100-SS16 | AME B36.19M | 600 | PN16 | 22033.3 | 13333.3 | 27333.3 | 114.3 | 3.05 |  |  |  | 30 | 500 | 450 | 530 | 900
0010283846 | AT_PROCESS | WSD11-112-G2D-00215-100-SS16 | C4B | 131242-WSD11-DR-P-6035.dgn | WSD11 | 112 | G2D | 00215 |  | 100 | SS16 | PIPELINE : WSD11-112-G2D-00215-100-SS16 | AME B36.19M | 600 | PN16 | 66100 | 40000 | 82000 | 114.3 | 3.05 |  |  |  | 30 | 500 | 450 | 530 | 900
0010283846 | AT_PROCESS | WSD11-112-G2D-00215-100-SS16 | C4B | 131242-WSD11-DR-P-6035.dgn | WSD11 | 112 | G2D | 00215 |  | 100 | SS16 | PIPELINE : WSD11-112-G2D-00215-100-SS16 | AME B36.19M | 600 | PN16 | 66100 | 40000 | 82000 | 114.3 | 3.05 |  |  |  | 30 | 500 | 450 | 530 | 900
0010283846 | AT_PROCESS | WSD11-112-G2D-00215-100-SS16 | C4B | 131242-WSD11-DR-P-6035.dgn | WSD11 | 112 | G2D | 00215 |  | 100 | SS16 | PIPELINE : WSD11-112-G2D-00215-100-SS16 | AME B36.19M | 600 | PN16 | 66100 | 40000 | 82000 | 114.3 | 3.05 |  |  |  | 30 | 500 | 450 | 530 | 900
0010307294 | AT_PROCESS | WSD11-112-G2D-00215-150-SS16 | C4B | 131242-WSD11-DR-P-6200.dgn | WSD11 | 112 | G2D | 00215 |  | 150 | SS16 | PIPELINE : WSD11-112-G2D-00215-150-SS16 | AME B36.19M | 600 | PN16 | 8400 | 2100 | 20000 | 168.3 | 3.41 |  |  |  | 30 | 530 | 530 | 530 | 900
0010307294 | AT_PROCESS | WSD11-112-G2D-00215-150-SS16 | C4B | 131242-WSD11-DR-P-6200.dgn | WSD11 | 112 | G2D | 00215 |  | 150 | SS16 | PIPELINE : WSD11-112-G2D-00215-150-SS16 | AME B36.19M | 600 | PN16 | 8400 | 2100 | 20000 | 168.3 | 3.41 |  |  |  | 30 | 530 | 530 | 530 | 900
0010307294 | AT_PROCESS | WSD11-112-G2D-00215-150-SS16 | C4B | 131242-WSD11-DR-P-6035.dgn | WSD11 | 112 | G2D | 00215 |  | 150 | SS16 | PIPELINE : WSD11-112-G2D-00215-150-SS16 | AME B36.19M | 600 | PN16 | 8400 | 2100 | 20000 | 168.3 | 3.41 |  |  |  | 30 | 530 | 530 | 530 | 900
0010309039 | AT_PROCESS | WSD11-112-G2D-00215A-25-SS16 | C4B | 131242-WSD11-DR-P-6035.dgn | WSD11 | 112 | G2D | 00215 | A | 25 | SS16 | PIPELINE : WSD11-112-G2D-00215A-25-SS16 | AME B36.19M | 600 | PN16 |  |  |  | 33.4 | 3.38 |  |  |  | 30 | 500 | 450 | 530 | 900
0010283871 | AT_PROCESS | WSD11-112-G2D-00216-100-SS16 | C4B | 131242-WSD11-DR-P-6035.dgn | WSD11 | 112 | G2D | 00216 |  | 100 | SS16 | PIPELINE : WSD11-112-G2D-00216-100-SS16 | AME B36.19M | 600 | PN16 | 22033.3 | 13333.3 | 27333.3 | 114.3 | 3.05 |  |  |  | 30 | 500 | 450 | 530 | 900
0010283871 | AT_PROCESS | WSD11-112-G2D-00216-100-SS16 | C4B | 131242-WSD11-DR-P-6035.dgn | WSD11 | 112 | G2D | 00216 |  | 100 | SS16 | PIPELINE : WSD11-112-G2D-00216-100-SS16 | AME B36.19M | 600 | PN16 | 22033.3 | 13333.3 | 27333.3 | 114.3 | 3.05 |  |  |  | 30 | 500 | 450 | 530 | 900
0010283871 | AT_PROCESS | WSD11-112-G2D-00216-100-SS16 | C4B | 131242-WSD11-DR-P-6035.dgn | WSD11 | 112 | G2D | 00216 |  | 100 | SS16 | PIPELINE : WSD11-112-G2D-00216-100-SS16 | AME B36.19M | 600 | PN16 | 22033.3 | 13333.3 | 27333.3 | 114.3 | 3.05 |  |  |  | 30 | 500 | 450 | 530 | 900
0010333669 | AT_PROCESS | WSD11-112-G2D-00216C-25-SS16 | C4B | 131242-WSD11-DR-P-6035.dgn | WSD11 | 112 | G2D | 00216 | C | 25 | SS16 | PIPELINE : WSD11-112-G2D-00216C-25-SS16 | AME B36.19M | 600 | PN16 |  |  |  | 33.4 | 3.38 |  |  |  | 30 | 500 | 450 | 530 | 900
0010283873 | AT_PROCESS | WSD11-112-G2D-00217-100-SS16 | C4B | 131242-WSD11-DR-P-6035.dgn | WSD11 | 112 | G2D | 00217 |  | 100 | SS16 | PIPELINE : WSD11-112-G2D-00217-100-SS16 | AME B36.19M | 600 | PN16 | 22033.3 | 13333.3 | 27333.3 | 114.3 | 3.05 |  |  |  | 30 | 500 | 450 | 530 | 900
0010283873 | AT_PROCESS | WSD11-112-G2D-00217-100-SS16 | C4B | 131242-WSD11-DR-P-6035.dgn | WSD11 | 112 | G2D | 00217 |  | 100 | SS16 | PIPELINE : WSD11-112-G2D-00217-100-SS16 | AME B36.19M | 600 | PN16 | 22033.3 | 13333.3 | 27333.3 | 114.3 | 3.05 |  |  |  | 30 | 500 | 450 | 530 | 900
0010283873 | AT_PROCESS | WSD11-112-G2D-00217-100-SS16 | C4B | 131242-WSD11-DR-P-6035.dgn | WSD11 | 112 | G2D | 00217 |  | 100 | SS16 | PIPELINE : WSD11-112-G2D-00217-100-SS16 | AME B36.19M | 600 | PN16 | 22033.3 | 13333.3 | 27333.3 | 114.3 | 3.05 |  |  |  | 30 | 500 | 450 | 530 | 900
0010283875 | AT_PROCESS | WSD11-112-G2D-00218-100-SS16 | C4B | 131242-WSD11-DR-P-6035.dgn | WSD11 | 112 | G2D | 00218 |  | 100 | SS16 | PIPELINE : WSD11-112-G2D-00218-100-SS16 | AME B36.19M | 600 | PN16 | 22033.3 | 13333.3 | 27333.3 | 114.3 | 3.05 |  |  |  | 30 | 500 | 450 | 530 | 900
0010283875 | AT_PROCESS | WSD11-112-G2D-00218-100-SS16 | C4B | 131242-WSD11-DR-P-6035.dgn | WSD11 | 112 | G2D | 00218 |  | 100 | SS16 | PIPELINE : WSD11-112-G2D-00218-100-SS16 | AME B36.19M | 600 | PN16 | 22033.3 | 13333.3 | 27333.3 | 114.3 | 3.05 |  |  |  | 30 | 500 | 450 | 530 | 900
0010283875 | AT_PROCESS | WSD11-112-G2D-00218-100-SS16 | C4B | 131242-WSD11-DR-P-6035.dgn | WSD11 | 112 | G2D | 00218 |  | 100 | SS16 | PIPELINE : WSD11-112-G2D-00218-100-SS16 | AME B36.19M | 600 | PN16 | 22033.3 | 13333.3 | 27333.3 | 114.3 | 3.05 |  |  |  | 30 | 500 | 450 | 530 | 900
0010336228 | AT_PROCESS | WSD11-112-G2D-00219-50-SS16 | C4B | 131242-WSD11-DR-P-6035.dgn | WSD11 | 112 | G2D | 00219 |  | 50 | SS16 | PIPELINE : WSD11-112-G2D-00219-50-SS16 | AME B36.19M | 600 | PN16 |  |  |  | 60.3 | 3.91 |  |  |  | 30 | 500 | 450 | 530 | 900
0010336201 | AT_PROCESS | WSD11-112-G2D-00220-40-SS16 | C4B | 131242-WSD11-DR-P-6035.dgn | WSD11 | 112 | G2D | 00220 |  | 40 | SS16 | PIPELINE : WSD11-112-G2D-00220-40-SS16 | AME B36.19M | 600 | PN16 |  |  |  | 48.3 | 3.68 |  |  |  | 30 | 500 | 450 | 530 | 900
0010336204 | AT_PROCESS | WSD11-112-G2D-00222A-25-SS16 | C4B | 131242-WSD11-DR-P-6034.dgn | WSD11 | 112 | G2D | 00222 | A | 25 | SS16 | PIPELINE : WSD11-112-G2D-00222A-25-SS16 | AME B36.19M | 600 | PN16 |  |  |  | 33.4 | 3.38 |  |  |  | 30 | 530 | 530 | 530 | 900
0010336204 | AT_PROCESS | WSD11-112-G2D-00222A-25-SS16 | C4B | 131242-WSD11-DR-P-6034.dgn | WSD11 | 112 | G2D | 00222 | A | 25 | SS16 | PIPELINE : WSD11-112-G2D-00222A-25-SS16 | AME B36.19M | 600 | PN16 |  |  |  | 33.4 | 3.38 |  |  |  | 30 | 530 | 530 | 530 | 900
0010336203 | AT_PROCESS | WSD11-112-G2D-00222B-25-SS16 | C4B | 131242-WSD11-DR-P-6034.dgn | WSD11 | 112 | G2D | 00222 | B | 25 | SS16 | PIPELINE : WSD11-112-G2D-00222B-25-SS16 | AME B36.19M | 600 | PN16 |  |  |  | 33.4 | 3.38 |  |  |  | 30 | 530 | 530 | 530 | 900
0010336203 | AT_PROCESS | WSD11-112-G2D-00222B-25-SS16 | C4B | 131242-WSD11-DR-P-6034.dgn | WSD11 | 112 | G2D | 00222 | B | 25 | SS16 | PIPELINE : WSD11-112-G2D-00222B-25-SS16 | AME B36.19M | 600 | PN16 |  |  |  | 33.4 | 3.38 |  |  |  | 30 | 530 | 530 | 530 | 900
0010336235 | AT_PROCESS | WSD11-112-G2D-00223-25-SS16 | C4B | 131242-WSD11-DR-P-6036.dgn | WSD11 | 112 | G2D | 00223 |  | 25 | SS16 | PIPELINE : WSD11-112-G2D-00223-25-SS16 | AME B36.19M | 600 | PN16 |  |  |  | 33.4 | 3.38 |  |  |  | 30 | 530 | 530 | 530 | 900
0010336235 | AT_PROCESS | WSD11-112-G2D-00223-25-SS16 | C4B | 131242-WSD11-DR-P-6036.dgn | WSD11 | 112 | G2D | 00223 |  | 25 | SS16 | PIPELINE : WSD11-112-G2D-00223-25-SS16 | AME B36.19M | 600 | PN16 |  |  |  | 33.4 | 3.38 |  |  |  | 30 | 530 | 530 | 530 | 900
0010336225 | AT_PROCESS | WSD11-112-G2D-00225-40-SS16 | C4B | 131242-WSD11-DR-P-6035.dgn | WSD11 | 112 | G2D | 00225 |  | 40 | SS16 | PIPELINE : WSD11-112-G2D-00225-40-SS16 | AME B36.19M | 600 | PN16 |  |  |  | 48.3 | 3.68 |  |  |  | 30 | 500 | 450 | 530 | 900
0010336225 | AT_PROCESS | WSD11-112-G2D-00225-40-SS16 | C4B | 131242-WSD11-DR-P-6034.dgn | WSD11 | 112 | G2D | 00225 |  | 40 | SS16 | PIPELINE : WSD11-112-G2D-00225-40-SS16 | AME B36.19M | 600 | PN16 |  |  |  | 48.3 | 3.68 |  |  |  | 30 | 500 | 450 | 530 | 900
0010281209 | AT_PROCESS | WSD11-112-HS-00001A-150-SS16 | C4B | 131242-WSD11-DR-P-6070.dgn | WSD11 | 112 | HS | 00001 | A | 150 | SS16 | PIPELINE : WSD11-112-HS-00001A-150-SS16 | AME B36.19M | 900 | PN16 |  |  |  | 168.3 | 3.41 |  | 10 | POLYURETHANE | 50 | 567 | 400 | 600 | 1350
0010281232 | AT_PROCESS | WSD11-112-HS-00001B-150-SS16 | C4B | 131242-WSD11-DR-P-6070.dgn | WSD11 | 112 | HS | 00001 | B | 150 | SS16 | PIPELINE : WSD11-112-HS-00001B-150-SS16 | AME B36.19M | 900 | PN16 |  |  |  | 168.3 | 3.41 |  | 10 | POLYURETHANE | 50 | 567 | 400 | 600 | 1350
0010306794 | AT_PROCESS | WSD11-112-HS-00003-150-SS16 | C4B | 131242-WSD11-DR-P-6070.dgn | WSD11 | 112 | HS | 00003 |  | 150 | SS16 | PIPELINE : WSD11-112-HS-00003-150-SS16 | AME B36.19M | 900 | PN16 | 63600 | 30800 | 82300 | 168.3 | 3.41 |  | 10 | POLYURETHANE | 50 | 347 | 200 | 400 | 1350
0010281203 | AT_PROCESS | WSD11-112-HS-00003A-50-SS16 | C4B | 131242-WSD11-DR-P-6070.dgn | WSD11 | 112 | HS | 00003 | A | 50 | SS16 | PIPELINE : WSD11-112-HS-00003A-50-SS16 | AME B36.19M | 900 | PN16 |  |  |  | 60.3 | 3.91 |  | 10 | POLYURETHANE | 50 | 347 | 200 | 400 | 1350
0010309199 | AT_PROCESS | WSD11-112-HS-00004-150-SS16 | C4B | 131242-WSD11-DR-P-6070.dgn | WSD11 | 112 | HS | 00004 |  | 150 | SS16 | PIPELINE : WSD11-112-HS-00004-150-SS16 | AME B36.19M | 900 | PN16 | 30800 | 30800 | 61000 | 168.3 | 3.41 |  | 10 | POLYURETHANE | 50 | 531 | 400 | 600 | 1350
0010309199 | AT_PROCESS | WSD11-112-HS-00004-150-SS16 | C4B | 131242-WSD11-DR-P-6070.dgn | WSD11 | 112 | HS | 00004 |  | 150 | SS16 | PIPELINE : WSD11-112-HS-00004-150-SS16 | AME B36.19M | 900 | PN16 | 30800 | 30800 | 61000 | 168.3 | 3.41 |  | 10 | POLYURETHANE | 50 | 531 | 400 | 600 | 1350
0010309199 | AT_PROCESS | WSD11-112-HS-00004-150-SS16 | C4B | 131242-WSD11-DR-P-6070.dgn | WSD11 | 112 | HS | 00004 |  | 150 | SS16 | PIPELINE : WSD11-112-HS-00004-150-SS16 | AME B36.19M | 900 | PN16 | 30800 | 30800 | 61000 | 168.3 | 3.41 |  | 10 | POLYURETHANE | 50 | 531 | 400 | 600 | 1350
0010281170 | AT_PROCESS | WSD11-112-HS-00004A-50-SS16 | C4B | 131242-WSD11-DR-P-6070.dgn | WSD11 | 112 | HS | 00004 | A | 50 | SS16 | PIPELINE : WSD11-112-HS-00004A-50-SS16 | AME B36.19M | 900 | PN16 |  |  |  | 60.3 | 3.91 |  | 10 | POLYURETHANE | 50 | 531 | 400 | 600 | 1350
0010281166 | AT_PROCESS | WSD11-112-HS-00004B-50-SS16 | C4B | 131242-WSD11-DR-P-6070.dgn | WSD11 | 112 | HS | 00004 | B | 50 | SS16 | PIPELINE : WSD11-112-HS-00004B-50-SS16 | AME B36.19M | 900 | PN16 |  |  |  | 60.3 | 3.91 |  | 10 | POLYURETHANE | 50 | 531 | 400 | 600 | 1350
0010309632 | AT_PROCESS | WSD11-112-HS-00004C-25-SS16 | C4B | 131242-WSD11-DR-P-6070.dgn | WSD11 | 112 | HS | 00004 | C | 25 | SS16 | PIPELINE : WSD11-112-HS-00004C-25-SS16 | AME B36.19M | 900 | PN16 |  |  |  | 33.4 | 3.38 |  | 10 | POLYURETHANE | 50 | 531 | 400 | 600 | 1350
0010281134 | AT_PROCESS | WSD11-112-HS-00005-150-SS16 | C4B | 131242-WSD11-DR-P-6070.dgn | WSD11 | 112 | HS | 00005 |  | 150 | SS16 | PIPELINE : WSD11-112-HS-00005-150-SS16 | AME B36.19M | 900 | PN16 | 63600 | 30800 | 82300 | 168.3 | 3.41 |  | 10 | POLYURETHANE | 50 | 260 | 200 | 300 | 1350
0010279464 | AT_PROCESS | WSD11-112-HS-00101-200-SS16 | C4B | 131242-WSD11-DR-P-6008.dgn | WSD11 | 112 | HS | 00101 |  | 200 | SS16 | PIPELINE : WSD11-112-HS-00101-200-SS16 | AME B36.19M | 550 | PN16 | 33000 | 9200 | 46000 | 219.1 | 3.76 |  | 30 | ROCKWOOL | 80 | 200 | 150 | 250 | 725
0010279494 | AT_PROCESS | WSD11-112-HS-00101H-25-SS16 | C4B | 131242-WSD11-DR-P-6008.dgn | WSD11 | 112 | HS | 00101 | H | 25 | SS16 | PIPELINE : WSD11-112-HS-00101H-25-SS16 | AME B36.19M | 1000 | PN16 |  |  |  | 33.4 | 3.38 |  | 30 | ROCKWOOL | 80 | 200 | 150 | 250 | 1500
0010312226 | AT_PROCESS | WSD11-112-HS-00102-100-SS16 | C4B | 131242-WSD11-DR-P-6008.dgn | WSD11 | 112 | HS | 00102 |  | 100 | SS16 | PIPELINE : WSD11-112-HS-00102-100-SS16 | AME B36.19M | 1200 | PN16 |  |  |  | 114.3 | 3.05 |  | 30 | ROCKWOOL | 80 | 280 | 250 | 300 | 1500
0010312226 | AT_PROCESS | WSD11-112-HS-00102-100-SS16 | C4B | 131242-WSD11-DR-P-6008.dgn | WSD11 | 112 | HS | 00102 |  | 100 | SS16 | PIPELINE : WSD11-112-HS-00102-100-SS16 | AME B36.19M | 1200 | PN16 |  |  |  | 114.3 | 3.05 |  | 30 | ROCKWOOL | 80 | 280 | 250 | 300 | 1500
0010312226 | AT_PROCESS | WSD11-112-HS-00102-100-SS16 | C4B | 131242-WSD11-DR-P-6008.dgn | WSD11 | 112 | HS | 00102 |  | 100 | SS16 | PIPELINE : WSD11-112-HS-00102-100-SS16 | AME B36.19M | 1200 | PN16 |  |  |  | 114.3 | 3.05 |  | 30 | ROCKWOOL | 80 | 280 | 250 | 300 | 1500
0010312226 | AT_PROCESS | WSD11-112-HS-00102-100-SS16 | C4B | 131242-WSD11-DR-P-6008.dgn | WSD11 | 112 | HS | 00102 |  | 100 | SS16 | PIPELINE : WSD11-112-HS-00102-100-SS16 | AME B36.19M | 1200 | PN16 |  |  |  | 114.3 | 3.05 |  | 30 | ROCKWOOL | 80 | 280 | 250 | 300 | 1500
0010307926 | AT_PROCESS | WSD11-112-HS-00102-150-SS16 | C4B | 131242-WSD11-DR-P-6008.dgn | WSD11 | 112 | HS | 00102 |  | 150 | SS16 | PIPELINE : WSD11-112-HS-00102-150-SS16 | AME B36.19M | 1000 | PN16 |  |  |  | 168.3 | 3.41 |  | 30 | ROCKWOOL | 80 | 280 | 250 | 300 | 1500
0010307926 | AT_PROCESS | WSD11-112-HS-00102-150-SS16 | C4B | 131242-WSD11-DR-P-6008.dgn | WSD11 | 112 | HS | 00102 |  | 150 | SS16 | PIPELINE : WSD11-112-HS-00102-150-SS16 | AME B36.19M | 1000 | PN16 |  |  |  | 168.3 | 3.41 |  | 30 | ROCKWOOL | 80 | 280 | 250 | 300 | 1500
0010307926 | AT_PROCESS | WSD11-112-HS-00102-150-SS16 | C4B | 131242-WSD11-DR-P-6015.dgn | WSD11 | 112 | HS | 00102 |  | 150 | SS16 | PIPELINE : WSD11-112-HS-00102-150-SS16 | AME B36.19M | 1000 | PN16 |  |  |  | 168.3 | 3.41 |  | 30 | ROCKWOOL | 80 | 280 | 250 | 300 | 1500
0010307926 | AT_PROCESS | WSD11-112-HS-00102-150-SS16 | C4B | 131242-WSD11-DR-P-6015.dgn | WSD11 | 112 | HS | 00102 |  | 150 | SS16 | PIPELINE : WSD11-112-HS-00102-150-SS16 | AME B36.19M | 1000 | PN16 |  |  |  | 168.3 | 3.41 |  | 30 | ROCKWOOL | 80 | 280 | 250 | 300 | 1500
0010307926 | AT_PROCESS | WSD11-112-HS-00102-150-SS16 | C4B | 131242-WSD11-DR-P-6015.dgn | WSD11 | 112 | HS | 00102 |  | 150 | SS16 | PIPELINE : WSD11-112-HS-00102-150-SS16 | AME B36.19M | 1000 | PN16 |  |  |  | 168.3 | 3.41 |  | 30 | ROCKWOOL | 80 | 280 | 250 | 300 | 1500
0010333445 | AT_PROCESS | WSD11-112-HS-00102-80-SS16 | C4B | 131242-WSD11-DR-P-6015.dgn | WSD11 | 112 | HS | 00102 |  | 80 | SS16 | PIPELINE : WSD11-112-HS-00102-80-SS16 | AME B36.19M | 900 | PN16 |  |  |  | 88.9 | 3.05 |  | 10 | POLYURETHANE | 80 | '62 | 40 | 100 | 1350
0010307964 | AT_PROCESS | WSD11-112-HS-00102A-25-SS16 | C4B | 131242-WSD11-DR-P-6008.dgn | WSD11 | 112 | HS | 00102 | A | 25 | SS16 | PIPELINE : WSD11-112-HS-00102A-25-SS16 | AME B36.19M | 1200 | PN16 |  |  |  | 33.4 | 3.38 |  | 30 | ROCKWOOL | 80 | 280 | 250 | 300 | 1500
0010307962 | AT_PROCESS | WSD11-112-HS-00102B-50-SS16 | C4B | 131242-WSD11-DR-P-6008.dgn | WSD11 | 112 | HS | 00102 | B | 50 | SS16 | PIPELINE : WSD11-112-HS-00102B-50-SS16 | AME B36.19M | 1000 | PN16 |  |  |  | 21.3 | 2.77 |  | 30 | ROCKWOOL | 80 | 280 | 250 | 300 | 1500
0010307962 | AT_PROCESS | WSD11-112-HS-00102B-50-SS16 | C4B | 131242-WSD11-DR-P-6008.dgn | WSD11 | 112 | HS | 00102 | B | 50 | SS16 | PIPELINE : WSD11-112-HS-00102B-50-SS16 | AME B36.19M | 1000 | PN16 |  |  |  | 21.3 | 2.77 |  | 30 | ROCKWOOL | 80 | 280 | 250 | 300 | 1500
0010279501 | AT_PROCESS | WSD11-112-HS-00102C-25-SS16 | C4B | 131242-WSD11-DR-P-6008.dgn | WSD11 | 112 | HS | 00102 | C | 25 | SS16 | PIPELINE : WSD11-112-HS-00102C-25-SS16 | AME B36.19M | 1000 | PN16 |  |  |  | 33.4 | 3.38 |  | 30 | ROCKWOOL | 80 | 280 | 250 | 300 | 1500
0010279535 | AT_PROCESS | WSD11-112-HS-00102D-100-SS16 | C4B | 131242-WSD11-DR-P-6008.dgn | WSD11 | 112 | HS | 00102 | D | 100 | SS16 | PIPELINE : WSD11-112-HS-00102D-100-SS16 | AME B36.19M | 1000 | PN16 |  |  |  | 114.3 | 3.05 |  | 30 | ROCKWOOL | 80 | 280 | 250 | 300 | 1500
0010307958 | AT_PROCESS | WSD11-112-HS-00102D-150-SS16 | C4B | 131242-WSD11-DR-P-6008.dgn | WSD11 | 112 | HS | 00102 | D | 150 | SS16 | PIPELINE : WSD11-112-HS-00102D-150-SS16 | AME B36.19M | 1000 | PN16 |  |  |  | 168.3 | 3.41 |  | 30 | ROCKWOOL | 80 | 280 | 250 | 300 | 1500
0010282843 | AT_PROCESS | WSD11-112-HS-00102E-25-SS16 | C4B | 131242-WSD11-DR-P-6008.dgn | WSD11 | 112 | HS | 00102 | E | 25 | SS16 | PIPELINE : WSD11-112-HS-00102E-25-SS16 | AME B36.19M | 1200 | PN16 |  |  |  | 33.4 | 3.38 |  | 30 | ROCKWOOL | 80 | 280 | 250 | 300 | 1600
0010277785 | AT_PROCESS | WSD11-112-HS-00102F-25-SS16 | C4B | 131242-WSD11-DR-P-6015.dgn | WSD11 | 112 | HS | 00102 | F | 25 | SS16 | PIPELINE : WSD11-112-HS-00102F-25-SS16 | AME B36.19M | 900 | PN16 |  |  |  | 33.4 | 3.38 |  | 10 | POLYURETHANE | 80 | '62 | 40 | 100 | 1350
0010310505 | AT_PROCESS | WSD11-112-HS-00103-100-SS16 | C4B | 131242-WSD11-DR-P-6015.dgn | WSD11 | 112 | HS | 00103 |  | 100 | SS16 | PIPELINE : WSD11-112-HS-00103-100-SS16 | AME B36.19M | 1000 | PN16 |  |  |  | 114.3 | 3.05 |  | 30 | ROCKWOOL | 80 | 280 | 250 | 300 | 1500
0010310505 | AT_PROCESS | WSD11-112-HS-00103-100-SS16 | C4B | 131242-WSD11-DR-P-6008.dgn | WSD11 | 112 | HS | 00103 |  | 100 | SS16 | PIPELINE : WSD11-112-HS-00103-100-SS16 | AME B36.19M | 1000 | PN16 |  |  |  | 114.3 | 3.05 |  | 30 | ROCKWOOL | 80 | 280 | 250 | 300 | 1500
0010310505 | AT_PROCESS | WSD11-112-HS-00103-100-SS16 | C4B | 131242-WSD11-DR-P-6008.dgn | WSD11 | 112 | HS | 00103 |  | 100 | SS16 | PIPELINE : WSD11-112-HS-00103-100-SS16 | AME B36.19M | 1000 | PN16 |  |  |  | 114.3 | 3.05 |  | 30 | ROCKWOOL | 80 | 280 | 250 | 300 | 1500
0010310505 | AT_PROCESS | WSD11-112-HS-00103-100-SS16 | C4B | 131242-WSD11-DR-P-6008.dgn | WSD11 | 112 | HS | 00103 |  | 100 | SS16 | PIPELINE : WSD11-112-HS-00103-100-SS16 | AME B36.19M | 1000 | PN16 |  |  |  | 114.3 | 3.05 |  | 30 | ROCKWOOL | 80 | 280 | 250 | 300 | 1500
0010310505 | AT_PROCESS | WSD11-112-HS-00103-100-SS16 | C4B | 131242-WSD11-DR-P-6008.dgn | WSD11 | 112 | HS | 00103 |  | 100 | SS16 | PIPELINE : WSD11-112-HS-00103-100-SS16 | AME B36.19M | 1000 | PN16 |  |  |  | 114.3 | 3.05 |  | 30 | ROCKWOOL | 80 | 280 | 250 | 300 | 1500
0010307928 | AT_PROCESS | WSD11-112-HS-00103-150-SS16 | C4B | 131242-WSD11-DR-P-6008.dgn | WSD11 | 112 | HS | 00103 |  | 150 | SS16 | PIPELINE : WSD11-112-HS-00103-150-SS16 | AME B36.19M | 1000 | PN16 |  |  |  | 168.3 | 3.41 |  | 30 | ROCKWOOL | 80 | 280 | 250 | 300 | 1500
0010307928 | AT_PROCESS | WSD11-112-HS-00103-150-SS16 | C4B | 131242-WSD11-DR-P-6015.dgn | WSD11 | 112 | HS | 00103 |  | 150 | SS16 | PIPELINE : WSD11-112-HS-00103-150-SS16 | AME B36.19M | 1000 | PN16 |  |  |  | 168.3 | 3.41 |  | 30 | ROCKWOOL | 80 | 280 | 250 | 300 | 1500
0010307928 | AT_PROCESS | WSD11-112-HS-00103-150-SS16 | C4B | 131242-WSD11-DR-P-6008.dgn | WSD11 | 112 | HS | 00103 |  | 150 | SS16 | PIPELINE : WSD11-112-HS-00103-150-SS16 | AME B36.19M | 1000 | PN16 |  |  |  | 168.3 | 3.41 |  | 30 | ROCKWOOL | 80 | 280 | 250 | 300 | 1500
0010333475 | AT_PROCESS | WSD11-112-HS-00103-80-SS16 | C4B | 131242-WSD11-DR-P-6015.dgn | WSD11 | 112 | HS | 00103 |  | 80 | SS16 | PIPELINE : WSD11-112-HS-00103-80-SS16 | AME B36.19M | 900 | PN16 |  |  |  | 88.9 | 3.05 |  | 10 | POLYURETHANE | 80 | '62 | 40 | 100 | 1350
0010307941 | AT_PROCESS | WSD11-112-HS-00103A-25-SS16 | C4B | 131242-WSD11-DR-P-6008.dgn | WSD11 | 112 | HS | 00103 | A | 25 | SS16 | PIPELINE : WSD11-112-HS-00103A-25-SS16 | AME B36.19M | 1200 | PN16 |  |  |  | 33.4 | 3.38 |  | 30 | ROCKWOOL | 80 | 280 | 250 | 300 | 1600
0010277886 | AT_PROCESS | WSD11-112-HS-00103B-25-SS16 | C4B | 131242-WSD11-DR-P-6015.dgn | WSD11 | 112 | HS | 00103 | B | 25 | SS16 | PIPELINE : WSD11-112-HS-00103B-25-SS16 | AME B36.19M | 900 | PN16 |  |  |  | 33.4 | 3.38 |  | 10 | POLYURETHANE | 80 | '62 | 40 | 100 | 1350
0010307945 | AT_PROCESS | WSD11-112-HS-00103B-50-SS16 | C4B | 131242-WSD11-DR-P-6008.dgn | WSD11 | 112 | HS | 00103 | B | 50 | SS16 | PIPELINE : WSD11-112-HS-00103B-50-SS16 | AME B36.19M | 1000 | PN16 |  |  |  | 21.3 | 2.77 |  | 30 | ROCKWOOL | 80 | 280 | 250 | 300 | 1500
0010307945 | AT_PROCESS | WSD11-112-HS-00103B-50-SS16 | C4B | 131242-WSD11-DR-P-6008.dgn | WSD11 | 112 | HS | 00103 | B | 50 | SS16 | PIPELINE : WSD11-112-HS-00103B-50-SS16 | AME B36.19M | 1000 | PN16 |  |  |  | 21.3 | 2.77 |  | 30 | ROCKWOOL | 80 | 280 | 250 | 300 | 1500
0010279504 | AT_PROCESS | WSD11-112-HS-00103C-25-SS16 | C4B | 131242-WSD11-DR-P-6008.dgn | WSD11 | 112 | HS | 00103 | C | 25 | SS16 | PIPELINE : WSD11-112-HS-00103C-25-SS16 | AME B36.19M | 1200 | PN16 |  |  |  | 33.4 | 3.38 |  | 30 | ROCKWOOL | 80 | 280 | 250 | 300 | 1600
0010279483 | AT_PROCESS | WSD11-112-HS-00103D-100-SS16 | C4B | 131242-WSD11-DR-P-6008.dgn | WSD11 | 112 | HS | 00103 | D | 100 | SS16 | PIPELINE : WSD11-112-HS-00103D-100-SS16 | AME B36.19M | 1000 | PN16 |  |  |  | 114.3 | 3.05 |  | 30 | ROCKWOOL | 80 | 280 | 250 | 300 | 1500
0010307936 | AT_PROCESS | WSD11-112-HS-00103D-150-SS16 | C4B | 131242-WSD11-DR-P-6008.dgn | WSD11 | 112 | HS | 00103 | D | 150 | SS16 | PIPELINE : WSD11-112-HS-00103D-150-SS16 | AME B36.19M | 1000 | PN16 |  |  |  | 168.3 | 3.41 |  | 30 | ROCKWOOL | 80 | 280 | 250 | 300 | 1500
0010279530 | AT_PROCESS | WSD11-112-HS-00103E-25-SS16 | C4B | 131242-WSD11-DR-P-6008.dgn | WSD11 | 112 | HS | 00103 | E | 25 | SS16 | PIPELINE : WSD11-112-HS-00103E-25-SS16 | AME B36.19M | 1200 | PN16 |  |  |  | 33.4 | 3.38 |  | 30 | ROCKWOOL | 80 | 280 | 250 | 300 | 1600
0010279486 | AT_PROCESS | WSD11-112-HS-00104-100-SS16 | C4B | 131242-WSD11-DR-P-6008.dgn | WSD11 | 112 | HS | 00104 |  | 100 | SS16 | PIPELINE : WSD11-112-HS-00104-100-SS16 | AME B36.19M | 1200 | PN16 | 33000 | 9200 | 46000 | 114.3 | 3.05 |  | 30 | ROCKWOOL | 80 | 280 | 250 | 300 | 1600
0010308212 | AT_PROCESS | WSD11-112-HS-00105-100-SS16 | C4B | 131242-WSD11-DR-P-6015.dgn | WSD11 | 112 | HS | 00105 |  | 100 | SS16 | PIPELINE : WSD11-112-HS-00105-100-SS16 | AME B36.19M | 900 | PN16 | 10400 | 9200 | 10400 | 114.3 | 3.05 |  | 10 | POLYURETHANE | 80 | '62 | 40 | 100 | 1350
0010308212 | AT_PROCESS | WSD11-112-HS-00105-100-SS16 | C4B | 131242-WSD11-DR-P-6015.dgn | WSD11 | 112 | HS | 00105 |  | 100 | SS16 | PIPELINE : WSD11-112-HS-00105-100-SS16 | AME B36.19M | 900 | PN16 | 10400 | 9200 | 10400 | 114.3 | 3.05 |  | 10 | POLYURETHANE | 80 | '62 | 40 | 100 | 1350
0010277870 | AT_PROCESS | WSD11-112-HS-00105-150-SS16 | C4B | 131242-WSD11-DR-P-6015.dgn | WSD11 | 112 | HS | 00105 |  | 150 | SS16 | PIPELINE : WSD11-112-HS-00105-150-SS16 | AME B36.19M | 900 | PN16 | 10400 | 9200 | 46000 | 168.3 | 3.41 |  | 10 | POLYURETHANE | 56 | 50 | 30 | 100 | 1350
0010277870 | AT_PROCESS | WSD11-112-HS-00105-150-SS16 | C4B | 131242-WSD11-DR-P-6016.dgn | WSD11 | 112 | HS | 00105 |  | 150 | SS16 | PIPELINE : WSD11-112-HS-00105-150-SS16 | AME B36.19M | 900 | PN16 | 10400 | 9200 | 46000 | 168.3 | 3.41 |  | 10 | POLYURETHANE | 56 | 50 | 30 | 100 | 1350
0010308301 | AT_PROCESS | WSD11-112-HS-00105-200-SS16 | C4B | 131242-WSD11-DR-P-6016.dgn | WSD11 | 112 | HS | 00105 |  | 200 | SS16 | PIPELINE : WSD11-112-HS-00105-200-SS16 | AME B36.19M | 900 | PN16 | 10400 | 9200 | 46000 | 219.1 | 3.76 |  | 10 | POLYURETHANE | 56 | 50 | 30 | 100 | 1350
0010333447 | AT_PROCESS | WSD11-112-HS-00105-80-SS16 | C4B | 131242-WSD11-DR-P-6015.dgn | WSD11 | 112 | HS | 00105 |  | 80 | SS16 | PIPELINE : WSD11-112-HS-00105-80-SS16 | AME B36.19M | 900 | PN16 |  |  |  | 88.9 | 3.05 |  | 10 | POLYURETHANE | 80 | '62 | 40 | 100 | 1350
0010277872 | AT_PROCESS | WSD11-112-HS-00105A-25-SS16 | C4B | 131242-WSD11-DR-P-6015.dgn | WSD11 | 112 | HS | 00105 | A | 25 | SS16 | PIPELINE : WSD11-112-HS-00105A-25-SS16 | AME B36.19M | 900 | PN16 |  |  |  | 33.4 | 3.38 |  | 10 | POLYURETHANE | 80 | '62 | 40 | 100 | 1350
0010278031 | AT_PROCESS | WSD11-112-HS-00105B-25-SS16 | C4B | 131242-WSD11-DR-P-6016.dgn | WSD11 | 112 | HS | 00105 | B | 25 | SS16 | PIPELINE : WSD11-112-HS-00105B-25-SS16 | AME B36.19M | 900 | PN16 |  |  |  | 33.4 | 3.38 |  | 10 | POLYURETHANE | 56 | 50 | 30 | 100 | 1350
0010308222 | AT_PROCESS | WSD11-112-HS-00105B-50-SS16 | C4B | 131242-WSD11-DR-P-6015.dgn | WSD11 | 112 | HS | 00105 | B | 50 | SS16 | PIPELINE : WSD11-112-HS-00105B-50-SS16 | AME B36.19M | 900 | PN16 |  |  |  | 60.3 | 3.91 |  | 10 | POLYURETHANE | 80 | '62 | 40 | 100 | 1350
0010308135 | AT_PROCESS | WSD11-112-HS-00106-100-SS16 | C4B | 131242-WSD11-DR-P-6015.dgn | WSD11 | 112 | HS | 00106 |  | 100 | SS16 | PIPELINE : WSD11-112-HS-00106-100-SS16 | AME B36.19M | 900 | PN16 | 10400 | 9200 | 10400 | 114.3 | 3.05 |  | 10 | POLYURETHANE | 71 | 32 | 20 | 100 | 1350
0010308135 | AT_PROCESS | WSD11-112-HS-00106-100-SS16 | C4B | 131242-WSD11-DR-P-6015.dgn | WSD11 | 112 | HS | 00106 |  | 100 | SS16 | PIPELINE : WSD11-112-HS-00106-100-SS16 | AME B36.19M | 900 | PN16 | 10400 | 9200 | 10400 | 114.3 | 3.05 |  | 10 | POLYURETHANE | 71 | 32 | 20 | 100 | 1350
0010277789 | AT_PROCESS | WSD11-112-HS-00106-150-SS16 | C4B | 131242-WSD11-DR-P-6016.dgn | WSD11 | 112 | HS | 00106 |  | 150 | SS16 | PIPELINE : WSD11-112-HS-00106-150-SS16 | AME B36.19M | 900 | PN16 | 10400 | 9200 | 46000 | 168.3 | 3.41 |  | 10 | POLYURETHANE | 56 | 50 | 30 | 100 | 1350
0010277789 | AT_PROCESS | WSD11-112-HS-00106-150-SS16 | C4B | 131242-WSD11-DR-P-6015.dgn | WSD11 | 112 | HS | 00106 |  | 150 | SS16 | PIPELINE : WSD11-112-HS-00106-150-SS16 | AME B36.19M | 900 | PN16 | 10400 | 9200 | 46000 | 168.3 | 3.41 |  | 10 | POLYURETHANE | 56 | 50 | 30 | 100 | 1350
0010308303 | AT_PROCESS | WSD11-112-HS-00106-200-SS16 | C4B | 131242-WSD11-DR-P-6016.dgn | WSD11 | 112 | HS | 00106 |  | 200 | SS16 | PIPELINE : WSD11-112-HS-00106-200-SS16 | AME B36.19M | 900 | PN16 | 10400 | 9200 | 46000 | 219.1 | 3.76 |  | 10 | POLYURETHANE | 56 | 50 | 30 | 100 | 1350
0010333437 | AT_PROCESS | WSD11-112-HS-00106-80-SS16 | C4B | 131242-WSD11-DR-P-6015.dgn | WSD11 | 112 | HS | 00106 |  | 80 | SS16 | PIPELINE : WSD11-112-HS-00106-80-SS16 | AME B36.19M | 900 | PN16 |  |  |  | 88.9 | 3.05 |  | 10 | POLYURETHANE | 71 | 32 | 20 | 100 | 1350
0010277844 | AT_PROCESS | WSD11-112-HS-00106A-25-SS16 | C4B | 131242-WSD11-DR-P-6015.dgn | WSD11 | 112 | HS | 00106 | A | 25 | SS16 | PIPELINE : WSD11-112-HS-00106A-25-SS16 | AME B36.19M | 900 | PN16 |  |  |  | 33.4 | 3.38 |  | 10 | POLYURETHANE | 71 | 32 | 20 | 100 | 1350
0010278036 | AT_PROCESS | WSD11-112-HS-00106B-25-SS16 | C4B | 131242-WSD11-DR-P-6016.dgn | WSD11 | 112 | HS | 00106 | B | 25 | SS16 | PIPELINE : WSD11-112-HS-00106B-25-SS16 | AME B36.19M | 900 | PN16 |  |  |  | 33.4 | 3.38 |  | 10 | POLYURETHANE | 56 | 50 | 30 | 100 | 1350
0010308149 | AT_PROCESS | WSD11-112-HS-00106B-50-SS16 | C4B | 131242-WSD11-DR-P-6015.dgn | WSD11 | 112 | HS | 00106 | B | 50 | SS16 | PIPELINE : WSD11-112-HS-00106B-50-SS16 | AME B36.19M | 900 | PN16 |  |  |  | 60.3 | 3.91 |  | 10 | POLYURETHANE | 71 | 32 | 20 | 100 | 1350
0010277774 | AT_PROCESS | WSD11-112-HS-00107-200-SS16 | C4B | 131242-WSD11-DR-P-6015.dgn | WSD11 | 112 | HS | 00107 |  | 200 | SS16 | PIPELINE : WSD11-112-HS-00107-200-SS16 | AME B36.19M | 900 | PN16 | 19200 | 29650 | 40000 | 219.1 | 3.76 |  | 10 | POLYURETHANE | 71 | 32 | 20 | 100 | 1350
0010277774 | AT_PROCESS | WSD11-112-HS-00107-200-SS16 | C4B | 131242-WSD11-DR-P-6015.dgn | WSD11 | 112 | HS | 00107 |  | 200 | SS16 | PIPELINE : WSD11-112-HS-00107-200-SS16 | AME B36.19M | 900 | PN16 | 19200 | 29650 | 40000 | 219.1 | 3.76 |  | 10 | POLYURETHANE | 71 | 32 | 20 | 100 | 1350
0010277774 | AT_PROCESS | WSD11-112-HS-00107-200-SS16 | C4B | 131242-WSD11-DR-P-6015.dgn | WSD11 | 112 | HS | 00107 |  | 200 | SS16 | PIPELINE : WSD11-112-HS-00107-200-SS16 | AME B36.19M | 900 | PN16 | 19200 | 29650 | 40000 | 219.1 | 3.76 |  | 10 | POLYURETHANE | 71 | 32 | 20 | 100 | 1350
0010277774 | AT_PROCESS | WSD11-112-HS-00107-200-SS16 | C4B | 131242-WSD11-DR-P-6015.dgn | WSD11 | 112 | HS | 00107 |  | 200 | SS16 | PIPELINE : WSD11-112-HS-00107-200-SS16 | AME B36.19M | 900 | PN16 | 19200 | 29650 | 40000 | 219.1 | 3.76 |  | 10 | POLYURETHANE | 71 | 32 | 20 | 100 | 1350
0010277774 | AT_PROCESS | WSD11-112-HS-00107-200-SS16 | C4B | 131242-WSD11-DR-P-6015.dgn | WSD11 | 112 | HS | 00107 |  | 200 | SS16 | PIPELINE : WSD11-112-HS-00107-200-SS16 | AME B36.19M | 900 | PN16 | 19200 | 29650 | 40000 | 219.1 | 3.76 |  | 10 | POLYURETHANE | 71 | 32 | 20 | 100 | 1350
0010277774 | AT_PROCESS | WSD11-112-HS-00107-200-SS16 | C4B | 131242-WSD11-DR-P-6015.dgn | WSD11 | 112 | HS | 00107 |  | 200 | SS16 | PIPELINE : WSD11-112-HS-00107-200-SS16 | AME B36.19M | 900 | PN16 | 19200 | 29650 | 40000 | 219.1 | 3.76 |  | 10 | POLYURETHANE | 71 | 32 | 20 | 100 | 1350
0010277774 | AT_PROCESS | WSD11-112-HS-00107-200-SS16 | C4B | 131242-WSD11-DR-P-6015.dgn | WSD11 | 112 | HS | 00107 |  | 200 | SS16 | PIPELINE : WSD11-112-HS-00107-200-SS16 | AME B36.19M | 900 | PN16 | 19200 | 29650 | 40000 | 219.1 | 3.76 |  | 10 | POLYURETHANE | 71 | 32 | 20 | 100 | 1350
0010277774 | AT_PROCESS | WSD11-112-HS-00107-200-SS16 | C4B | 131242-WSD11-DR-P-6015.dgn | WSD11 | 112 | HS | 00107 |  | 200 | SS16 | PIPELINE : WSD11-112-HS-00107-200-SS16 | AME B36.19M | 900 | PN16 | 19200 | 29650 | 40000 | 219.1 | 3.76 |  | 10 | POLYURETHANE | 71 | 32 | 20 | 100 | 1350
0010277774 | AT_PROCESS | WSD11-112-HS-00107-200-SS16 | C4B | 131242-WSD11-DR-P-6015.dgn | WSD11 | 112 | HS | 00107 |  | 200 | SS16 | PIPELINE : WSD11-112-HS-00107-200-SS16 | AME B36.19M | 900 | PN16 | 19200 | 29650 | 40000 | 219.1 | 3.76 |  | 10 | POLYURETHANE | 71 | 32 | 20 | 100 | 1350
0010277774 | AT_PROCESS | WSD11-112-HS-00107-200-SS16 | C4B | 131242-WSD11-DR-P-6015.dgn | WSD11 | 112 | HS | 00107 |  | 200 | SS16 | PIPELINE : WSD11-112-HS-00107-200-SS16 | AME B36.19M | 900 | PN16 | 19200 | 29650 | 40000 | 219.1 | 3.76 |  | 10 | POLYURETHANE | 71 | 32 | 20 | 100 | 1350
0010277774 | AT_PROCESS | WSD11-112-HS-00107-200-SS16 | C4B | 131242-WSD11-DR-P-6015.dgn | WSD11 | 112 | HS | 00107 |  | 200 | SS16 | PIPELINE : WSD11-112-HS-00107-200-SS16 | AME B36.19M | 900 | PN16 | 19200 | 29650 | 40000 | 219.1 | 3.76 |  | 10 | POLYURETHANE | 71 | 32 | 20 | 100 | 1350
0010277780 | AT_PROCESS | WSD11-112-HS-00107A-25-SS16 | C4B | 131242-WSD11-DR-P-6015.dgn | WSD11 | 112 | HS | 00107 | A | 25 | SS16 | PIPELINE : WSD11-112-HS-00107A-25-SS16 | AME B36.19M | 900 | PN16 |  |  |  | 33.4 | 3.38 |  | 10 | POLYURETHANE | 71 | 32 | 20 | 100 | 1350
0010277777 | AT_PROCESS | WSD11-112-HS-00107B-25-SS16 | C4B | 131242-WSD11-DR-P-6015.dgn | WSD11 | 112 | HS | 00107 | B | 25 | SS16 | PIPELINE : WSD11-112-HS-00107B-25-SS16 | AME B36.19M | 900 | PN16 |  |  |  | 33.4 | 3.38 |  | 10 | POLYURETHANE | 71 | 32 | 20 | 100 | 1350
0010278033 | AT_PROCESS | WSD11-112-HS-00108-200-SS16 | C4B | 131242-WSD11-DR-P-6016.dgn | WSD11 | 112 | HS | 00108 |  | 200 | SS16 | PIPELINE : WSD11-112-HS-00108-200-SS16 | AME B36.19M | 900 | PN16 | 10400 | 9200 | 46000 | 219.1 | 3.76 |  | 10 | POLYURETHANE | 56 | 313 | 200 | 600 | 1350
0010312280 | AT_PROCESS | WSD11-112-HS-00109-100-SS16 | C4B | 131242-WSD11-DR-P-6017.dgn | WSD11 | 112 | HS | 00109 |  | 100 | SS16 | PIPELINE : WSD11-112-HS-00109-100-SS16 | AME B36.19M | 900 | PN16 | 10400 | 9200 | 46000 | 114.3 | 3.05 |  | 10 | POLYURETHANE | 56 | 84 | 50 | 100 | 1350
0010312280 | AT_PROCESS | WSD11-112-HS-00109-100-SS16 | C4B | 131242-WSD11-DR-P-6016.dgn | WSD11 | 112 | HS | 00109 |  | 100 | SS16 | PIPELINE : WSD11-112-HS-00109-100-SS16 | AME B36.19M | 900 | PN16 | 10400 | 9200 | 46000 | 114.3 | 3.05 |  | 10 | POLYURETHANE | 56 | 84 | 50 | 100 | 1350
0010312280 | AT_PROCESS | WSD11-112-HS-00109-100-SS16 | C4B | 131242-WSD11-DR-P-6017.dgn | WSD11 | 112 | HS | 00109 |  | 100 | SS16 | PIPELINE : WSD11-112-HS-00109-100-SS16 | AME B36.19M | 900 | PN16 | 10400 | 9200 | 46000 | 114.3 | 3.05 |  | 10 | POLYURETHANE | 56 | 84 | 50 | 100 | 1350
0010312280 | AT_PROCESS | WSD11-112-HS-00109-100-SS16 | C4B | 131242-WSD11-DR-P-6016.dgn | WSD11 | 112 | HS | 00109 |  | 100 | SS16 | PIPELINE : WSD11-112-HS-00109-100-SS16 | AME B36.19M | 900 | PN16 | 10400 | 9200 | 46000 | 114.3 | 3.05 |  | 10 | POLYURETHANE | 56 | 84 | 50 | 100 | 1350
0010312280 | AT_PROCESS | WSD11-112-HS-00109-100-SS16 | C4B | 131242-WSD11-DR-P-6016.dgn | WSD11 | 112 | HS | 00109 |  | 100 | SS16 | PIPELINE : WSD11-112-HS-00109-100-SS16 | AME B36.19M | 900 | PN16 | 10400 | 9200 | 46000 | 114.3 | 3.05 |  | 10 | POLYURETHANE | 56 | 84 | 50 | 100 | 1350
0010312280 | AT_PROCESS | WSD11-112-HS-00109-100-SS16 | C4B | 131242-WSD11-DR-P-6016.dgn | WSD11 | 112 | HS | 00109 |  | 100 | SS16 | PIPELINE : WSD11-112-HS-00109-100-SS16 | AME B36.19M | 900 | PN16 | 10400 | 9200 | 46000 | 114.3 | 3.05 |  | 10 | POLYURETHANE | 56 | 84 | 50 | 100 | 1350
0010312280 | AT_PROCESS | WSD11-112-HS-00109-100-SS16 | C4B | 131242-WSD11-DR-P-6017.dgn | WSD11 | 112 | HS | 00109 |  | 100 | SS16 | PIPELINE : WSD11-112-HS-00109-100-SS16 | AME B36.19M | 900 | PN16 | 10400 | 9200 | 46000 | 114.3 | 3.05 |  | 10 | POLYURETHANE | 56 | 84 | 50 | 100 | 1350
0010278039 | AT_PROCESS | WSD11-112-HS-00109-150-SS16 | C4B | 131242-WSD11-DR-P-6016.dgn | WSD11 | 112 | HS | 00109 |  | 150 | SS16 | PIPELINE : WSD11-112-HS-00109-150-SS16 | AME B36.19M | 900 | PN16 | 10400 | 9200 | 46000 | 168.3 | 3.41 |  | 10 | POLYURETHANE | 56 | 313 | 200 | 600 | 1350
0010278039 | AT_PROCESS | WSD11-112-HS-00109-150-SS16 | C4B | 131242-WSD11-DR-P-6017.dgn | WSD11 | 112 | HS | 00109 |  | 150 | SS16 | PIPELINE : WSD11-112-HS-00109-150-SS16 | AME B36.19M | 900 | PN16 | 10400 | 9200 | 46000 | 168.3 | 3.41 |  | 10 | POLYURETHANE | 56 | 313 | 200 | 600 | 1350
0010278039 | AT_PROCESS | WSD11-112-HS-00109-150-SS16 | C4B | 131242-WSD11-DR-P-6017.dgn | WSD11 | 112 | HS | 00109 |  | 150 | SS16 | PIPELINE : WSD11-112-HS-00109-150-SS16 | AME B36.19M | 900 | PN16 | 10400 | 9200 | 46000 | 168.3 | 3.41 |  | 10 | POLYURETHANE | 56 | 313 | 200 | 600 | 1350
0010278094 | AT_PROCESS | WSD11-112-HS-00109A-25-SS16 | C4B | 131242-WSD11-DR-P-6016.dgn | WSD11 | 112 | HS | 00109 | A | 25 | SS16 | PIPELINE : WSD11-112-HS-00109A-25-SS16 | AME B36.19M | 900 | PN16 |  |  |  | 33.4 | 3.38 |  | 10 | POLYURETHANE | 56 | 313 | 200 | 600 | 1350
0010278062 | AT_PROCESS | WSD11-112-HS-00109B-25-SS16 | C4B | 131242-WSD11-DR-P-6016.dgn | WSD11 | 112 | HS | 00109 | B | 25 | SS16 | PIPELINE : WSD11-112-HS-00109B-25-SS16 | AME B36.19M | 900 | PN16 |  |  |  | 33.4 | 3.38 |  | 10 | POLYURETHANE | 56 | 313 | 200 | 600 | 1350
0010278163 | AT_PROCESS | WSD11-112-HS-00109C-25-SS16 | C4B | 131242-WSD11-DR-P-6017.dgn | WSD11 | 112 | HS | 00109 | C | 25 | SS16 | PIPELINE : WSD11-112-HS-00109C-25-SS16 | AME B36.19M | 900 | PN16 |  |  |  | 33.4 | 3.38 |  | 10 | POLYURETHANE | 56 | 84 | 50 | 100 | 1350
0010308317 | AT_PROCESS | WSD11-112-HS-00109D-25-SS16 | C4B | 131242-WSD11-DR-P-6016.dgn | WSD11 | 112 | HS | 00109 | D | 25 | SS16 | PIPELINE : WSD11-112-HS-00109D-25-SS16 | AME B36.19M | 900 | PN16 |  |  |  | 33.4 | 3.38 |  | 10 | POLYURETHANE | 56 | 313 | 200 | 600 | 1350
0010308315 | AT_PROCESS | WSD11-112-HS-00109E-50-SS16 | C4B | 131242-WSD11-DR-P-6016.dgn | WSD11 | 112 | HS | 00109 | E | 50 | SS16 | PIPELINE : WSD11-112-HS-00109E-50-SS16 | AME B36.19M | 900 | PN16 |  |  |  | 60.3 | 3.91 |  | 10 | POLYURETHANE | 56 | 313 | 200 | 600 | 1350
0010311921 | AT_PROCESS | WSD11-112-HS-00109G-50-SS16 | C4B | 131242-WSD11-DR-P-6016.dgn | WSD11 | 112 | HS | 00109 | G | 50 | SS16 | PIPELINE : WSD11-112-HS-00109G-50-SS16 | AME B36.19M | 900 | PN16 |  |  |  | 60.3 | 3.91 |  | 10 | POLYURETHANE | 56 | 313 | 200 | 600 | 1350
0010312278 | AT_PROCESS | WSD11-112-HS-00110-100-SS16 | C4B | 131242-WSD11-DR-P-6017.dgn | WSD11 | 112 | HS | 00110 |  | 100 | SS16 | PIPELINE : WSD11-112-HS-00110-100-SS16 | AME B36.19M | 900 | PN16 | 10400 | 9200 | 46000 | 114.3 | 3.05 |  | 10 | POLYURETHANE | 56 | 313 | 200 | 600 | 1350
0010312278 | AT_PROCESS | WSD11-112-HS-00110-100-SS16 | C4B | 131242-WSD11-DR-P-6016.dgn | WSD11 | 112 | HS | 00110 |  | 100 | SS16 | PIPELINE : WSD11-112-HS-00110-100-SS16 | AME B36.19M | 900 | PN16 | 10400 | 9200 | 46000 | 114.3 | 3.05 |  | 10 | POLYURETHANE | 56 | 313 | 200 | 600 | 1350
0010312278 | AT_PROCESS | WSD11-112-HS-00110-100-SS16 | C4B | 131242-WSD11-DR-P-6016.dgn | WSD11 | 112 | HS | 00110 |  | 100 | SS16 | PIPELINE : WSD11-112-HS-00110-100-SS16 | AME B36.19M | 900 | PN16 | 10400 | 9200 | 46000 | 114.3 | 3.05 |  | 10 | POLYURETHANE | 56 | 313 | 200 | 600 | 1350
0010312278 | AT_PROCESS | WSD11-112-HS-00110-100-SS16 | C4B | 131242-WSD11-DR-P-6016.dgn | WSD11 | 112 | HS | 00110 |  | 100 | SS16 | PIPELINE : WSD11-112-HS-00110-100-SS16 | AME B36.19M | 900 | PN16 | 10400 | 9200 | 46000 | 114.3 | 3.05 |  | 10 | POLYURETHANE | 56 | 313 | 200 | 600 | 1350
0010312278 | AT_PROCESS | WSD11-112-HS-00110-100-SS16 | C4B | 131242-WSD11-DR-P-6016.dgn | WSD11 | 112 | HS | 00110 |  | 100 | SS16 | PIPELINE : WSD11-112-HS-00110-100-SS16 | AME B36.19M | 900 | PN16 | 10400 | 9200 | 46000 | 114.3 | 3.05 |  | 10 | POLYURETHANE | 56 | 313 | 200 | 600 | 1350
0010312278 | AT_PROCESS | WSD11-112-HS-00110-100-SS16 | C4B | 131242-WSD11-DR-P-6016.dgn | WSD11 | 112 | HS | 00110 |  | 100 | SS16 | PIPELINE : WSD11-112-HS-00110-100-SS16 | AME B36.19M | 900 | PN16 | 10400 | 9200 | 46000 | 114.3 | 3.05 |  | 10 | POLYURETHANE | 56 | 313 | 200 | 600 | 1350
0010312278 | AT_PROCESS | WSD11-112-HS-00110-100-SS16 | C4B | 131242-WSD11-DR-P-6017.dgn | WSD11 | 112 | HS | 00110 |  | 100 | SS16 | PIPELINE : WSD11-112-HS-00110-100-SS16 | AME B36.19M | 900 | PN16 | 10400 | 9200 | 46000 | 114.3 | 3.05 |  | 10 | POLYURETHANE | 56 | 313 | 200 | 600 | 1350
0010278049 | AT_PROCESS | WSD11-112-HS-00110-150-SS16 | C4B | 131242-WSD11-DR-P-6017.dgn | WSD11 | 112 | HS | 00110 |  | 150 | SS16 | PIPELINE : WSD11-112-HS-00110-150-SS16 | AME B36.19M | 900 | PN16 | 10400 | 9200 | 46000 | 168.3 | 3.41 |  | 10 | POLYURETHANE | 56 | 313 | 200 | 600 | 1350
0010278071 | AT_PROCESS | WSD11-112-HS-00110A-25-SS16 | C4B | 131242-WSD11-DR-P-6016.dgn | WSD11 | 112 | HS | 00110 | A | 25 | SS16 | PIPELINE : WSD11-112-HS-00110A-25-SS16 | AME B36.19M | 900 | PN16 |  |  |  | 33.4 | 3.38 |  | 10 | POLYURETHANE | 56 | 313 | 200 | 600 | 1350
0010278051 | AT_PROCESS | WSD11-112-HS-00110B-25-SS16 | C4B | 131242-WSD11-DR-P-6016.dgn | WSD11 | 112 | HS | 00110 | B | 25 | SS16 | PIPELINE : WSD11-112-HS-00110B-25-SS16 | AME B36.19M | 900 | PN16 |  |  |  | 33.4 | 3.38 |  | 10 | POLYURETHANE | 56 | 313 | 200 | 600 | 1350
0010278238 | AT_PROCESS | WSD11-112-HS-00110C-25-SS16 | C4B | 131242-WSD11-DR-P-6017.dgn | WSD11 | 112 | HS | 00110 | C | 25 | SS16 | PIPELINE : WSD11-112-HS-00110C-25-SS16 | AME B36.19M | 900 | PN16 |  |  |  | 33.4 | 3.38 |  | 10 | POLYURETHANE | 56 | 84 | 50 | 100 | 1350
0010308305 | AT_PROCESS | WSD11-112-HS-00110D-25-SS16 | C4B | 131242-WSD11-DR-P-6016.dgn | WSD11 | 112 | HS | 00110 | D | 25 | SS16 | PIPELINE : WSD11-112-HS-00110D-25-SS16 | AME B36.19M | 900 | PN16 |  |  |  | 33.4 | 3.38 |  | 10 | POLYURETHANE | 56 | 313 | 200 | 600 | 1350
0010308307 | AT_PROCESS | WSD11-112-HS-00110E-50-SS16 | C4B | 131242-WSD11-DR-P-6016.dgn | WSD11 | 112 | HS | 00110 | E | 50 | SS16 | PIPELINE : WSD11-112-HS-00110E-50-SS16 | AME B36.19M | 900 | PN16 |  |  |  | 60.3 | 3.91 |  | 10 | POLYURETHANE | 56 | 313 | 200 | 600 | 1350
0010311924 | AT_PROCESS | WSD11-112-HS-00110G-50-SS16 | C4B | 131242-WSD11-DR-P-6016.dgn | WSD11 | 112 | HS | 00110 | G | 50 | SS16 | PIPELINE : WSD11-112-HS-00110G-50-SS16 | AME B36.19M | 900 | PN16 |  |  |  | 60.3 | 3.91 |  | 10 | POLYURETHANE | 56 | 313 | 200 | 600 | 1350
0010324491 | AT_PROCESS | WSD11-112-HS-00111-100-SS16 | C4B | 131242-WSD11-DR-P-6016.dgn | WSD11 | 112 | HS | 00111 |  | 100 | SS16 | PIPELINE : WSD11-112-HS-00111-100-SS16 | AME B36.19M | 900 | PN16 | 10400 | 9200 | 46000 | 114.3 | 3.05 |  | 10 | POLYURETHANE | 56 | 313 | 200 | 600 | 1350
0010278020 | AT_PROCESS | WSD11-112-HS-00112-100-SS16 | C4B | 131242-WSD11-DR-P-6017.dgn | WSD11 | 112 | HS | 00112 |  | 100 | SS16 | PIPELINE : WSD11-112-HS-00112-100-SS16 | AME B36.19M | 900 | PN16 | 10400 | 9200 | 46000 | 114.3 | 3.05 |  | 10 | POLYURETHANE | 50 | 54 | 30 | 100 | 1350
0010278020 | AT_PROCESS | WSD11-112-HS-00112-100-SS16 | C4B | 131242-WSD11-DR-P-6017.dgn | WSD11 | 112 | HS | 00112 |  | 100 | SS16 | PIPELINE : WSD11-112-HS-00112-100-SS16 | AME B36.19M | 900 | PN16 | 10400 | 9200 | 46000 | 114.3 | 3.05 |  | 10 | POLYURETHANE | 50 | 54 | 30 | 100 | 1350
0010278020 | AT_PROCESS | WSD11-112-HS-00112-100-SS16 | C4B | 131242-WSD11-DR-P-6017.dgn | WSD11 | 112 | HS | 00112 |  | 100 | SS16 | PIPELINE : WSD11-112-HS-00112-100-SS16 | AME B36.19M | 900 | PN16 | 10400 | 9200 | 46000 | 114.3 | 3.05 |  | 10 | POLYURETHANE | 50 | 54 | 30 | 100 | 1350
0010278020 | AT_PROCESS | WSD11-112-HS-00112-100-SS16 | C4B | 131242-WSD11-DR-P-6017.dgn | WSD11 | 112 | HS | 00112 |  | 100 | SS16 | PIPELINE : WSD11-112-HS-00112-100-SS16 | AME B36.19M | 900 | PN16 | 10400 | 9200 | 46000 | 114.3 | 3.05 |  | 10 | POLYURETHANE | 50 | 54 | 30 | 100 | 1350
0010278020 | AT_PROCESS | WSD11-112-HS-00112-100-SS16 | C4B | 131242-WSD11-DR-P-6017.dgn | WSD11 | 112 | HS | 00112 |  | 100 | SS16 | PIPELINE : WSD11-112-HS-00112-100-SS16 | AME B36.19M | 900 | PN16 | 10400 | 9200 | 46000 | 114.3 | 3.05 |  | 10 | POLYURETHANE | 50 | 54 | 30 | 100 | 1350
0010278020 | AT_PROCESS | WSD11-112-HS-00112-100-SS16 | C4B | 131242-WSD11-DR-P-6016.dgn | WSD11 | 112 | HS | 00112 |  | 100 | SS16 | PIPELINE : WSD11-112-HS-00112-100-SS16 | AME B36.19M | 900 | PN16 | 10400 | 9200 | 46000 | 114.3 | 3.05 |  | 10 | POLYURETHANE | 50 | 54 | 30 | 100 | 1350
0010278020 | AT_PROCESS | WSD11-112-HS-00112-100-SS16 | C4B | 131242-WSD11-DR-P-6016.dgn | WSD11 | 112 | HS | 00112 |  | 100 | SS16 | PIPELINE : WSD11-112-HS-00112-100-SS16 | AME B36.19M | 900 | PN16 | 10400 | 9200 | 46000 | 114.3 | 3.05 |  | 10 | POLYURETHANE | 50 | 54 | 30 | 100 | 1350
0010278230 | AT_PROCESS | WSD11-112-HS-00112A-25-SS16 | C4B | 131242-WSD11-DR-P-6017.dgn | WSD11 | 112 | HS | 00112 | A | 25 | SS16 | PIPELINE : WSD11-112-HS-00112A-25-SS16 | AME B36.19M | 900 | PN16 |  |  |  | 33.4 | 3.38 |  | 10 | POLYURETHANE | 50 | 54 | 30 | 100 | 1350
0010278027 | AT_PROCESS | WSD11-112-HS-00113-100-SS16 | C4B | 131242-WSD11-DR-P-6017.dgn | WSD11 | 112 | HS | 00113 |  | 100 | SS16 | PIPELINE : WSD11-112-HS-00113-100-SS16 | AME B36.19M | 900 | PN16 | 10400 | 9200 | 46000 | 114.3 | 3.05 |  | 10 | POLYURETHANE | 50 | 54 | 30 | 100 | 1350
0010278027 | AT_PROCESS | WSD11-112-HS-00113-100-SS16 | C4B | 131242-WSD11-DR-P-6017.dgn | WSD11 | 112 | HS | 00113 |  | 100 | SS16 | PIPELINE : WSD11-112-HS-00113-100-SS16 | AME B36.19M | 900 | PN16 | 10400 | 9200 | 46000 | 114.3 | 3.05 |  | 10 | POLYURETHANE | 50 | 54 | 30 | 100 | 1350
0010278027 | AT_PROCESS | WSD11-112-HS-00113-100-SS16 | C4B | 131242-WSD11-DR-P-6017.dgn | WSD11 | 112 | HS | 00113 |  | 100 | SS16 | PIPELINE : WSD11-112-HS-00113-100-SS16 | AME B36.19M | 900 | PN16 | 10400 | 9200 | 46000 | 114.3 | 3.05 |  | 10 | POLYURETHANE | 50 | 54 | 30 | 100 | 1350
0010278027 | AT_PROCESS | WSD11-112-HS-00113-100-SS16 | C4B | 131242-WSD11-DR-P-6017.dgn | WSD11 | 112 | HS | 00113 |  | 100 | SS16 | PIPELINE : WSD11-112-HS-00113-100-SS16 | AME B36.19M | 900 | PN16 | 10400 | 9200 | 46000 | 114.3 | 3.05 |  | 10 | POLYURETHANE | 50 | 54 | 30 | 100 | 1350
0010278027 | AT_PROCESS | WSD11-112-HS-00113-100-SS16 | C4B | 131242-WSD11-DR-P-6016.dgn | WSD11 | 112 | HS | 00113 |  | 100 | SS16 | PIPELINE : WSD11-112-HS-00113-100-SS16 | AME B36.19M | 900 | PN16 | 10400 | 9200 | 46000 | 114.3 | 3.05 |  | 10 | POLYURETHANE | 50 | 54 | 30 | 100 | 1350
0010278027 | AT_PROCESS | WSD11-112-HS-00113-100-SS16 | C4B | 131242-WSD11-DR-P-6017.dgn | WSD11 | 112 | HS | 00113 |  | 100 | SS16 | PIPELINE : WSD11-112-HS-00113-100-SS16 | AME B36.19M | 900 | PN16 | 10400 | 9200 | 46000 | 114.3 | 3.05 |  | 10 | POLYURETHANE | 50 | 54 | 30 | 100 | 1350
0010278027 | AT_PROCESS | WSD11-112-HS-00113-100-SS16 | C4B | 131242-WSD11-DR-P-6016.dgn | WSD11 | 112 | HS | 00113 |  | 100 | SS16 | PIPELINE : WSD11-112-HS-00113-100-SS16 | AME B36.19M | 900 | PN16 | 10400 | 9200 | 46000 | 114.3 | 3.05 |  | 10 | POLYURETHANE | 50 | 54 | 30 | 100 | 1350
0010278175 | AT_PROCESS | WSD11-112-HS-00113A-25-SS16 | C4B | 131242-WSD11-DR-P-6017.dgn | WSD11 | 112 | HS | 00113 | A | 25 | SS16 | PIPELINE : WSD11-112-HS-00113A-25-SS16 | AME B36.19M | 900 | PN16 |  |  |  | 33.4 | 3.38 |  | 10 | POLYURETHANE | 50 | 54 | 30 | 100 | 1350
0010308441 | AT_PROCESS | WSD11-112-HS-00114-100-SS16 | C4B | 131242-WSD11-DR-P-6017.dgn | WSD11 | 112 | HS | 00114 |  | 100 | SS16 | PIPELINE : WSD11-112-HS-00114-100-SS16 | AME B36.19M | 900 | PN16 | 10400 | 9200 | 46000 | 114.3 | 3.05 |  | 10 | POLYURETHANE | 50 | 54 | 30 | 100 | 1350
0010308441 | AT_PROCESS | WSD11-112-HS-00114-100-SS16 | C4B | 131242-WSD11-DR-P-6017.dgn | WSD11 | 112 | HS | 00114 |  | 100 | SS16 | PIPELINE : WSD11-112-HS-00114-100-SS16 | AME B36.19M | 900 | PN16 | 10400 | 9200 | 46000 | 114.3 | 3.05 |  | 10 | POLYURETHANE | 50 | 54 | 30 | 100 | 1350
0010308441 | AT_PROCESS | WSD11-112-HS-00114-100-SS16 | C4B | 131242-WSD11-DR-P-6017.dgn | WSD11 | 112 | HS | 00114 |  | 100 | SS16 | PIPELINE : WSD11-112-HS-00114-100-SS16 | AME B36.19M | 900 | PN16 | 10400 | 9200 | 46000 | 114.3 | 3.05 |  | 10 | POLYURETHANE | 50 | 54 | 30 | 100 | 1350
0010278159 | AT_PROCESS | WSD11-112-HS-00114-150-SS16 | C4B | 131242-WSD11-DR-P-6017.dgn | WSD11 | 112 | HS | 00114 |  | 150 | SS16 | PIPELINE : WSD11-112-HS-00114-150-SS16 | AME B36.19M | 900 | PN16 | 20800 | 20800 | 30000 | 168.3 | 3.41 |  | 10 | POLYURETHANE | 50 | 54 | 30 | 100 | 1350
0010278159 | AT_PROCESS | WSD11-112-HS-00114-150-SS16 | C4B | 131242-WSD11-DR-P-6018.dgn | WSD11 | 112 | HS | 00114 |  | 150 | SS16 | PIPELINE : WSD11-112-HS-00114-150-SS16 | AME B36.19M | 900 | PN16 | 20800 | 20800 | 30000 | 168.3 | 3.41 |  | 10 | POLYURETHANE | 50 | 54 | 30 | 100 | 1350
0010308464 | AT_PROCESS | WSD11-112-HS-00114-200-SS16 | C4B | 131242-WSD11-DR-P-6018.dgn | WSD11 | 112 | HS | 00114 |  | 200 | SS16 | PIPELINE : WSD11-112-HS-00114-200-SS16 | AME B36.19M | 900 | PN16 | 20800 | 20800 | 30000 | 219.1 | 3.76 |  | 10 | POLYURETHANE | 50 | 74 | 50 | 100 | 1350
0010278251 | AT_PROCESS | WSD11-112-HS-00114A-25-SS16 | C4B | 131242-WSD11-DR-P-6017.dgn | WSD11 | 112 | HS | 00114 | A | 25 | SS16 | PIPELINE : WSD11-112-HS-00114A-25-SS16 | AME B36.19M | 900 | PN16 |  |  |  | 33.4 | 3.38 |  | 10 | POLYURETHANE | 50 | 54 | 30 | 100 | 1350
0010278421 | AT_PROCESS | WSD11-112-HS-00114B-25-SS16 | C4B | 131242-WSD11-DR-P-6018.dgn | WSD11 | 112 | HS | 00114 | B | 25 | SS16 | PIPELINE : WSD11-112-HS-00114B-25-SS16 | AME B36.19M | 900 | PN16 |  |  |  | 33.4 | 3.38 |  | 10 | POLYURETHANE | 50 | 74 | 50 | 100 | 1350
0010308451 | AT_PROCESS | WSD11-112-HS-00114C-50-SS16 | C4B | 131242-WSD11-DR-P-6017.dgn | WSD11 | 112 | HS | 00114 | C | 50 | SS16 | PIPELINE : WSD11-112-HS-00114C-50-SS16 | AME B36.19M | 900 | PN16 |  |  |  | 60.3 | 3.91 |  | 10 | POLYURETHANE | 50 | 54 | 30 | 100 | 1350
0010278155 | AT_PROCESS | WSD11-112-HS-00115-100-SS16 | C4B | 131242-WSD11-DR-P-6017.dgn | WSD11 | 112 | HS | 00115 |  | 100 | SS16 | PIPELINE : WSD11-112-HS-00115-100-SS16 | AME B36.19M | 900 | PN16 | 10400 | 9200 | 46000 | 114.3 | 3.05 |  | 10 | POLYURETHANE | 50 | 54 | 30 | 100 | 1350
0010278155 | AT_PROCESS | WSD11-112-HS-00115-100-SS16 | C4B | 131242-WSD11-DR-P-6017.dgn | WSD11 | 112 | HS | 00115 |  | 100 | SS16 | PIPELINE : WSD11-112-HS-00115-100-SS16 | AME B36.19M | 900 | PN16 | 10400 | 9200 | 46000 | 114.3 | 3.05 |  | 10 | POLYURETHANE | 50 | 54 | 30 | 100 | 1350
0010278155 | AT_PROCESS | WSD11-112-HS-00115-100-SS16 | C4B | 131242-WSD11-DR-P-6017.dgn | WSD11 | 112 | HS | 00115 |  | 100 | SS16 | PIPELINE : WSD11-112-HS-00115-100-SS16 | AME B36.19M | 900 | PN16 | 10400 | 9200 | 46000 | 114.3 | 3.05 |  | 10 | POLYURETHANE | 50 | 54 | 30 | 100 | 1350
0010278258 | AT_PROCESS | WSD11-112-HS-00115A-25-SS16 | C4B | 131242-WSD11-DR-P-6017.dgn | WSD11 | 112 | HS | 00115 | A | 25 | SS16 | PIPELINE : WSD11-112-HS-00115A-25-SS16 | AME B36.19M | 900 | PN16 |  |  |  | 33.4 | 3.38 |  | 10 | POLYURETHANE | 50 | 54 | 30 | 100 | 1350
0010308364 | AT_PROCESS | WSD11-112-HS-00115C-50-SS16 | C4B | 131242-WSD11-DR-P-6017.dgn | WSD11 | 112 | HS | 00115 | C | 50 | SS16 | PIPELINE : WSD11-112-HS-00115C-50-SS16 | AME B36.19M | 900 | PN16 |  |  |  | 60.3 | 3.91 |  | 10 | POLYURETHANE | 50 | 54 | 30 | 100 | 1350
0010312357 | AT_PROCESS | WSD11-112-HS-00116-100-SS16 | C4B | 131242-WSD11-DR-P-6018.dgn | WSD11 | 112 | HS | 00116 |  | 100 | SS16 | PIPELINE : WSD11-112-HS-00116-100-SS16 | AME B36.19M | 900 | PN16 | 20800 | 20800 | 30000 | 114.3 | 3.05 |  | 10 | POLYURETHANE | 50 | 567 | 400 | 600 | 1350
0010312357 | AT_PROCESS | WSD11-112-HS-00116-100-SS16 | C4B | 131242-WSD11-DR-P-6018.dgn | WSD11 | 112 | HS | 00116 |  | 100 | SS16 | PIPELINE : WSD11-112-HS-00116-100-SS16 | AME B36.19M | 900 | PN16 | 20800 | 20800 | 30000 | 114.3 | 3.05 |  | 10 | POLYURETHANE | 50 | 567 | 400 | 600 | 1350
0010312357 | AT_PROCESS | WSD11-112-HS-00116-100-SS16 | C4B | 131242-WSD11-DR-P-6018.dgn | WSD11 | 112 | HS | 00116 |  | 100 | SS16 | PIPELINE : WSD11-112-HS-00116-100-SS16 | AME B36.19M | 900 | PN16 | 20800 | 20800 | 30000 | 114.3 | 3.05 |  | 10 | POLYURETHANE | 50 | 567 | 400 | 600 | 1350
0010312357 | AT_PROCESS | WSD11-112-HS-00116-100-SS16 | C4B | 131242-WSD11-DR-P-6018.dgn | WSD11 | 112 | HS | 00116 |  | 100 | SS16 | PIPELINE : WSD11-112-HS-00116-100-SS16 | AME B36.19M | 900 | PN16 | 20800 | 20800 | 30000 | 114.3 | 3.05 |  | 10 | POLYURETHANE | 50 | 567 | 400 | 600 | 1350
0010281197 | AT_PROCESS | WSD11-112-HS-00116-150-SS16 | C4B | 131242-WSD11-DR-P-6070.dgn | WSD11 | 112 | HS | 00116 |  | 150 | SS16 | PIPELINE : WSD11-112-HS-00116-150-SS16 | AME B36.19M | 900 | PN16 |  |  |  | 168.3 | 3.41 |  | 10 | POLYURETHANE | 50 | 567 | 400 | 600 | 1350
0010281197 | AT_PROCESS | WSD11-112-HS-00116-150-SS16 | C4B | 131242-WSD11-DR-P-6018.dgn | WSD11 | 112 | HS | 00116 |  | 150 | SS16 | PIPELINE : WSD11-112-HS-00116-150-SS16 | AME B36.19M | 900 | PN16 |  |  |  | 168.3 | 3.41 |  | 10 | POLYURETHANE | 50 | 567 | 400 | 600 | 1350
0010278424 | AT_PROCESS | WSD11-112-HS-00116A-25-SS16 | C4B | 131242-WSD11-DR-P-6018.dgn | WSD11 | 112 | HS | 00116 | A | 25 | SS16 | PIPELINE : WSD11-112-HS-00116A-25-SS16 | AME B36.19M | 900 | PN16 |  |  |  | 33.4 | 3.38 |  | 10 | POLYURETHANE | 50 | 567 | 400 | 600 | 1350
0010278385 | AT_PROCESS | WSD11-112-HS-00116B-25-SS16 | C4B | 131242-WSD11-DR-P-6018.dgn | WSD11 | 112 | HS | 00116 | B | 25 | SS16 | PIPELINE : WSD11-112-HS-00116B-25-SS16 | AME B36.19M | 900 | PN16 |  |  |  | 33.4 | 3.38 |  | 10 | POLYURETHANE | 50 | 567 | 400 | 600 | 1350
0010308470 | AT_PROCESS | WSD11-112-HS-00116C-25-SS16 | C4B | 131242-WSD11-DR-P-6018.dgn | WSD11 | 112 | HS | 00116 | C | 25 | SS16 | PIPELINE : WSD11-112-HS-00116C-25-SS16 | AME B36.19M | 900 | PN16 |  |  |  | 33.4 | 3.38 |  | 10 | POLYURETHANE | 50 | 567 | 400 | 600 | 1350
0010308468 | AT_PROCESS | WSD11-112-HS-00116D-50-SS16 | C4B | 131242-WSD11-DR-P-6018.dgn | WSD11 | 112 | HS | 00116 | D | 50 | SS16 | PIPELINE : WSD11-112-HS-00116D-50-SS16 | AME B36.19M | 900 | PN16 |  |  |  | 60.3 | 3.91 |  | 10 | POLYURETHANE | 50 | 567 | 400 | 600 | 1350
0010311933 | AT_PROCESS | WSD11-112-HS-00116E-50-SS16 | C4B | 131242-WSD11-DR-P-6018.dgn | WSD11 | 112 | HS | 00116 | E | 50 | SS16 | PIPELINE : WSD11-112-HS-00116E-50-SS16 | AME B36.19M | 900 | PN16 |  |  |  | 60.3 | 3.91 |  | 10 | POLYURETHANE | 50 | 567 | 400 | 600 | 1350
0010278406 | AT_PROCESS | WSD11-112-HS-00117-200-SS16 | C4B | 131242-WSD11-DR-P-6018.dgn | WSD11 | 112 | HS | 00117 |  | 200 | SS16 | PIPELINE : WSD11-112-HS-00117-200-SS16 | AME B36.19M | 900 | PN16 | 20800 | 20800 | 30000 | 219.1 | 3.76 |  | 10 | POLYURETHANE | 50 | 74 | 50 | 100 | 1350
0010278409 | AT_PROCESS | WSD11-112-HS-00117A-25-SS16 | C4B | 131242-WSD11-DR-P-6018.dgn | WSD11 | 112 | HS | 00117 | A | 25 | SS16 | PIPELINE : WSD11-112-HS-00117A-25-SS16 | AME B36.19M | 900 | PN16 |  |  |  | 33.4 | 3.38 |  | 10 | POLYURETHANE | 50 | 74 | 50 | 100 | 1350
0010278405 | AT_PROCESS | WSD11-112-HS-00118-100-SS16 | C4B | 131242-WSD11-DR-P-6018.dgn | WSD11 | 112 | HS | 00118 |  | 100 | SS16 | PIPELINE : WSD11-112-HS-00118-100-SS16 | AME B36.19M | 900 | PN16 | 20800 | 20800 | 30000 | 114.3 | 3.05 |  | 10 | POLYURETHANE | 50 | 567 | 400 | 600 | 1350
0010278405 | AT_PROCESS | WSD11-112-HS-00118-100-SS16 | C4B | 131242-WSD11-DR-P-6018.dgn | WSD11 | 112 | HS | 00118 |  | 100 | SS16 | PIPELINE : WSD11-112-HS-00118-100-SS16 | AME B36.19M | 900 | PN16 | 20800 | 20800 | 30000 | 114.3 | 3.05 |  | 10 | POLYURETHANE | 50 | 567 | 400 | 600 | 1350
0010278427 | AT_PROCESS | WSD11-112-HS-00118A-25-SS16 | C4B | 131242-WSD11-DR-P-6018.dgn | WSD11 | 112 | HS | 00118 | A | 25 | SS16 | PIPELINE : WSD11-112-HS-00118A-25-SS16 | AME B36.19M | 900 | PN16 |  |  |  | 33.4 | 3.38 |  | 10 | POLYURETHANE | 50 | 567 | 400 | 600 | 1350
0010308475 | AT_PROCESS | WSD11-112-HS-00118C-25-SS16 | C4B | 131242-WSD11-DR-P-6018.dgn | WSD11 | 112 | HS | 00118 | C | 25 | SS16 | PIPELINE : WSD11-112-HS-00118C-25-SS16 | AME B36.19M | 900 | PN16 |  |  |  | 33.4 | 3.38 |  | 10 | POLYURETHANE | 50 | 567 | 400 | 600 | 1350
0010308473 | AT_PROCESS | WSD11-112-HS-00118D-50-SS16 | C4B | 131242-WSD11-DR-P-6018.dgn | WSD11 | 112 | HS | 00118 | D | 50 | SS16 | PIPELINE : WSD11-112-HS-00118D-50-SS16 | AME B36.19M | 900 | PN16 |  |  |  | 60.3 | 3.91 |  | 10 | POLYURETHANE | 50 | 567 | 400 | 600 | 1350
0010311936 | AT_PROCESS | WSD11-112-HS-00118E-50-SS16 | C4B | 131242-WSD11-DR-P-6018.dgn | WSD11 | 112 | HS | 00118 | E | 50 | SS16 | PIPELINE : WSD11-112-HS-00118E-50-SS16 | AME B36.19M | 900 | PN16 |  |  |  | 60.3 | 3.91 |  | 10 | POLYURETHANE | 50 | 567 | 400 | 600 | 1350
0010281182 | AT_PROCESS | WSD11-112-HS-00119-200-SS16 | C4B | 131242-WSD11-DR-P-6070.dgn | WSD11 | 112 | HS | 00119 |  | 200 | SS16 | PIPELINE : WSD11-112-HS-00119-200-SS16 | AME B36.19M | 900 | PN16 | 30800 | 30800 | 30800 | 219.1 | 3.76 |  | 10 | POLYURETHANE | 50 | 260 | 200 | 300 | 1350
0010281182 | AT_PROCESS | WSD11-112-HS-00119-200-SS16 | C4B | 131242-WSD11-DR-P-6070.dgn | WSD11 | 112 | HS | 00119 |  | 200 | SS16 | PIPELINE : WSD11-112-HS-00119-200-SS16 | AME B36.19M | 900 | PN16 | 30800 | 30800 | 30800 | 219.1 | 3.76 |  | 10 | POLYURETHANE | 50 | 260 | 200 | 300 | 1350
0010335608 | AT_PROCESS | WSD11-112-HS-00119-50-SS16 | C4B | 131242-WSD11-DR-P-6017.dgn | WSD11 | 112 | HS | 00119 |  | 50 | SS16 | PIPELINE : WSD11-112-HS-00119-50-SS16 | AME B36.19M | 900 | PN16 |  |  |  | 60.3 | 3.91 |  | 10 | POLYURETHANE | 50 | 54 | 30 | 100 | 1350
0010281180 | AT_PROCESS | WSD11-112-HS-00119A-25-SS16 | C4B | 131242-WSD11-DR-P-6070.dgn | WSD11 | 112 | HS | 00119 | A | 25 | SS16 | PIPELINE : WSD11-112-HS-00119A-25-SS16 | AME B36.19M | 900 | PN16 |  |  |  | 33.4 | 3.38 |  | 10 | POLYURETHANE | 50 | 260 | 200 | 300 | 1350
0010281194 | AT_PROCESS | WSD11-112-HS-00120-100-SS16 | C4B | 131242-WSD11-DR-P-6070.dgn | WSD11 | 112 | HS | 00120 |  | 100 | SS16 | PIPELINE : WSD11-112-HS-00120-100-SS16 | AME B36.19M | 900 | PN16 | 30800 | 30800 | 30800 | 114.3 | 3.05 |  | 10 | POLYURETHANE | 50 | 600 | 400 | 600 | 1350
0010281194 | AT_PROCESS | WSD11-112-HS-00120-100-SS16 | C4B | 131242-WSD11-DR-P-6070.dgn | WSD11 | 112 | HS | 00120 |  | 100 | SS16 | PIPELINE : WSD11-112-HS-00120-100-SS16 | AME B36.19M | 900 | PN16 | 30800 | 30800 | 30800 | 114.3 | 3.05 |  | 10 | POLYURETHANE | 50 | 600 | 400 | 600 | 1350
0010281194 | AT_PROCESS | WSD11-112-HS-00120-100-SS16 | C4B | 131242-WSD11-DR-P-6070.dgn | WSD11 | 112 | HS | 00120 |  | 100 | SS16 | PIPELINE : WSD11-112-HS-00120-100-SS16 | AME B36.19M | 900 | PN16 | 30800 | 30800 | 30800 | 114.3 | 3.05 |  | 10 | POLYURETHANE | 50 | 600 | 400 | 600 | 1350
0010281189 | AT_PROCESS | WSD11-112-HS-00120A-50-SS16 | C4B | 131242-WSD11-DR-P-6070.dgn | WSD11 | 112 | HS | 00120 | A | 50 | SS16 | PIPELINE : WSD11-112-HS-00120A-50-SS16 | AME B36.19M | 900 | PN16 |  |  |  | 60.3 | 3.91 |  | 10 | POLYURETHANE | 50 | 600 | 400 | 600 | 1350
0010281122 | AT_PROCESS | WSD11-112-HS-00120B-25-SS16 | C4B | 131242-WSD11-DR-P-6070.dgn | WSD11 | 112 | HS | 00120 | B | 25 | SS16 | PIPELINE : WSD11-112-HS-00120B-25-SS16 | AME B36.19M | 900 | PN16 |  |  |  | 33.4 | 3.38 |  | 10 | POLYURETHANE | 50 | 600 | 400 | 600 | 1350
0010309635 | AT_PROCESS | WSD11-112-HS-00120C-25-SS16 | C4B | 131242-WSD11-DR-P-6070.dgn | WSD11 | 112 | HS | 00120 | C | 25 | SS16 | PIPELINE : WSD11-112-HS-00120C-25-SS16 | AME B36.19M | 900 | PN16 |  |  |  | 33.4 | 3.38 |  | 10 | POLYURETHANE | 50 | 600 | 400 | 600 | 1350
0010312044 | AT_PROCESS | WSD11-112-HS-00120D-50-SS16 | C4B | 131242-WSD11-DR-P-6070.dgn | WSD11 | 112 | HS | 00120 | D | 50 | SS16 | PIPELINE : WSD11-112-HS-00120D-50-SS16 | AME B36.19M | 900 | PN16 |  |  |  | 60.3 | 3.91 |  | 10 | POLYURETHANE | 50 | 600 | 400 | 600 | 1350
0010282796 | AT_PROCESS | WSD11-112-HS-00201-200-SS16 | C4B | 131242-WSD11-DR-P-6026.dgn | WSD11 | 112 | HS | 00201 |  | 200 | SS16 | PIPELINE : WSD11-112-HS-00201-200-SS16 | AME B36.19M | 550 | PN16 | 33000 | 9200 | 46000 | 219.1 | 3.76 |  | 30 | ROCKWOOL | 80 | 200 | 150 | 250 | 725
0010282833 | AT_PROCESS | WSD11-112-HS-00201H-25-SS16 | C4B | 131242-WSD11-DR-P-6026.dgn | WSD11 | 112 | HS | 00201 | H | 25 | SS16 | PIPELINE : WSD11-112-HS-00201H-25-SS16 | AME B36.19M | 550 | PN16 |  |  |  | 33.4 | 3.38 |  | 30 | ROCKWOOL | 80 | 200 | 150 | 250 | 725
0010308861 | AT_PROCESS | WSD11-112-HS-00202-100-SS16 | C4B | 131242-WSD11-DR-P-6033.dgn | WSD11 | 112 | HS | 00202 |  | 100 | SS16 | PIPELINE : WSD11-112-HS-00202-100-SS16 | AME B36.19M | 1200 | PN16 | 10400 | 9200 | 46000 | 114.3 | 3.05 |  | 30 | ROCKWOOL | 80 | 280 | 250 | 300 | 1600
0010308861 | AT_PROCESS | WSD11-112-HS-00202-100-SS16 | C4B | 131242-WSD11-DR-P-6026.dgn | WSD11 | 112 | HS | 00202 |  | 100 | SS16 | PIPELINE : WSD11-112-HS-00202-100-SS16 | AME B36.19M | 1200 | PN16 | 10400 | 9200 | 46000 | 114.3 | 3.05 |  | 30 | ROCKWOOL | 80 | 280 | 250 | 300 | 1600
0010308861 | AT_PROCESS | WSD11-112-HS-00202-100-SS16 | C4B | 131242-WSD11-DR-P-6033.dgn | WSD11 | 112 | HS | 00202 |  | 100 | SS16 | PIPELINE : WSD11-112-HS-00202-100-SS16 | AME B36.19M | 1200 | PN16 | 10400 | 9200 | 46000 | 114.3 | 3.05 |  | 30 | ROCKWOOL | 80 | 280 | 250 | 300 | 1600
0010308861 | AT_PROCESS | WSD11-112-HS-00202-100-SS16 | C4B | 131242-WSD11-DR-P-6026.dgn | WSD11 | 112 | HS | 00202 |  | 100 | SS16 | PIPELINE : WSD11-112-HS-00202-100-SS16 | AME B36.19M | 1200 | PN16 | 10400 | 9200 | 46000 | 114.3 | 3.05 |  | 30 | ROCKWOOL | 80 | 280 | 250 | 300 | 1600
0010308861 | AT_PROCESS | WSD11-112-HS-00202-100-SS16 | C4B | 131242-WSD11-DR-P-6026.dgn | WSD11 | 112 | HS | 00202 |  | 100 | SS16 | PIPELINE : WSD11-112-HS-00202-100-SS16 | AME B36.19M | 1200 | PN16 | 10400 | 9200 | 46000 | 114.3 | 3.05 |  | 30 | ROCKWOOL | 80 | 280 | 250 | 300 | 1600
0010308861 | AT_PROCESS | WSD11-112-HS-00202-100-SS16 | C4B | 131242-WSD11-DR-P-6033.dgn | WSD11 | 112 | HS | 00202 |  | 100 | SS16 | PIPELINE : WSD11-112-HS-00202-100-SS16 | AME B36.19M | 1200 | PN16 | 10400 | 9200 | 46000 | 114.3 | 3.05 |  | 30 | ROCKWOOL | 80 | 280 | 250 | 300 | 1600
0010283420 | AT_PROCESS | WSD11-112-HS-00202-150-SS16 | C4B | 131242-WSD11-DR-P-6026.dgn | WSD11 | 112 | HS | 00202 |  | 150 | SS16 | PIPELINE : WSD11-112-HS-00202-150-SS16 | AME B36.19M | 1200 | PN16 |  |  |  | 168.3 | 3.41 |  | 30 | ROCKWOOL | 80 | 280 | 250 | 300 | 1600
0010283420 | AT_PROCESS | WSD11-112-HS-00202-150-SS16 | C4B | 131242-WSD11-DR-P-6033.dgn | WSD11 | 112 | HS | 00202 |  | 150 | SS16 | PIPELINE : WSD11-112-HS-00202-150-SS16 | AME B36.19M | 1200 | PN16 |  |  |  | 168.3 | 3.41 |  | 30 | ROCKWOOL | 80 | 280 | 250 | 300 | 1600
0010283420 | AT_PROCESS | WSD11-112-HS-00202-150-SS16 | C4B | 131242-WSD11-DR-P-6026.dgn | WSD11 | 112 | HS | 00202 |  | 150 | SS16 | PIPELINE : WSD11-112-HS-00202-150-SS16 | AME B36.19M | 1200 | PN16 |  |  |  | 168.3 | 3.41 |  | 30 | ROCKWOOL | 80 | 280 | 250 | 300 | 1600
0010308703 | AT_PROCESS | WSD11-112-HS-00202A-25-SS16 | C4B | 131242-WSD11-DR-P-6026.dgn | WSD11 | 112 | HS | 00202 | A | 25 | SS16 | PIPELINE : WSD11-112-HS-00202A-25-SS16 | AME B36.19M | 1200 | PN16 |  |  |  | 33.4 | 3.38 |  | 30 | ROCKWOOL | 80 | 280 | 250 | 300 | 1600
0010308701 | AT_PROCESS | WSD11-112-HS-00202B-50-SS16 | C4B | 131242-WSD11-DR-P-6026.dgn | WSD11 | 112 | HS | 00202 | B | 50 | SS16 | PIPELINE : WSD11-112-HS-00202B-50-SS16 | AME B36.19M | 1000 | PN16 |  |  |  | 21.3 | 2.77 |  | 30 | ROCKWOOL | 80 | 280 | 250 | 300 | 1500
0010308701 | AT_PROCESS | WSD11-112-HS-00202B-50-SS16 | C4B | 131242-WSD11-DR-P-6026.dgn | WSD11 | 112 | HS | 00202 | B | 50 | SS16 | PIPELINE : WSD11-112-HS-00202B-50-SS16 | AME B36.19M | 1000 | PN16 |  |  |  | 21.3 | 2.77 |  | 30 | ROCKWOOL | 80 | 280 | 250 | 300 | 1500
0010282837 | AT_PROCESS | WSD11-112-HS-00202C-25-SS16 | C4B | 131242-WSD11-DR-P-6026.dgn | WSD11 | 112 | HS | 00202 | C | 25 | SS16 | PIPELINE : WSD11-112-HS-00202C-25-SS16 | AME B36.19M | 1200 | PN16 |  |  |  | 33.4 | 3.38 |  | 30 | ROCKWOOL | 80 | 280 | 250 | 300 | 1600
0010308692 | AT_PROCESS | WSD11-112-HS-00202D-100-SS16 | C4B | 131242-WSD11-DR-P-6026.dgn | WSD11 | 112 | HS | 00202 | D | 100 | SS16 | PIPELINE : WSD11-112-HS-00202D-100-SS16 | AME B36.19M | 1000 | PN16 |  |  |  | 168.3 | 3.41 |  | 30 | ROCKWOOL | 80 | 280 | 250 | 300 | 1500
0010282874 | AT_PROCESS | WSD11-112-HS-00202D-150-SS16 | C4B | 131242-WSD11-DR-P-6026.dgn | WSD11 | 112 | HS | 00202 | D | 150 | SS16 | PIPELINE : WSD11-112-HS-00202D-150-SS16 | AME B36.19M | 1000 | PN16 |  |  |  | 114.3 | 3.05 |  | 30 | ROCKWOOL | 80 | 280 | 250 | 300 | 1500
0010333214 | AT_PROCESS | WSD11-112-HS-00202E-25-SS16 | C4B | 131242-WSD11-DR-P-6026.dgn | WSD11 | 112 | HS | 00202 | E | 25 | SS16 | PIPELINE : WSD11-112-HS-00202E-25-SS16 | AME B36.19M | 1200 | PN16 |  |  |  | 33.4 | 3.38 |  | 30 | ROCKWOOL | 80 | 280 | 250 | 300 | 1600
0010283505 | AT_PROCESS | WSD11-112-HS-00202F-25-SS16 | C4B | 131242-WSD11-DR-P-6033.dgn | WSD11 | 112 | HS | 00202 | F | 25 | SS16 | PIPELINE : WSD11-112-HS-00202F-25-SS16 | AME B36.19M | 900 | PN16 |  |  |  | 33.4 | 3.38 |  | 10 | POLYURETHANE | 80 | '62 | 40 | 100 | 1350
0010308863 | AT_PROCESS | WSD11-112-HS-00203-100-SS16 | C4B | 131242-WSD11-DR-P-6026.dgn | WSD11 | 112 | HS | 00203 |  | 100 | SS16 | PIPELINE : WSD11-112-HS-00203-100-SS16 | AME B36.19M | 1200 | PN16 | 33000 | 9200 | 46000 | 114.3 | 3.05 |  | 30 | ROCKWOOL | 80 | 280 | 250 | 300 | 1600
0010308863 | AT_PROCESS | WSD11-112-HS-00203-100-SS16 | C4B | 131242-WSD11-DR-P-6026.dgn | WSD11 | 112 | HS | 00203 |  | 100 | SS16 | PIPELINE : WSD11-112-HS-00203-100-SS16 | AME B36.19M | 1200 | PN16 | 33000 | 9200 | 46000 | 114.3 | 3.05 |  | 30 | ROCKWOOL | 80 | 280 | 250 | 300 | 1600
0010308863 | AT_PROCESS | WSD11-112-HS-00203-100-SS16 | C4B | 131242-WSD11-DR-P-6033.dgn | WSD11 | 112 | HS | 00203 |  | 100 | SS16 | PIPELINE : WSD11-112-HS-00203-100-SS16 | AME B36.19M | 1200 | PN16 | 33000 | 9200 | 46000 | 114.3 | 3.05 |  | 30 | ROCKWOOL | 80 | 280 | 250 | 300 | 1600
0010308863 | AT_PROCESS | WSD11-112-HS-00203-100-SS16 | C4B | 131242-WSD11-DR-P-6026.dgn | WSD11 | 112 | HS | 00203 |  | 100 | SS16 | PIPELINE : WSD11-112-HS-00203-100-SS16 | AME B36.19M | 1200 | PN16 | 33000 | 9200 | 46000 | 114.3 | 3.05 |  | 30 | ROCKWOOL | 80 | 280 | 250 | 300 | 1600
0010308863 | AT_PROCESS | WSD11-112-HS-00203-100-SS16 | C4B | 131242-WSD11-DR-P-6033.dgn | WSD11 | 112 | HS | 00203 |  | 100 | SS16 | PIPELINE : WSD11-112-HS-00203-100-SS16 | AME B36.19M | 1200 | PN16 | 33000 | 9200 | 46000 | 114.3 | 3.05 |  | 30 | ROCKWOOL | 80 | 280 | 250 | 300 | 1600
0010308863 | AT_PROCESS | WSD11-112-HS-00203-100-SS16 | C4B | 131242-WSD11-DR-P-6026.dgn | WSD11 | 112 | HS | 00203 |  | 100 | SS16 | PIPELINE : WSD11-112-HS-00203-100-SS16 | AME B36.19M | 1200 | PN16 | 33000 | 9200 | 46000 | 114.3 | 3.05 |  | 30 | ROCKWOOL | 80 | 280 | 250 | 300 | 1600
0010308863 | AT_PROCESS | WSD11-112-HS-00203-100-SS16 | C4B | 131242-WSD11-DR-P-6033.dgn | WSD11 | 112 | HS | 00203 |  | 100 | SS16 | PIPELINE : WSD11-112-HS-00203-100-SS16 | AME B36.19M | 1200 | PN16 | 33000 | 9200 | 46000 | 114.3 | 3.05 |  | 30 | ROCKWOOL | 80 | 280 | 250 | 300 | 1600
0010308863 | AT_PROCESS | WSD11-112-HS-00203-100-SS16 | C4B | 131242-WSD11-DR-P-6026.dgn | WSD11 | 112 | HS | 00203 |  | 100 | SS16 | PIPELINE : WSD11-112-HS-00203-100-SS16 | AME B36.19M | 1200 | PN16 | 33000 | 9200 | 46000 | 114.3 | 3.05 |  | 30 | ROCKWOOL | 80 | 280 | 250 | 300 | 1600
0010283423 | AT_PROCESS | WSD11-112-HS-00203-150-SS16 | C4B | 131242-WSD11-DR-P-6033.dgn | WSD11 | 112 | HS | 00203 |  | 150 | SS16 | PIPELINE : WSD11-112-HS-00203-150-SS16 | AME B36.19M | 1200 | PN16 |  |  |  | 114.3 | 3.05 |  | 30 | ROCKWOOL | 80 | 280 | 250 | 300 | 1600
0010283423 | AT_PROCESS | WSD11-112-HS-00203-150-SS16 | C4B | 131242-WSD11-DR-P-6026.dgn | WSD11 | 112 | HS | 00203 |  | 150 | SS16 | PIPELINE : WSD11-112-HS-00203-150-SS16 | AME B36.19M | 1200 | PN16 |  |  |  | 114.3 | 3.05 |  | 30 | ROCKWOOL | 80 | 280 | 250 | 300 | 1600
0010308697 | AT_PROCESS | WSD11-112-HS-00203A-25-SS16 | C4B | 131242-WSD11-DR-P-6026.dgn | WSD11 | 112 | HS | 00203 | A | 25 | SS16 | PIPELINE : WSD11-112-HS-00203A-25-SS16 | AME B36.19M | 1200 | PN16 |  |  |  | 33.4 | 3.38 |  | 30 | ROCKWOOL | 80 | 280 | 250 | 300 | 1600
0010308695 | AT_PROCESS | WSD11-112-HS-00203B-50-SS16 | C4B | 131242-WSD11-DR-P-6026.dgn | WSD11 | 112 | HS | 00203 | B | 50 | SS16 | PIPELINE : WSD11-112-HS-00203B-50-SS16 | AME B36.19M | 1000 | PN16 |  |  |  | 21.3 | 2.77 |  | 30 | ROCKWOOL | 80 | 280 | 250 | 300 | 1500
0010308695 | AT_PROCESS | WSD11-112-HS-00203B-50-SS16 | C4B | 131242-WSD11-DR-P-6026.dgn | WSD11 | 112 | HS | 00203 | B | 50 | SS16 | PIPELINE : WSD11-112-HS-00203B-50-SS16 | AME B36.19M | 1000 | PN16 |  |  |  | 21.3 | 2.77 |  | 30 | ROCKWOOL | 80 | 280 | 250 | 300 | 1500
0010282840 | AT_PROCESS | WSD11-112-HS-00203C-25-SS16 | C4B | 131242-WSD11-DR-P-6026.dgn | WSD11 | 112 | HS | 00203 | C | 25 | SS16 | PIPELINE : WSD11-112-HS-00203C-25-SS16 | AME B36.19M | 1200 | PN16 |  |  |  | 33.4 | 3.38 |  | 30 | ROCKWOOL | 80 | 280 | 250 | 300 | 1600
0010282801 | AT_PROCESS | WSD11-112-HS-00203D-100-SS16 | C4B | 131242-WSD11-DR-P-6026.dgn | WSD11 | 112 | HS | 00203 | D | 100 | SS16 | PIPELINE : WSD11-112-HS-00203D-100-SS16 | AME B36.19M | 1000 | PN16 |  |  |  | 114.3 | 3.05 |  | 30 | ROCKWOOL | 80 | 280 | 250 | 300 | 1500
0010308690 | AT_PROCESS | WSD11-112-HS-00203D-150-SS16 | C4B | 131242-WSD11-DR-P-6026.dgn | WSD11 | 112 | HS | 00203 | D | 150 | SS16 | PIPELINE : WSD11-112-HS-00203D-150-SS16 | AME B36.19M | 1000 | PN16 |  |  |  | 168.3 | 3.41 |  | 30 | ROCKWOOL | 80 | 280 | 250 | 300 | 1500
0010282846 | AT_PROCESS | WSD11-112-HS-00203E-25-SS16 | C4B | 131242-WSD11-DR-P-6026.dgn | WSD11 | 112 | HS | 00203 | E | 25 | SS16 | PIPELINE : WSD11-112-HS-00203E-25-SS16 | AME B36.19M | 1200 | PN16 |  |  |  | 33.4 | 3.38 |  | 30 | ROCKWOOL | 80 | 280 | 250 | 300 | 1600
0010283509 | AT_PROCESS | WSD11-112-HS-00203F-25-SS16 | C4B | 131242-WSD11-DR-P-6033.dgn | WSD11 | 112 | HS | 00203 | F | 25 | SS16 | PIPELINE : WSD11-112-HS-00203F-25-SS16 | AME B36.19M | 900 | PN16 |  |  |  | 33.4 | 3.38 |  | 10 | POLYURETHANE | 80 | '62 | 40 | 100 | 1350
0010282827 | AT_PROCESS | WSD11-112-HS-00204-100-SS16 | C4B | 131242-WSD11-DR-P-6026.dgn | WSD11 | 112 | HS | 00204 |  | 100 | SS16 | PIPELINE : WSD11-112-HS-00204-100-SS16 | AME B36.19M | 1200 | PN16 | 33000 | 9200 | 46000 | 114.3 | 3.05 |  | 30 | ROCKWOOL | 80 | 280 | 250 | 300 | 1600
0010310582 | AT_PROCESS | WSD11-112-HS-00205-100-SS16 | C4B | 131242-WSD11-DR-P-6033.dgn | WSD11 | 112 | HS | 00205 |  | 100 | SS16 | PIPELINE : WSD11-112-HS-00205-100-SS16 | AME B36.19M | 900 | PN16 | 10400 | 9200 | 10400 | 114.3 | 3.05 |  | 10 | POLYURETHANE | 80 | '62 | 40 | 100 | 1350
0010310582 | AT_PROCESS | WSD11-112-HS-00205-100-SS16 | C4B | 131242-WSD11-DR-P-6033.dgn | WSD11 | 112 | HS | 00205 |  | 100 | SS16 | PIPELINE : WSD11-112-HS-00205-100-SS16 | AME B36.19M | 900 | PN16 | 10400 | 9200 | 10400 | 114.3 | 3.05 |  | 10 | POLYURETHANE | 80 | '62 | 40 | 100 | 1350
0010310582 | AT_PROCESS | WSD11-112-HS-00205-100-SS16 | C4B | 131242-WSD11-DR-P-6033.dgn | WSD11 | 112 | HS | 00205 |  | 100 | SS16 | PIPELINE : WSD11-112-HS-00205-100-SS16 | AME B36.19M | 900 | PN16 | 10400 | 9200 | 10400 | 114.3 | 3.05 |  | 10 | POLYURETHANE | 80 | '62 | 40 | 100 | 1350
0010283707 | AT_PROCESS | WSD11-112-HS-00205-150-SS16 | C4B | 131242-WSD11-DR-P-6034.dgn | WSD11 | 112 | HS | 00205 |  | 150 | SS16 | PIPELINE : WSD11-112-HS-00205-150-SS16 | AME B36.19M | 900 | PN16 |  |  |  | 168.3 | 3.41 |  | 10 | POLYURETHANE | 80 | '62 | 40 | 100 | 1350
0010283707 | AT_PROCESS | WSD11-112-HS-00205-150-SS16 | C4B | 131242-WSD11-DR-P-6033.dgn | WSD11 | 112 | HS | 00205 |  | 150 | SS16 | PIPELINE : WSD11-112-HS-00205-150-SS16 | AME B36.19M | 900 | PN16 |  |  |  | 168.3 | 3.41 |  | 10 | POLYURETHANE | 80 | '62 | 40 | 100 | 1350
0010310594 | AT_PROCESS | WSD11-112-HS-00205-200-SS16 | C4B | 131242-WSD11-DR-P-6034.dgn | WSD11 | 112 | HS | 00205 |  | 200 | SS16 | PIPELINE : WSD11-112-HS-00205-200-SS16 | AME B36.19M | 900 | PN16 | 10400 | 9200 | 46000 | 219.1 | 3.76 |  | 10 | POLYURETHANE | 56 | 50 | 30 | 100 | 1350
0010283512 | AT_PROCESS | WSD11-112-HS-00205A-25-SS16 | C4B | 131242-WSD11-DR-P-6033.dgn | WSD11 | 112 | HS | 00205 | A | 25 | SS16 | PIPELINE : WSD11-112-HS-00205A-25-SS16 | AME B36.19M | 900 | PN16 |  |  |  | 33.4 | 3.38 |  | 10 | POLYURETHANE | 80 | '62 | 40 | 100 | 1350
0010308947 | AT_PROCESS | WSD11-112-HS-00205A-50-SS16 | C4B | 131242-WSD11-DR-P-6033.dgn | WSD11 | 112 | HS | 00205 | A | 50 | SS16 | PIPELINE : WSD11-112-HS-00205A-50-SS16 | AME B36.19M | 900 | PN16 |  |  |  | 60.3 | 3.91 |  | 10 | POLYURETHANE | 80 | '62 | 40 | 100 | 1350
0010283746 | AT_PROCESS | WSD11-112-HS-00205B-25-SS16 | C4B | 131242-WSD11-DR-P-6034.dgn | WSD11 | 112 | HS | 00205 | B | 25 | SS16 | PIPELINE : WSD11-112-HS-00205B-25-SS16 | AME B36.19M | 900 | PN16 |  |  |  | 33.4 | 3.38 |  | 10 | POLYURETHANE | 56 | 50 | 30 | 100 | 1350
0010310600 | AT_PROCESS | WSD11-112-HS-00206-100-SS16 | C4B | 131242-WSD11-DR-P-6033.dgn | WSD11 | 112 | HS | 00206 |  | 100 | SS16 | PIPELINE : WSD11-112-HS-00206-100-SS16 | AME B36.19M | 900 | PN16 | 10400 | 9200 | 10400 | 114.3 | 3.05 |  | 10 | POLYURETHANE | 71 | 32 | 20 | 100 | 1350
0010310600 | AT_PROCESS | WSD11-112-HS-00206-100-SS16 | C4B | 131242-WSD11-DR-P-6033.dgn | WSD11 | 112 | HS | 00206 |  | 100 | SS16 | PIPELINE : WSD11-112-HS-00206-100-SS16 | AME B36.19M | 900 | PN16 | 10400 | 9200 | 10400 | 114.3 | 3.05 |  | 10 | POLYURETHANE | 71 | 32 | 20 | 100 | 1350
0010310600 | AT_PROCESS | WSD11-112-HS-00206-100-SS16 | C4B | 131242-WSD11-DR-P-6033.dgn | WSD11 | 112 | HS | 00206 |  | 100 | SS16 | PIPELINE : WSD11-112-HS-00206-100-SS16 | AME B36.19M | 900 | PN16 | 10400 | 9200 | 10400 | 114.3 | 3.05 |  | 10 | POLYURETHANE | 71 | 32 | 20 | 100 | 1350
0010283710 | AT_PROCESS | WSD11-112-HS-00206-150-SS16 | C4B | 131242-WSD11-DR-P-6034.dgn | WSD11 | 112 | HS | 00206 |  | 150 | SS16 | PIPELINE : WSD11-112-HS-00206-150-SS16 | AME B36.19M | 900 | PN16 |  |  |  | 168.3 | 3.41 |  | 10 | POLYURETHANE | 71 | 32 | 20 | 100 | 1350
0010283710 | AT_PROCESS | WSD11-112-HS-00206-150-SS16 | C4B | 131242-WSD11-DR-P-6033.dgn | WSD11 | 112 | HS | 00206 |  | 150 | SS16 | PIPELINE : WSD11-112-HS-00206-150-SS16 | AME B36.19M | 900 | PN16 |  |  |  | 168.3 | 3.41 |  | 10 | POLYURETHANE | 71 | 32 | 20 | 100 | 1350
0010308975 | AT_PROCESS | WSD11-112-HS-00206-200-SS16 | C4B | 131242-WSD11-DR-P-6034.dgn | WSD11 | 112 | HS | 00206 |  | 200 | SS16 | PIPELINE : WSD11-112-HS-00206-200-SS16 | AME B36.19M | 900 | PN16 | 10400 | 9200 | 46000 | 219.1 | 3.76 |  | 10 | POLYURETHANE | 56 | 50 | 30 | 100 | 1350
0010283525 | AT_PROCESS | WSD11-112-HS-00206A-25-SS16 | C4B | 131242-WSD11-DR-P-6033.dgn | WSD11 | 112 | HS | 00206 | A | 25 | SS16 | PIPELINE : WSD11-112-HS-00206A-25-SS16 | AME B36.19M | 900 | PN16 |  |  |  | 33.4 | 3.38 |  | 10 | POLYURETHANE | 71 | 32 | 20 | 100 | 1350
0010308873 | AT_PROCESS | WSD11-112-HS-00206A-50-SS16 | C4B | 131242-WSD11-DR-P-6033.dgn | WSD11 | 112 | HS | 00206 | A | 50 | SS16 | PIPELINE : WSD11-112-HS-00206A-50-SS16 | AME B36.19M | 900 | PN16 |  |  |  | 60.3 | 3.91 |  | 10 | POLYURETHANE | 71 | 32 | 20 | 100 | 1350
0010283743 | AT_PROCESS | WSD11-112-HS-00206B-25-SS16 | C4B | 131242-WSD11-DR-P-6034.dgn | WSD11 | 112 | HS | 00206 | B | 25 | SS16 | PIPELINE : WSD11-112-HS-00206B-25-SS16 | AME B36.19M | 900 | PN16 |  |  |  | 33.4 | 3.38 |  | 10 | POLYURETHANE | 56 | 50 | 30 | 100 | 1350
0010283433 | AT_PROCESS | WSD11-112-HS-00207-200-SS16 | C4B | 131242-WSD11-DR-P-6033.dgn | WSD11 | 112 | HS | 00207 |  | 200 | SS16 | PIPELINE : WSD11-112-HS-00207-200-SS16 | AME B36.19M | 900 | PN16 | 19200 | 29650 | 40000 | 219.1 | 3.76 |  | 10 | POLYURETHANE | 71 | 32 | 20 | 100 | 1350
0010283433 | AT_PROCESS | WSD11-112-HS-00207-200-SS16 | C4B | 131242-WSD11-DR-P-6033.dgn | WSD11 | 112 | HS | 00207 |  | 200 | SS16 | PIPELINE : WSD11-112-HS-00207-200-SS16 | AME B36.19M | 900 | PN16 | 19200 | 29650 | 40000 | 219.1 | 3.76 |  | 10 | POLYURETHANE | 71 | 32 | 20 | 100 | 1350
0010283433 | AT_PROCESS | WSD11-112-HS-00207-200-SS16 | C4B | 131242-WSD11-DR-P-6033.dgn | WSD11 | 112 | HS | 00207 |  | 200 | SS16 | PIPELINE : WSD11-112-HS-00207-200-SS16 | AME B36.19M | 900 | PN16 | 19200 | 29650 | 40000 | 219.1 | 3.76 |  | 10 | POLYURETHANE | 71 | 32 | 20 | 100 | 1350
0010283433 | AT_PROCESS | WSD11-112-HS-00207-200-SS16 | C4B | 131242-WSD11-DR-P-6033.dgn | WSD11 | 112 | HS | 00207 |  | 200 | SS16 | PIPELINE : WSD11-112-HS-00207-200-SS16 | AME B36.19M | 900 | PN16 | 19200 | 29650 | 40000 | 219.1 | 3.76 |  | 10 | POLYURETHANE | 71 | 32 | 20 | 100 | 1350
0010283433 | AT_PROCESS | WSD11-112-HS-00207-200-SS16 | C4B | 131242-WSD11-DR-P-6033.dgn | WSD11 | 112 | HS | 00207 |  | 200 | SS16 | PIPELINE : WSD11-112-HS-00207-200-SS16 | AME B36.19M | 900 | PN16 | 19200 | 29650 | 40000 | 219.1 | 3.76 |  | 10 | POLYURETHANE | 71 | 32 | 20 | 100 | 1350
0010283433 | AT_PROCESS | WSD11-112-HS-00207-200-SS16 | C4B | 131242-WSD11-DR-P-6033.dgn | WSD11 | 112 | HS | 00207 |  | 200 | SS16 | PIPELINE : WSD11-112-HS-00207-200-SS16 | AME B36.19M | 900 | PN16 | 19200 | 29650 | 40000 | 219.1 | 3.76 |  | 10 | POLYURETHANE | 71 | 32 | 20 | 100 | 1350
0010283433 | AT_PROCESS | WSD11-112-HS-00207-200-SS16 | C4B | 131242-WSD11-DR-P-6033.dgn | WSD11 | 112 | HS | 00207 |  | 200 | SS16 | PIPELINE : WSD11-112-HS-00207-200-SS16 | AME B36.19M | 900 | PN16 | 19200 | 29650 | 40000 | 219.1 | 3.76 |  | 10 | POLYURETHANE | 71 | 32 | 20 | 100 | 1350
0010283433 | AT_PROCESS | WSD11-112-HS-00207-200-SS16 | C4B | 131242-WSD11-DR-P-6033.dgn | WSD11 | 112 | HS | 00207 |  | 200 | SS16 | PIPELINE : WSD11-112-HS-00207-200-SS16 | AME B36.19M | 900 | PN16 | 19200 | 29650 | 40000 | 219.1 | 3.76 |  | 10 | POLYURETHANE | 71 | 32 | 20 | 100 | 1350
0010283433 | AT_PROCESS | WSD11-112-HS-00207-200-SS16 | C4B | 131242-WSD11-DR-P-6033.dgn | WSD11 | 112 | HS | 00207 |  | 200 | SS16 | PIPELINE : WSD11-112-HS-00207-200-SS16 | AME B36.19M | 900 | PN16 | 19200 | 29650 | 40000 | 219.1 | 3.76 |  | 10 | POLYURETHANE | 71 | 32 | 20 | 100 | 1350
0010283433 | AT_PROCESS | WSD11-112-HS-00207-200-SS16 | C4B | 131242-WSD11-DR-P-6033.dgn | WSD11 | 112 | HS | 00207 |  | 200 | SS16 | PIPELINE : WSD11-112-HS-00207-200-SS16 | AME B36.19M | 900 | PN16 | 19200 | 29650 | 40000 | 219.1 | 3.76 |  | 10 | POLYURETHANE | 71 | 32 | 20 | 100 | 1350
0010283433 | AT_PROCESS | WSD11-112-HS-00207-200-SS16 | C4B | 131242-WSD11-DR-P-6033.dgn | WSD11 | 112 | HS | 00207 |  | 200 | SS16 | PIPELINE : WSD11-112-HS-00207-200-SS16 | AME B36.19M | 900 | PN16 | 19200 | 29650 | 40000 | 219.1 | 3.76 |  | 10 | POLYURETHANE | 71 | 32 | 20 | 100 | 1350
0010283503 | AT_PROCESS | WSD11-112-HS-00207A-25-SS16 | C4B | 131242-WSD11-DR-P-6033.dgn | WSD11 | 112 | HS | 00207 | A | 25 | SS16 | PIPELINE : WSD11-112-HS-00207A-25-SS16 | AME B36.19M | 900 | PN16 |  |  |  | 33.4 | 3.38 |  | 10 | POLYURETHANE | 71 | 32 | 20 | 100 | 1350
0010283431 | AT_PROCESS | WSD11-112-HS-00207B-25-SS16 | C4B | 131242-WSD11-DR-P-6033.dgn | WSD11 | 112 | HS | 00207 | B | 25 | SS16 | PIPELINE : WSD11-112-HS-00207B-25-SS16 | AME B36.19M | 900 | PN16 |  |  |  | 33.4 | 3.38 |  | 10 | POLYURETHANE | 71 | 32 | 20 | 100 | 1350
0010283741 | AT_PROCESS | WSD11-112-HS-00208-200-SS16 | C4B | 131242-WSD11-DR-P-6034.dgn | WSD11 | 112 | HS | 00208 |  | 200 | SS16 | PIPELINE : WSD11-112-HS-00208-200-SS16 | AME B36.19M | 900 | PN16 | 10400 | 9200 | 46000 | 219.1 | 3.76 |  | 10 | POLYURETHANE | 56 | 313 | 200 | 600 | 1350
0010310612 | AT_PROCESS | WSD11-112-HS-00209-100-SS16 | C4B | 131242-WSD11-DR-P-6035.dgn | WSD11 | 112 | HS | 00209 |  | 100 | SS16 | PIPELINE : WSD11-112-HS-00209-100-SS16 | AME B36.19M | 900 | PN16 | 10400 | 9200 | 46000 | 114.3 | 3.05 |  | 10 | POLYURETHANE | 56 | 84 | 50 | 100 | 1350
0010310612 | AT_PROCESS | WSD11-112-HS-00209-100-SS16 | C4B | 131242-WSD11-DR-P-6034.dgn | WSD11 | 112 | HS | 00209 |  | 100 | SS16 | PIPELINE : WSD11-112-HS-00209-100-SS16 | AME B36.19M | 900 | PN16 | 10400 | 9200 | 46000 | 114.3 | 3.05 |  | 10 | POLYURETHANE | 56 | 84 | 50 | 100 | 1350
0010310612 | AT_PROCESS | WSD11-112-HS-00209-100-SS16 | C4B | 131242-WSD11-DR-P-6035.dgn | WSD11 | 112 | HS | 00209 |  | 100 | SS16 | PIPELINE : WSD11-112-HS-00209-100-SS16 | AME B36.19M | 900 | PN16 | 10400 | 9200 | 46000 | 114.3 | 3.05 |  | 10 | POLYURETHANE | 56 | 84 | 50 | 100 | 1350
0010310612 | AT_PROCESS | WSD11-112-HS-00209-100-SS16 | C4B | 131242-WSD11-DR-P-6034.dgn | WSD11 | 112 | HS | 00209 |  | 100 | SS16 | PIPELINE : WSD11-112-HS-00209-100-SS16 | AME B36.19M | 900 | PN16 | 10400 | 9200 | 46000 | 114.3 | 3.05 |  | 10 | POLYURETHANE | 56 | 84 | 50 | 100 | 1350
0010310612 | AT_PROCESS | WSD11-112-HS-00209-100-SS16 | C4B | 131242-WSD11-DR-P-6035.dgn | WSD11 | 112 | HS | 00209 |  | 100 | SS16 | PIPELINE : WSD11-112-HS-00209-100-SS16 | AME B36.19M | 900 | PN16 | 10400 | 9200 | 46000 | 114.3 | 3.05 |  | 10 | POLYURETHANE | 56 | 84 | 50 | 100 | 1350
0010310612 | AT_PROCESS | WSD11-112-HS-00209-100-SS16 | C4B | 131242-WSD11-DR-P-6034.dgn | WSD11 | 112 | HS | 00209 |  | 100 | SS16 | PIPELINE : WSD11-112-HS-00209-100-SS16 | AME B36.19M | 900 | PN16 | 10400 | 9200 | 46000 | 114.3 | 3.05 |  | 10 | POLYURETHANE | 56 | 84 | 50 | 100 | 1350
0010310612 | AT_PROCESS | WSD11-112-HS-00209-100-SS16 | C4B | 131242-WSD11-DR-P-6034.dgn | WSD11 | 112 | HS | 00209 |  | 100 | SS16 | PIPELINE : WSD11-112-HS-00209-100-SS16 | AME B36.19M | 900 | PN16 | 10400 | 9200 | 46000 | 114.3 | 3.05 |  | 10 | POLYURETHANE | 56 | 84 | 50 | 100 | 1350
0010310612 | AT_PROCESS | WSD11-112-HS-00209-100-SS16 | C4B | 131242-WSD11-DR-P-6035.dgn | WSD11 | 112 | HS | 00209 |  | 100 | SS16 | PIPELINE : WSD11-112-HS-00209-100-SS16 | AME B36.19M | 900 | PN16 | 10400 | 9200 | 46000 | 114.3 | 3.05 |  | 10 | POLYURETHANE | 56 | 84 | 50 | 100 | 1350
0010283852 | AT_PROCESS | WSD11-112-HS-00209-150-SS16 | C4B | 131242-WSD11-DR-P-6034.dgn | WSD11 | 112 | HS | 00209 |  | 150 | SS16 | PIPELINE : WSD11-112-HS-00209-150-SS16 | AME B36.19M | 900 | PN16 |  |  |  | 168.3 | 3.41 |  | 10 | POLYURETHANE | 56 | 313 | 200 | 600 | 1350
0010283765 | AT_PROCESS | WSD11-112-HS-00209A-25-SS16 | C4B | 131242-WSD11-DR-P-6034.dgn | WSD11 | 112 | HS | 00209 | A | 25 | SS16 | PIPELINE : WSD11-112-HS-00209A-25-SS16 | AME B36.19M | 900 | PN16 |  |  |  | 33.4 | 3.38 |  | 10 | POLYURETHANE | 56 | 313 | 200 | 600 | 1350
0010283791 | AT_PROCESS | WSD11-112-HS-00209B-25-SS16 | C4B | 131242-WSD11-DR-P-6034.dgn | WSD11 | 112 | HS | 00209 | B | 25 | SS16 | PIPELINE : WSD11-112-HS-00209B-25-SS16 | AME B36.19M | 900 | PN16 |  |  |  | 33.4 | 3.38 |  | 10 | POLYURETHANE | 56 | 313 | 200 | 600 | 1350
0010283951 | AT_PROCESS | WSD11-112-HS-00209C-25-SS16 | C4B | 131242-WSD11-DR-P-6035.dgn | WSD11 | 112 | HS | 00209 | C | 25 | SS16 | PIPELINE : WSD11-112-HS-00209C-25-SS16 | AME B36.19M | 900 | PN16 |  |  |  | 33.4 | 3.38 |  | 10 | POLYURETHANE | 56 | 84 | 50 | 100 | 1350
0010308983 | AT_PROCESS | WSD11-112-HS-00209D-25-SS16 | C4B | 131242-WSD11-DR-P-6034.dgn | WSD11 | 112 | HS | 00209 | D | 25 | SS16 | PIPELINE : WSD11-112-HS-00209D-25-SS16 | AME B36.19M | 900 | PN16 |  |  |  | 33.4 | 3.38 |  | 10 | POLYURETHANE | 56 | 313 | 200 | 600 | 1350
0010308985 | AT_PROCESS | WSD11-112-HS-00209E-50-SS16 | C4B | 131242-WSD11-DR-P-6034.dgn | WSD11 | 112 | HS | 00209 | E | 50 | SS16 | PIPELINE : WSD11-112-HS-00209E-50-SS16 | AME B36.19M | 900 | PN16 |  |  |  | 60.3 | 3.91 |  | 10 | POLYURETHANE | 56 | 313 | 200 | 600 | 1350
0010311987 | AT_PROCESS | WSD11-112-HS-00209G-50-SS16 | C4B | 131242-WSD11-DR-P-6034.dgn | WSD11 | 112 | HS | 00209 | G | 50 | SS16 | PIPELINE : WSD11-112-HS-00209G-50-SS16 | AME B36.19M | 900 | PN16 |  |  |  | 60.3 | 3.91 |  | 10 | POLYURETHANE | 56 | 313 | 200 | 600 | 1350
0010282794 | AT_PROCESS | WSD11-112-HS-00209H-25-SS16 | C4B | 131242-WSD11-DR-P-6026.dgn | WSD11 | 112 | HS | 00209 | H | 25 | SS16 | PIPELINE : WSD11-112-HS-00209H-25-SS16 | AME B36.19M | 550 | PN16 |  |  |  | 33.4 | 3.38 |  | 30 | ROCKWOOL | 80 | 280 | 250 | 300 | 725
0010310652 | AT_PROCESS | WSD11-112-HS-00210-100-SS16 | C4B | 131242-WSD11-DR-P-6035.dgn | WSD11 | 112 | HS | 00210 |  | 100 | SS16 | PIPELINE : WSD11-112-HS-00210-100-SS16 | AME B36.19M | 900 | PN16 | 10400 | 9200 | 46000 | 114.3 | 3.05 |  | 10 | POLYURETHANE | 56 | 313 | 200 | 600 | 1350
0010310652 | AT_PROCESS | WSD11-112-HS-00210-100-SS16 | C4B | 131242-WSD11-DR-P-6034.dgn | WSD11 | 112 | HS | 00210 |  | 100 | SS16 | PIPELINE : WSD11-112-HS-00210-100-SS16 | AME B36.19M | 900 | PN16 | 10400 | 9200 | 46000 | 114.3 | 3.05 |  | 10 | POLYURETHANE | 56 | 313 | 200 | 600 | 1350
0010310652 | AT_PROCESS | WSD11-112-HS-00210-100-SS16 | C4B | 131242-WSD11-DR-P-6035.dgn | WSD11 | 112 | HS | 00210 |  | 100 | SS16 | PIPELINE : WSD11-112-HS-00210-100-SS16 | AME B36.19M | 900 | PN16 | 10400 | 9200 | 46000 | 114.3 | 3.05 |  | 10 | POLYURETHANE | 56 | 313 | 200 | 600 | 1350
0010310652 | AT_PROCESS | WSD11-112-HS-00210-100-SS16 | C4B | 131242-WSD11-DR-P-6034.dgn | WSD11 | 112 | HS | 00210 |  | 100 | SS16 | PIPELINE : WSD11-112-HS-00210-100-SS16 | AME B36.19M | 900 | PN16 | 10400 | 9200 | 46000 | 114.3 | 3.05 |  | 10 | POLYURETHANE | 56 | 313 | 200 | 600 | 1350
0010310652 | AT_PROCESS | WSD11-112-HS-00210-100-SS16 | C4B | 131242-WSD11-DR-P-6034.dgn | WSD11 | 112 | HS | 00210 |  | 100 | SS16 | PIPELINE : WSD11-112-HS-00210-100-SS16 | AME B36.19M | 900 | PN16 | 10400 | 9200 | 46000 | 114.3 | 3.05 |  | 10 | POLYURETHANE | 56 | 313 | 200 | 600 | 1350
0010310652 | AT_PROCESS | WSD11-112-HS-00210-100-SS16 | C4B | 131242-WSD11-DR-P-6035.dgn | WSD11 | 112 | HS | 00210 |  | 100 | SS16 | PIPELINE : WSD11-112-HS-00210-100-SS16 | AME B36.19M | 900 | PN16 | 10400 | 9200 | 46000 | 114.3 | 3.05 |  | 10 | POLYURETHANE | 56 | 313 | 200 | 600 | 1350
0010310652 | AT_PROCESS | WSD11-112-HS-00210-100-SS16 | C4B | 131242-WSD11-DR-P-6034.dgn | WSD11 | 112 | HS | 00210 |  | 100 | SS16 | PIPELINE : WSD11-112-HS-00210-100-SS16 | AME B36.19M | 900 | PN16 | 10400 | 9200 | 46000 | 114.3 | 3.05 |  | 10 | POLYURETHANE | 56 | 313 | 200 | 600 | 1350
0010283849 | AT_PROCESS | WSD11-112-HS-00210-150-SS16 | C4B | 131242-WSD11-DR-P-6035.dgn | WSD11 | 112 | HS | 00210 |  | 150 | SS16 | PIPELINE : WSD11-112-HS-00210-150-SS16 | AME B36.19M | 900 | PN16 | 10400 | 9200 | 46000 | 168.3 | 3.41 |  | 10 | POLYURETHANE | 56 | 313 | 200 | 600 | 1350
0010283849 | AT_PROCESS | WSD11-112-HS-00210-150-SS16 | C4B | 131242-WSD11-DR-P-6034.dgn | WSD11 | 112 | HS | 00210 |  | 150 | SS16 | PIPELINE : WSD11-112-HS-00210-150-SS16 | AME B36.19M | 900 | PN16 | 10400 | 9200 | 46000 | 168.3 | 3.41 |  | 10 | POLYURETHANE | 56 | 313 | 200 | 600 | 1350
0010283774 | AT_PROCESS | WSD11-112-HS-00210A-25-SS16 | C4B | 131242-WSD11-DR-P-6034.dgn | WSD11 | 112 | HS | 00210 | A | 25 | SS16 | PIPELINE : WSD11-112-HS-00210A-25-SS16 | AME B36.19M | 900 | PN16 |  |  |  | 33.4 | 3.38 |  | 10 | POLYURETHANE | 56 | 313 | 200 | 600 | 1350
0010283721 | AT_PROCESS | WSD11-112-HS-00210B-25-SS16 | C4B | 131242-WSD11-DR-P-6034.dgn | WSD11 | 112 | HS | 00210 | B | 25 | SS16 | PIPELINE : WSD11-112-HS-00210B-25-SS16 | AME B36.19M | 900 | PN16 |  |  |  | 33.4 | 3.38 |  | 10 | POLYURETHANE | 56 | 313 | 200 | 600 | 1350
0010283954 | AT_PROCESS | WSD11-112-HS-00210C-25-SS16 | C4B | 131242-WSD11-DR-P-6035.dgn | WSD11 | 112 | HS | 00210 | C | 25 | SS16 | PIPELINE : WSD11-112-HS-00210C-25-SS16 | AME B36.19M | 900 | PN16 |  |  |  | 33.4 | 3.38 |  | 10 | POLYURETHANE | 56 | 84 | 50 | 100 | 1350
0010308987 | AT_PROCESS | WSD11-112-HS-00210D-25-SS16 | C4B | 131242-WSD11-DR-P-6034.dgn | WSD11 | 112 | HS | 00210 | D | 25 | SS16 | PIPELINE : WSD11-112-HS-00210D-25-SS16 | AME B36.19M | 900 | PN16 |  |  |  | 33.4 | 3.38 |  | 10 | POLYURETHANE | 56 | 313 | 200 | 600 | 1350
0010308989 | AT_PROCESS | WSD11-112-HS-00210E-50-SS16 | C4B | 131242-WSD11-DR-P-6034.dgn | WSD11 | 112 | HS | 00210 | E | 50 | SS16 | PIPELINE : WSD11-112-HS-00210E-50-SS16 | AME B36.19M | 900 | PN16 |  |  |  | 60.3 | 3.91 |  | 10 | POLYURETHANE | 56 | 313 | 200 | 600 | 1350
0010311990 | AT_PROCESS | WSD11-112-HS-00210G-50-SS16 | C4B | 131242-WSD11-DR-P-6034.dgn | WSD11 | 112 | HS | 00210 | G | 50 | SS16 | PIPELINE : WSD11-112-HS-00210G-50-SS16 | AME B36.19M | 900 | PN16 |  |  |  | 60.3 | 3.91 |  | 10 | POLYURETHANE | 56 | 313 | 200 | 600 | 1350
0010283756 | AT_PROCESS | WSD11-112-HS-00211-100-SS16 | C4B | 131242-WSD11-DR-P-6034.dgn | WSD11 | 112 | HS | 00211 |  | 100 | SS16 | PIPELINE : WSD11-112-HS-00211-100-SS16 | AME B36.19M | 900 | PN16 | 10400 | 9200 | 46000 | 114.3 | 3.05 |  | 10 | POLYURETHANE | 56 | 313 | 200 | 600 | 1350
0010283840 | AT_PROCESS | WSD11-112-HS-00212-100-SS16 | C4B | 131242-WSD11-DR-P-6035.dgn | WSD11 | 112 | HS | 00212 |  | 100 | SS16 | PIPELINE : WSD11-112-HS-00212-100-SS16 | AME B36.19M | 900 | PN16 | 10400 | 9200 | 46000 | 114.3 | 3.05 |  | 10 | POLYURETHANE | 50 | 54 | 30 | 100 | 1350
0010283840 | AT_PROCESS | WSD11-112-HS-00212-100-SS16 | C4B | 131242-WSD11-DR-P-6035.dgn | WSD11 | 112 | HS | 00212 |  | 100 | SS16 | PIPELINE : WSD11-112-HS-00212-100-SS16 | AME B36.19M | 900 | PN16 | 10400 | 9200 | 46000 | 114.3 | 3.05 |  | 10 | POLYURETHANE | 50 | 54 | 30 | 100 | 1350
0010283840 | AT_PROCESS | WSD11-112-HS-00212-100-SS16 | C4B | 131242-WSD11-DR-P-6035.dgn | WSD11 | 112 | HS | 00212 |  | 100 | SS16 | PIPELINE : WSD11-112-HS-00212-100-SS16 | AME B36.19M | 900 | PN16 | 10400 | 9200 | 46000 | 114.3 | 3.05 |  | 10 | POLYURETHANE | 50 | 54 | 30 | 100 | 1350
0010283840 | AT_PROCESS | WSD11-112-HS-00212-100-SS16 | C4B | 131242-WSD11-DR-P-6035.dgn | WSD11 | 112 | HS | 00212 |  | 100 | SS16 | PIPELINE : WSD11-112-HS-00212-100-SS16 | AME B36.19M | 900 | PN16 | 10400 | 9200 | 46000 | 114.3 | 3.05 |  | 10 | POLYURETHANE | 50 | 54 | 30 | 100 | 1350
0010283840 | AT_PROCESS | WSD11-112-HS-00212-100-SS16 | C4B | 131242-WSD11-DR-P-6034.dgn | WSD11 | 112 | HS | 00212 |  | 100 | SS16 | PIPELINE : WSD11-112-HS-00212-100-SS16 | AME B36.19M | 900 | PN16 | 10400 | 9200 | 46000 | 114.3 | 3.05 |  | 10 | POLYURETHANE | 50 | 54 | 30 | 100 | 1350
0010283840 | AT_PROCESS | WSD11-112-HS-00212-100-SS16 | C4B | 131242-WSD11-DR-P-6035.dgn | WSD11 | 112 | HS | 00212 |  | 100 | SS16 | PIPELINE : WSD11-112-HS-00212-100-SS16 | AME B36.19M | 900 | PN16 | 10400 | 9200 | 46000 | 114.3 | 3.05 |  | 10 | POLYURETHANE | 50 | 54 | 30 | 100 | 1350
0010283840 | AT_PROCESS | WSD11-112-HS-00212-100-SS16 | C4B | 131242-WSD11-DR-P-6034.dgn | WSD11 | 112 | HS | 00212 |  | 100 | SS16 | PIPELINE : WSD11-112-HS-00212-100-SS16 | AME B36.19M | 900 | PN16 | 10400 | 9200 | 46000 | 114.3 | 3.05 |  | 10 | POLYURETHANE | 50 | 54 | 30 | 100 | 1350
0010283902 | AT_PROCESS | WSD11-112-HS-00212A-25-SS16 | C4B | 131242-WSD11-DR-P-6035.dgn | WSD11 | 112 | HS | 00212 | A | 25 | SS16 | PIPELINE : WSD11-112-HS-00212A-25-SS16 | AME B36.19M | 900 | PN16 |  |  |  | 33.4 | 3.38 |  | 10 | POLYURETHANE | 50 | 54 | 30 | 100 | 1350
0010283843 | AT_PROCESS | WSD11-112-HS-00213-100-SS16 | C4B | 131242-WSD11-DR-P-6035.dgn | WSD11 | 112 | HS | 00213 |  | 100 | SS16 | PIPELINE : WSD11-112-HS-00213-100-SS16 | AME B36.19M | 900 | PN16 | 10400 | 9200 | 46000 | 114.3 | 3.05 |  | 10 | POLYURETHANE | 50 | 54 | 30 | 100 | 1350
0010283843 | AT_PROCESS | WSD11-112-HS-00213-100-SS16 | C4B | 131242-WSD11-DR-P-6035.dgn | WSD11 | 112 | HS | 00213 |  | 100 | SS16 | PIPELINE : WSD11-112-HS-00213-100-SS16 | AME B36.19M | 900 | PN16 | 10400 | 9200 | 46000 | 114.3 | 3.05 |  | 10 | POLYURETHANE | 50 | 54 | 30 | 100 | 1350
0010283843 | AT_PROCESS | WSD11-112-HS-00213-100-SS16 | C4B | 131242-WSD11-DR-P-6035.dgn | WSD11 | 112 | HS | 00213 |  | 100 | SS16 | PIPELINE : WSD11-112-HS-00213-100-SS16 | AME B36.19M | 900 | PN16 | 10400 | 9200 | 46000 | 114.3 | 3.05 |  | 10 | POLYURETHANE | 50 | 54 | 30 | 100 | 1350
0010283843 | AT_PROCESS | WSD11-112-HS-00213-100-SS16 | C4B | 131242-WSD11-DR-P-6035.dgn | WSD11 | 112 | HS | 00213 |  | 100 | SS16 | PIPELINE : WSD11-112-HS-00213-100-SS16 | AME B36.19M | 900 | PN16 | 10400 | 9200 | 46000 | 114.3 | 3.05 |  | 10 | POLYURETHANE | 50 | 54 | 30 | 100 | 1350
0010283843 | AT_PROCESS | WSD11-112-HS-00213-100-SS16 | C4B | 131242-WSD11-DR-P-6034.dgn | WSD11 | 112 | HS | 00213 |  | 100 | SS16 | PIPELINE : WSD11-112-HS-00213-100-SS16 | AME B36.19M | 900 | PN16 | 10400 | 9200 | 46000 | 114.3 | 3.05 |  | 10 | POLYURETHANE | 50 | 54 | 30 | 100 | 1350
0010283843 | AT_PROCESS | WSD11-112-HS-00213-100-SS16 | C4B | 131242-WSD11-DR-P-6035.dgn | WSD11 | 112 | HS | 00213 |  | 100 | SS16 | PIPELINE : WSD11-112-HS-00213-100-SS16 | AME B36.19M | 900 | PN16 | 10400 | 9200 | 46000 | 114.3 | 3.05 |  | 10 | POLYURETHANE | 50 | 54 | 30 | 100 | 1350
0010283843 | AT_PROCESS | WSD11-112-HS-00213-100-SS16 | C4B | 131242-WSD11-DR-P-6034.dgn | WSD11 | 112 | HS | 00213 |  | 100 | SS16 | PIPELINE : WSD11-112-HS-00213-100-SS16 | AME B36.19M | 900 | PN16 | 10400 | 9200 | 46000 | 114.3 | 3.05 |  | 10 | POLYURETHANE | 50 | 54 | 30 | 100 | 1350
0010283859 | AT_PROCESS | WSD11-112-HS-00213A-25-SS16 | C4B | 131242-WSD11-DR-P-6035.dgn | WSD11 | 112 | HS | 00213 | A | 25 | SS16 | PIPELINE : WSD11-112-HS-00213A-25-SS16 | AME B36.19M | 900 | PN16 |  |  |  | 33.4 | 3.38 |  | 10 | POLYURETHANE | 50 | 54 | 30 | 100 | 1350
0010310670 | AT_PROCESS | WSD11-112-HS-00214-100-SS16 | C4B | 131242-WSD11-DR-P-6035.dgn | WSD11 | 112 | HS | 00214 |  | 100 | SS16 | PIPELINE : WSD11-112-HS-00214-100-SS16 | AME B36.19M | 900 | PN16 | 10400 | 9200 | 46000 | 114.3 | 3.05 |  | 10 | POLYURETHANE | 50 | 54 | 30 | 100 | 1350
0010310670 | AT_PROCESS | WSD11-112-HS-00214-100-SS16 | C4B | 131242-WSD11-DR-P-6035.dgn | WSD11 | 112 | HS | 00214 |  | 100 | SS16 | PIPELINE : WSD11-112-HS-00214-100-SS16 | AME B36.19M | 900 | PN16 | 10400 | 9200 | 46000 | 114.3 | 3.05 |  | 10 | POLYURETHANE | 50 | 54 | 30 | 100 | 1350
0010310670 | AT_PROCESS | WSD11-112-HS-00214-100-SS16 | C4B | 131242-WSD11-DR-P-6035.dgn | WSD11 | 112 | HS | 00214 |  | 100 | SS16 | PIPELINE : WSD11-112-HS-00214-100-SS16 | AME B36.19M | 900 | PN16 | 10400 | 9200 | 46000 | 114.3 | 3.05 |  | 10 | POLYURETHANE | 50 | 54 | 30 | 100 | 1350
0010310418 | AT_PROCESS | WSD11-112-HS-00214-150-SS16 | C4B | 131242-WSD11-DR-P-6036.dgn | WSD11 | 112 | HS | 00214 |  | 150 | SS16 | PIPELINE : WSD11-112-HS-00214-150-SS16 | AME B36.19M | 900 | PN16 |  |  |  | 168.3 | 3.41 |  | 10 | POLYURETHANE | 50 | 54 | 30 | 100 | 1350
0010310418 | AT_PROCESS | WSD11-112-HS-00214-150-SS16 | C4B | 131242-WSD11-DR-P-6035.dgn | WSD11 | 112 | HS | 00214 |  | 150 | SS16 | PIPELINE : WSD11-112-HS-00214-150-SS16 | AME B36.19M | 900 | PN16 |  |  |  | 168.3 | 3.41 |  | 10 | POLYURETHANE | 50 | 54 | 30 | 100 | 1350
0010309125 | AT_PROCESS | WSD11-112-HS-00214-200-SS16 | C4B | 131242-WSD11-DR-P-6036.dgn | WSD11 | 112 | HS | 00214 |  | 200 | SS16 | PIPELINE : WSD11-112-HS-00214-200-SS16 | AME B36.19M | 900 | PN16 | 20800 | 20800 | 30000 | 219.1 | 3.76 |  | 10 | POLYURETHANE | 50 | 74 | 50 | 100 | 1350
0010283958 | AT_PROCESS | WSD11-112-HS-00214A-25-SS16 | C4B | 131242-WSD11-DR-P-6035.dgn | WSD11 | 112 | HS | 00214 | A | 25 | SS16 | PIPELINE : WSD11-112-HS-00214A-25-SS16 | AME B36.19M | 900 | PN16 |  |  |  | 33.4 | 3.38 |  | 10 | POLYURETHANE | 50 | 54 | 30 | 100 | 1350
0010284135 | AT_PROCESS | WSD11-112-HS-00214B-25-SS16 | C4B | 131242-WSD11-DR-P-6036.dgn | WSD11 | 112 | HS | 00214 | B | 25 | SS16 | PIPELINE : WSD11-112-HS-00214B-25-SS16 | AME B36.19M | 900 | PN16 |  |  |  | 33.4 | 3.38 |  | 10 | POLYURETHANE | 50 | 74 | 50 | 100 | 1350
0010309084 | AT_PROCESS | WSD11-112-HS-00214C-50-SS16 | C4B | 131242-WSD11-DR-P-6035.dgn | WSD11 | 112 | HS | 00214 | C | 50 | SS16 | PIPELINE : WSD11-112-HS-00214C-50-SS16 | AME B36.19M | 900 | PN16 |  |  |  | 60.3 | 3.91 |  | 10 | POLYURETHANE | 50 | 54 | 30 | 100 | 1350
0010283895 | AT_PROCESS | WSD11-112-HS-00215-100-SS16 | C4B | 131242-WSD11-DR-P-6035.dgn | WSD11 | 112 | HS | 00215 |  | 100 | SS16 | PIPELINE : WSD11-112-HS-00215-100-SS16 | AME B36.19M | 900 | PN16 | 10400 | 9200 | 46000 | 114.3 | 3.05 |  | 10 | POLYURETHANE | 50 | 54 | 30 | 100 | 1350
0010283895 | AT_PROCESS | WSD11-112-HS-00215-100-SS16 | C4B | 131242-WSD11-DR-P-6035.dgn | WSD11 | 112 | HS | 00215 |  | 100 | SS16 | PIPELINE : WSD11-112-HS-00215-100-SS16 | AME B36.19M | 900 | PN16 | 10400 | 9200 | 46000 | 114.3 | 3.05 |  | 10 | POLYURETHANE | 50 | 54 | 30 | 100 | 1350
0010283895 | AT_PROCESS | WSD11-112-HS-00215-100-SS16 | C4B | 131242-WSD11-DR-P-6035.dgn | WSD11 | 112 | HS | 00215 |  | 100 | SS16 | PIPELINE : WSD11-112-HS-00215-100-SS16 | AME B36.19M | 900 | PN16 | 10400 | 9200 | 46000 | 114.3 | 3.05 |  | 10 | POLYURETHANE | 50 | 54 | 30 | 100 | 1350
0010283969 | AT_PROCESS | WSD11-112-HS-00215A-25-SS16 | C4B | 131242-WSD11-DR-P-6035.dgn | WSD11 | 112 | HS | 00215 | A | 25 | SS16 | PIPELINE : WSD11-112-HS-00215A-25-SS16 | AME B36.19M | 900 | PN16 |  |  |  | 33.4 | 3.38 |  | 10 | POLYURETHANE | 50 | 54 | 30 | 100 | 1350
0010309062 | AT_PROCESS | WSD11-112-HS-00215C-50-SS16 | C4B | 131242-WSD11-DR-P-6035.dgn | WSD11 | 112 | HS | 00215 | C | 50 | SS16 | PIPELINE : WSD11-112-HS-00215C-50-SS16 | AME B36.19M | 900 | PN16 |  |  |  | 60.3 | 3.91 |  | 10 | POLYURETHANE | 50 | 54 | 30 | 100 | 1350
0010312455 | AT_PROCESS | WSD11-112-HS-00216-100-SS16 | C4B | 131242-WSD11-DR-P-6036.dgn | WSD11 | 112 | HS | 00216 |  | 100 | SS16 | PIPELINE : WSD11-112-HS-00216-100-SS16 | AME B36.19M | 900 | PN16 | 20800 | 20800 | 30000 | 114.3 | 3.05 |  | 10 | POLYURETHANE | 50 | 567 | 400 | 600 | 1350
0010312455 | AT_PROCESS | WSD11-112-HS-00216-100-SS16 | C4B | 131242-WSD11-DR-P-6036.dgn | WSD11 | 112 | HS | 00216 |  | 100 | SS16 | PIPELINE : WSD11-112-HS-00216-100-SS16 | AME B36.19M | 900 | PN16 | 20800 | 20800 | 30000 | 114.3 | 3.05 |  | 10 | POLYURETHANE | 50 | 567 | 400 | 600 | 1350
0010312455 | AT_PROCESS | WSD11-112-HS-00216-100-SS16 | C4B | 131242-WSD11-DR-P-6036.dgn | WSD11 | 112 | HS | 00216 |  | 100 | SS16 | PIPELINE : WSD11-112-HS-00216-100-SS16 | AME B36.19M | 900 | PN16 | 20800 | 20800 | 30000 | 114.3 | 3.05 |  | 10 | POLYURETHANE | 50 | 567 | 400 | 600 | 1350
0010312455 | AT_PROCESS | WSD11-112-HS-00216-100-SS16 | C4B | 131242-WSD11-DR-P-6036.dgn | WSD11 | 112 | HS | 00216 |  | 100 | SS16 | PIPELINE : WSD11-112-HS-00216-100-SS16 | AME B36.19M | 900 | PN16 | 20800 | 20800 | 30000 | 114.3 | 3.05 |  | 10 | POLYURETHANE | 50 | 567 | 400 | 600 | 1350
0010284105 | AT_PROCESS | WSD11-112-HS-00216-150-SS16 | C4B | 131242-WSD11-DR-P-6036.dgn | WSD11 | 112 | HS | 00216 |  | 150 | SS16 | PIPELINE : WSD11-112-HS-00216-150-SS16 | AME B36.19M | 900 | PN16 |  |  |  | 168.3 | 3.41 |  | 10 | POLYURETHANE | 50 | 567 | 400 | 600 | 1350
0010284105 | AT_PROCESS | WSD11-112-HS-00216-150-SS16 | C4B | 131242-WSD11-DR-P-6070.dgn | WSD11 | 112 | HS | 00216 |  | 150 | SS16 | PIPELINE : WSD11-112-HS-00216-150-SS16 | AME B36.19M | 900 | PN16 |  |  |  | 168.3 | 3.41 |  | 10 | POLYURETHANE | 50 | 567 | 400 | 600 | 1350
0010284139 | AT_PROCESS | WSD11-112-HS-00216A-25-SS16 | C4B | 131242-WSD11-DR-P-6036.dgn | WSD11 | 112 | HS | 00216 | A | 25 | SS16 | PIPELINE : WSD11-112-HS-00216A-25-SS16 | AME B36.19M | 900 | PN16 |  |  |  | 33.4 | 3.38 |  | 10 | POLYURETHANE | 50 | 567 | 400 | 600 | 1350
0010284111 | AT_PROCESS | WSD11-112-HS-00216B-25-SS16 | C4B | 131242-WSD11-DR-P-6036.dgn | WSD11 | 112 | HS | 00216 | B | 25 | SS16 | PIPELINE : WSD11-112-HS-00216B-25-SS16 | AME B36.19M | 900 | PN16 |  |  |  | 33.4 | 3.38 |  | 10 | POLYURETHANE | 50 | 567 | 400 | 600 | 1350
0010309136 | AT_PROCESS | WSD11-112-HS-00216C-25-SS16 | C4B | 131242-WSD11-DR-P-6036.dgn | WSD11 | 112 | HS | 00216 | C | 25 | SS16 | PIPELINE : WSD11-112-HS-00216C-25-SS16 | AME B36.19M | 900 | PN16 |  |  |  | 33.4 | 3.38 |  | 10 | POLYURETHANE | 50 | 567 | 400 | 600 | 1350
0010309128 | AT_PROCESS | WSD11-112-HS-00216D-50-SS16 | C4B | 131242-WSD11-DR-P-6036.dgn | WSD11 | 112 | HS | 00216 | D | 50 | SS16 | PIPELINE : WSD11-112-HS-00216D-50-SS16 | AME B36.19M | 900 | PN16 |  |  |  | 60.3 | 3.91 |  | 10 | POLYURETHANE | 50 | 567 | 400 | 600 | 1350
0010312007 | AT_PROCESS | WSD11-112-HS-00216F-50-SS16 | C4B | 131242-WSD11-DR-P-6036.dgn | WSD11 | 112 | HS | 00216 | F | 50 | SS16 | PIPELINE : WSD11-112-HS-00216F-50-SS16 | AME B36.19M | 900 | PN16 |  |  |  | 60.3 | 3.91 |  | 10 | POLYURETHANE | 50 | 567 | 400 | 600 | 1350
0010284114 | AT_PROCESS | WSD11-112-HS-00217-200-SS16 | C4B | 131242-WSD11-DR-P-6036.dgn | WSD11 | 112 | HS | 00217 |  | 200 | SS16 | PIPELINE : WSD11-112-HS-00217-200-SS16 | AME B36.19M | 900 | PN16 | 20800 | 20800 | 30000 | 219.1 | 3.76 |  | 10 | POLYURETHANE | 50 | 74 | 50 | 100 | 1350
0010284117 | AT_PROCESS | WSD11-112-HS-00217A-25-SS16 | C4B | 131242-WSD11-DR-P-6036.dgn | WSD11 | 112 | HS | 00217 | A | 25 | SS16 | PIPELINE : WSD11-112-HS-00217A-25-SS16 | AME B36.19M | 900 | PN16 |  |  |  | 33.4 | 3.38 |  | 10 | POLYURETHANE | 50 | 74 | 50 | 100 | 1350
0010284123 | AT_PROCESS | WSD11-112-HS-00218-100-SS16 | C4B | 131242-WSD11-DR-P-6036.dgn | WSD11 | 112 | HS | 00218 |  | 100 | SS16 | PIPELINE : WSD11-112-HS-00218-100-SS16 | AME B36.19M | 900 | PN16 | 20800 | 20800 | 30000 | 114.3 | 3.05 |  | 10 | POLYURETHANE | 50 | 567 | 400 | 600 | 1350
0010284123 | AT_PROCESS | WSD11-112-HS-00218-100-SS16 | C4B | 131242-WSD11-DR-P-6036.dgn | WSD11 | 112 | HS | 00218 |  | 100 | SS16 | PIPELINE : WSD11-112-HS-00218-100-SS16 | AME B36.19M | 900 | PN16 | 20800 | 20800 | 30000 | 114.3 | 3.05 |  | 10 | POLYURETHANE | 50 | 567 | 400 | 600 | 1350
0010284142 | AT_PROCESS | WSD11-112-HS-00218A-25-SS16 | C4B | 131242-WSD11-DR-P-6036.dgn | WSD11 | 112 | HS | 00218 | A | 25 | SS16 | PIPELINE : WSD11-112-HS-00218A-25-SS16 | AME B36.19M | 900 | PN16 |  |  |  | 33.4 | 3.38 |  | 10 | POLYURETHANE | 50 | 567 | 400 | 600 | 1350
0010309132 | AT_PROCESS | WSD11-112-HS-00218C-25-SS16 | C4B | 131242-WSD11-DR-P-6036.dgn | WSD11 | 112 | HS | 00218 | C | 25 | SS16 | PIPELINE : WSD11-112-HS-00218C-25-SS16 | AME B36.19M | 900 | PN16 |  |  |  | 33.4 | 3.38 |  | 10 | POLYURETHANE | 50 | 567 | 400 | 600 | 1350
0010309130 | AT_PROCESS | WSD11-112-HS-00218D-50-SS16 | C4B | 131242-WSD11-DR-P-6036.dgn | WSD11 | 112 | HS | 00218 | D | 50 | SS16 | PIPELINE : WSD11-112-HS-00218D-50-SS16 | AME B36.19M | 900 | PN16 |  |  |  | 60.3 | 3.91 |  | 10 | POLYURETHANE | 50 | 567 | 400 | 600 | 1350
0010312009 | AT_PROCESS | WSD11-112-HS-00218F-50-SS16 | C4B | 131242-WSD11-DR-P-6036.dgn | WSD11 | 112 | HS | 00218 | F | 50 | SS16 | PIPELINE : WSD11-112-HS-00218F-50-SS16 | AME B36.19M | 900 | PN16 |  |  |  | 60.3 | 3.91 |  | 10 | POLYURETHANE | 50 | 567 | 400 | 600 | 1350
0010281146 | AT_PROCESS | WSD11-112-HS-00219-200-SS16 | C4B | 131242-WSD11-DR-P-6070.dgn | WSD11 | 112 | HS | 00219 |  | 200 | SS16 | PIPELINE : WSD11-112-HS-00219-200-SS16 | AME B36.19M | 900 | PN16 | 30800 | 30800 | 30800 | 219.1 | 3.76 |  | 10 | POLYURETHANE | 50 | 260 | 200 | 300 | 1350
0010281146 | AT_PROCESS | WSD11-112-HS-00219-200-SS16 | C4B | 131242-WSD11-DR-P-6070.dgn | WSD11 | 112 | HS | 00219 |  | 200 | SS16 | PIPELINE : WSD11-112-HS-00219-200-SS16 | AME B36.19M | 900 | PN16 | 30800 | 30800 | 30800 | 219.1 | 3.76 |  | 10 | POLYURETHANE | 50 | 260 | 200 | 300 | 1350
0010281161 | AT_PROCESS | WSD11-112-HS-00219A-25-SS16 | C4B | 131242-WSD11-DR-P-6070.dgn | WSD11 | 112 | HS | 00219 | A | 25 | SS16 | PIPELINE : WSD11-112-HS-00219A-25-SS16 | AME B36.19M | 900 | PN16 |  |  |  | 33.4 | 3.38 |  | 10 | POLYURETHANE | 50 | 260 | 200 | 300 | 1350
0010281128 | AT_PROCESS | WSD11-112-HS-00220-100-SS16 | C4B | 131242-WSD11-DR-P-6070.dgn | WSD11 | 112 | HS | 00220 |  | 100 | SS16 | PIPELINE : WSD11-112-HS-00220-100-SS16 | AME B36.19M | 900 | PN16 | 30800 | 30800 | 30800 | 114.3 | 3.05 |  | 10 | POLYURETHANE | 50 | 600 | 400 | 600 | 1350
0010281128 | AT_PROCESS | WSD11-112-HS-00220-100-SS16 | C4B | 131242-WSD11-DR-P-6070.dgn | WSD11 | 112 | HS | 00220 |  | 100 | SS16 | PIPELINE : WSD11-112-HS-00220-100-SS16 | AME B36.19M | 900 | PN16 | 30800 | 30800 | 30800 | 114.3 | 3.05 |  | 10 | POLYURETHANE | 50 | 600 | 400 | 600 | 1350
0010281128 | AT_PROCESS | WSD11-112-HS-00220-100-SS16 | C4B | 131242-WSD11-DR-P-6070.dgn | WSD11 | 112 | HS | 00220 |  | 100 | SS16 | PIPELINE : WSD11-112-HS-00220-100-SS16 | AME B36.19M | 900 | PN16 | 30800 | 30800 | 30800 | 114.3 | 3.05 |  | 10 | POLYURETHANE | 50 | 600 | 400 | 600 | 1350
0010281184 | AT_PROCESS | WSD11-112-HS-00220A-50-SS16 | C4B | 131242-WSD11-DR-P-6070.dgn | WSD11 | 112 | HS | 00220 | A | 50 | SS16 | PIPELINE : WSD11-112-HS-00220A-50-SS16 | AME B36.19M | 900 | PN16 |  |  |  | 60.3 | 3.91 |  | 10 | POLYURETHANE | 50 | 600 | 400 | 600 | 1350
0010281126 | AT_PROCESS | WSD11-112-HS-00220B-25-SS16 | C4B | 131242-WSD11-DR-P-6070.dgn | WSD11 | 112 | HS | 00220 | B | 25 | SS16 | PIPELINE : WSD11-112-HS-00220B-25-SS16 | AME B36.19M | 900 | PN16 |  |  |  | 33.4 | 3.38 |  | 10 | POLYURETHANE | 50 | 600 | 400 | 600 | 1350
0010309639 | AT_PROCESS | WSD11-112-HS-00220C-25-SS16 | C4B | 131242-WSD11-DR-P-6070.dgn | WSD11 | 112 | HS | 00220 | C | 25 | SS16 | PIPELINE : WSD11-112-HS-00220C-25-SS16 | AME B36.19M | 900 | PN16 |  |  |  | 33.4 | 3.38 |  | 10 | POLYURETHANE | 50 | 600 | 400 | 600 | 1350
0010312038 | AT_PROCESS | WSD11-112-HS-00220D-50-SS16 | C4B | 131242-WSD11-DR-P-6070.dgn | WSD11 | 112 | HS | 00220 | D | 50 | SS16 | PIPELINE : WSD11-112-HS-00220D-50-SS16 | AME B36.19M | 900 | PN16 |  |  |  | 60.3 | 3.91 |  | 10 | POLYURETHANE | 50 | 600 | 400 | 600 | 1350
0010281204 | AT_PROCESS | WSD11-112-HS-00319-200-SS16 | C4B | 131242-WSD11-DR-P-6070.dgn | WSD11 | 112 | HS | 00319 |  | 200 | SS16 | PIPELINE : WSD11-112-HS-00319-200-SS16 | AME B36.19M | 900 | PN16 | 30800 | 30800 | 30800 | 219.1 | 3.76 |  | 10 | POLYURETHANE | 50 | 260 | 200 | 300 | 1350
0010281204 | AT_PROCESS | WSD11-112-HS-00319-200-SS16 | C4B | 131242-WSD11-DR-P-6070.dgn | WSD11 | 112 | HS | 00319 |  | 200 | SS16 | PIPELINE : WSD11-112-HS-00319-200-SS16 | AME B36.19M | 900 | PN16 | 30800 | 30800 | 30800 | 219.1 | 3.76 |  | 10 | POLYURETHANE | 50 | 260 | 200 | 300 | 1350
0010281224 | AT_PROCESS | WSD11-112-HS-00319A-25-SS16 | C4B | 131242-WSD11-DR-P-6070.dgn | WSD11 | 112 | HS | 00319 | A | 25 | SS16 | PIPELINE : WSD11-112-HS-00319A-25-SS16 | AME B36.19M | 900 | PN16 |  |  |  | 33.4 | 3.38 |  | 10 | POLYURETHANE | 50 | 260 | 200 | 300 | 1350
0010281175 | AT_PROCESS | WSD11-112-HS-00320-100-SS16 | C4B | 131242-WSD11-DR-P-6070.dgn | WSD11 | 112 | HS | 00320 |  | 100 | SS16 | PIPELINE : WSD11-112-HS-00320-100-SS16 | AME B36.19M | 900 | PN16 | 30800 | 30800 | 30800 | 114.3 | 3.05 |  | 10 | POLYURETHANE | 50 | 600 | 400 | 600 | 1350
0010281175 | AT_PROCESS | WSD11-112-HS-00320-100-SS16 | C4B | 131242-WSD11-DR-P-6070.dgn | WSD11 | 112 | HS | 00320 |  | 100 | SS16 | PIPELINE : WSD11-112-HS-00320-100-SS16 | AME B36.19M | 900 | PN16 | 30800 | 30800 | 30800 | 114.3 | 3.05 |  | 10 | POLYURETHANE | 50 | 600 | 400 | 600 | 1350
0010281175 | AT_PROCESS | WSD11-112-HS-00320-100-SS16 | C4B | 131242-WSD11-DR-P-6070.dgn | WSD11 | 112 | HS | 00320 |  | 100 | SS16 | PIPELINE : WSD11-112-HS-00320-100-SS16 | AME B36.19M | 900 | PN16 | 30800 | 30800 | 30800 | 114.3 | 3.05 |  | 10 | POLYURETHANE | 50 | 600 | 400 | 600 | 1350
0010281198 | AT_PROCESS | WSD11-112-HS-00320A-50-SS16 | C4B | 131242-WSD11-DR-P-6070.dgn | WSD11 | 112 | HS | 00320 | A | 50 | SS16 | PIPELINE : WSD11-112-HS-00320A-50-SS16 | AME B36.19M | 900 | PN16 |  |  |  | 60.3 | 3.91 |  | 10 | POLYURETHANE | 50 | 600 | 400 | 600 | 1350
0010281241 | AT_PROCESS | WSD11-112-HS-00320B-25-SS16 | C4B | 131242-WSD11-DR-P-6070.dgn | WSD11 | 112 | HS | 00320 | B | 25 | SS16 | PIPELINE : WSD11-112-HS-00320B-25-SS16 | AME B36.19M | 900 | PN16 |  |  |  | 33.4 | 3.38 |  | 10 | POLYURETHANE | 50 | 600 | 400 | 600 | 1350
0010309641 | AT_PROCESS | WSD11-112-HS-00320C-25-SS16 | C4B | 131242-WSD11-DR-P-6070.dgn | WSD11 | 112 | HS | 00320 | C | 25 | SS16 | PIPELINE : WSD11-112-HS-00320C-25-SS16 | AME B36.19M | 900 | PN16 |  |  |  | 33.4 | 3.38 |  | 10 | POLYURETHANE | 50 | 600 | 400 | 600 | 1350
0010312041 | AT_PROCESS | WSD11-112-HS-00320D-50-SS16 | C4B | 131242-WSD11-DR-P-6070.dgn | WSD11 | 112 | HS | 00320 | D | 50 | SS16 | PIPELINE : WSD11-112-HS-00320D-50-SS16 | AME B36.19M | 900 | PN16 |  |  |  | 60.3 | 3.91 |  | 10 | POLYURETHANE | 50 | 600 | 400 | 600 | 1350
0010280034 | AT_PROCESS | WSD11-112-HWR-00001-150-SS16 | C4B | 131242-WSD11-DR-P-6063.dgn | WSD11 | 112 | HWR | 00001 |  | 150 | SS16 | PIPELINE : WSD11-112-HWR-00001-150-SS16 | AME B36.19M | 600 | PN16 | 150000 | 0 | 150000 | 168.3 | 3.41 |  | 10 | POLYURETHANE | 50 | 400 | 400 | 500 | 900
0010280034 | AT_PROCESS | WSD11-112-HWR-00001-150-SS16 | C4B | 131242-WSD11-DR-P-6063.dgn | WSD11 | 112 | HWR | 00001 |  | 150 | SS16 | PIPELINE : WSD11-112-HWR-00001-150-SS16 | AME B36.19M | 600 | PN16 | 150000 | 0 | 150000 | 168.3 | 3.41 |  | 10 | POLYURETHANE | 50 | 400 | 400 | 500 | 900
0010280034 | AT_PROCESS | WSD11-112-HWR-00001-150-SS16 | C4B | 131242-WSD11-DR-P-6063.dgn | WSD11 | 112 | HWR | 00001 |  | 150 | SS16 | PIPELINE : WSD11-112-HWR-00001-150-SS16 | AME B36.19M | 600 | PN16 | 150000 | 0 | 150000 | 168.3 | 3.41 |  | 10 | POLYURETHANE | 50 | 400 | 400 | 500 | 900
0010280077 | AT_PROCESS | WSD11-112-HWR-00002-150-SS16 | C4B | 131242-WSD11-DR-P-6063.dgn | WSD11 | 112 | HWR | 00002 |  | 150 | SS16 | PIPELINE : WSD11-112-HWR-00002-150-SS16 | AME B36.19M | 600 | PN16 | 39000 | 78000 | 105000 | 168.3 | 3.41 |  | 10 | POLYURETHANE | 50 | 300 | 300 | 310 | 900
0010280077 | AT_PROCESS | WSD11-112-HWR-00002-150-SS16 | C4B | 131242-WSD11-DR-P-6063.dgn | WSD11 | 112 | HWR | 00002 |  | 150 | SS16 | PIPELINE : WSD11-112-HWR-00002-150-SS16 | AME B36.19M | 600 | PN16 | 39000 | 78000 | 105000 | 168.3 | 3.41 |  | 10 | POLYURETHANE | 50 | 300 | 300 | 310 | 900
0010280040 | AT_PROCESS | WSD11-112-HWR-00003-150-SS16 | C4B | 131242-WSD11-DR-P-6063.dgn | WSD11 | 112 | HWR | 00003 |  | 150 | SS16 | PIPELINE : WSD11-112-HWR-00003-150-SS16 | AME B36.19M | 600 | PN16 | 78000 | 39000 | 105000 | 168.3 | 3.41 |  | 10 | POLYURETHANE | 50 | 300 | 300 | 310 | 900
0010280040 | AT_PROCESS | WSD11-112-HWR-00003-150-SS16 | C4B | 131242-WSD11-DR-P-6063.dgn | WSD11 | 112 | HWR | 00003 |  | 150 | SS16 | PIPELINE : WSD11-112-HWR-00003-150-SS16 | AME B36.19M | 600 | PN16 | 78000 | 39000 | 105000 | 168.3 | 3.41 |  | 10 | POLYURETHANE | 50 | 300 | 300 | 310 | 900
0010280091 | AT_PROCESS | WSD11-112-HWR-00004-150-SS16 | C4B | 131242-WSD11-DR-P-6063.dgn | WSD11 | 112 | HWR | 00004 |  | 150 | SS16 | PIPELINE : WSD11-112-HWR-00004-150-SS16 | AME B36.19M | 600 | PN16 | 12000 | 12000 | 105000 | 168.3 | 3.41 |  | 10 | POLYURETHANE | 50 | 300 | 300 | 310 | 900
0010280091 | AT_PROCESS | WSD11-112-HWR-00004-150-SS16 | C4B | 131242-WSD11-DR-P-6063.dgn | WSD11 | 112 | HWR | 00004 |  | 150 | SS16 | PIPELINE : WSD11-112-HWR-00004-150-SS16 | AME B36.19M | 600 | PN16 | 12000 | 12000 | 105000 | 168.3 | 3.41 |  | 10 | POLYURETHANE | 50 | 300 | 300 | 310 | 900
0010280043 | AT_PROCESS | WSD11-112-HWR-00005-150-SS16 | C4B | 131242-WSD11-DR-P-6063.dgn | WSD11 | 112 | HWR | 00005 |  | 150 | SS16 | PIPELINE : WSD11-112-HWR-00005-150-SS16 | AME B36.19M | 600 | PN16 | 78000 | 39000 | 105000 | 168.3 | 3.41 |  | 10 | POLYURETHANE | 50 | 300 | 300 | 310 | 900
0010280043 | AT_PROCESS | WSD11-112-HWR-00005-150-SS16 | C4B | 131242-WSD11-DR-P-6063.dgn | WSD11 | 112 | HWR | 00005 |  | 150 | SS16 | PIPELINE : WSD11-112-HWR-00005-150-SS16 | AME B36.19M | 600 | PN16 | 78000 | 39000 | 105000 | 168.3 | 3.41 |  | 10 | POLYURETHANE | 50 | 300 | 300 | 310 | 900
0010280008 | AT_PROCESS | WSD11-112-HWR-00006-150-SS16 | C4B | 131242-WSD11-DR-P-6063.dgn | WSD11 | 112 | HWR | 00006 |  | 150 | SS16 | PIPELINE : WSD11-112-HWR-00006-150-SS16 | AME B36.19M | 600 | PN16 |  |  |  | 168.3 | 7.12 |  | 10 | POLYURETHANE | 50 | 300 | 300 | 310 | 900
0010301188 | AT_PROCESS | WSD11-112-HWR-00007-100-SS16 | C4B | 131242-WSD11-DR-P-6063.dgn | WSD11 | 112 | HWR | 00007 |  | 100 | SS16 | PIPELINE : WSD11-112-HWR-00007-100-SS16 | AME B36.19M | 600 | PN16 |  |  |  | 114.3 | 3.05 |  | 10 | POLYURETHANE | 50 | 300 | 300 | 310 | 900
0010280021 | AT_PROCESS | WSD11-112-HWR-00008-100-SS16 | C4B | 131242-WSD11-DR-P-6063.dgn | WSD11 | 112 | HWR | 00008 |  | 100 | SS16 | PIPELINE : WSD11-112-HWR-00008-100-SS16 | AME B36.19M | 600 | PN16 |  |  |  | 114.3 | 3.05 |  | 10 | POLYURETHANE | 50 | 300 | 300 | 310 | 900
0010280069 | AT_PROCESS | WSD11-112-HWR-00009-150-SS16 | C4B | 131242-WSD11-DR-P-6063.dgn | WSD11 | 112 | HWR | 00009 |  | 150 | SS16 | PIPELINE : WSD11-112-HWR-00009-150-SS16 | AME B36.19M | 600 | PN16 |  |  |  | 168.3 | 3.41 |  | 10 | POLYURETHANE | 50 | 120 | 120 | 130 | 900
0010280054 | AT_PROCESS | WSD11-112-HWR-00010-150-SS16 | C4B | 131242-WSD11-DR-P-6063.dgn | WSD11 | 112 | HWR | 00010 |  | 150 | SS16 | PIPELINE : WSD11-112-HWR-00010-150-SS16 | AME B36.19M | 600 | PN16 |  |  |  | 168.3 | 3.41 |  | 10 | POLYURETHANE | 50 | 120 | 120 | 130 | 900
0010334936 | AT_PROCESS | WSD11-112-HWR-00011-150-SS16 | C4B | 131242-WSD11-DR-P-6017.dgn | WSD11 | 112 | HWR | 00011 |  | 150 | SS16 | PIPELINE : WSD11-112-HWR-00011-150-SS16 | AME B36.19M | 600 | PN16 |  |  |  | 168.3 | 3.41 |  | 10 | POLYURETHANE | 35 | 300 | 300 | 400 | 900
0010334936 | AT_PROCESS | WSD11-112-HWR-00011-150-SS16 | C4B | 131242-WSD11-DR-P-6063.dgn | WSD11 | 112 | HWR | 00011 |  | 150 | SS16 | PIPELINE : WSD11-112-HWR-00011-150-SS16 | AME B36.19M | 600 | PN16 |  |  |  | 168.3 | 3.41 |  | 10 | POLYURETHANE | 35 | 300 | 300 | 400 | 900
0010334937 | AT_PROCESS | WSD11-112-HWR-00012-150-SS16 | C4B | 131242-WSD11-DR-P-6063.dgn | WSD11 | 112 | HWR | 00012 |  | 150 | SS16 | PIPELINE : WSD11-112-HWR-00012-150-SS16 | AME B36.19M | 600 | PN16 |  |  |  | 168.3 | 3.41 |  | 10 | POLYURETHANE | 35 | 300 | 300 | 400 | 900
0010334937 | AT_PROCESS | WSD11-112-HWR-00012-150-SS16 | C4B | 131242-WSD11-DR-P-6035.dgn | WSD11 | 112 | HWR | 00012 |  | 150 | SS16 | PIPELINE : WSD11-112-HWR-00012-150-SS16 | AME B36.19M | 600 | PN16 |  |  |  | 168.3 | 3.41 |  | 10 | POLYURETHANE | 35 | 300 | 300 | 400 | 900
0010333680 | AT_PROCESS | WSD11-112-HWR-00012-250-SS16 | C4B | 131242-WSD11-DR-P-6063.dgn | WSD11 | 112 | HWR | 00012 |  | 250 | SS16 | PIPELINE : WSD11-112-HWR-00012-250-SS16 | AME B36.19M | 600 | PN16 |  |  |  | 168.3 | 3.41 |  | 10 | POLYURETHANE | 50 | 120 | 120 | 130 | 900
0010283855 | AT_PROCESS | WSD11-112-HWR-00012-300-SS16 | C4B | 131242-WSD11-DR-P-6063.dgn | WSD11 | 112 | HWR | 00012 |  | 300 | SS16 | PIPELINE : WSD11-112-HWR-00012-300-SS16 | AME B36.19M | 600 | PN16 |  |  |  | 168.3 | 3.41 |  | 10 | POLYURETHANE | 50 | 120 | 120 | 130 | 900
0010312019 | AT_PROCESS | WSD11-112-HWR-00013-250-SS16 | C4B | 131242-WSD11-DR-P-6063.dgn | WSD11 | 112 | HWR | 00013 |  | 250 | SS16 | PIPELINE : WSD11-112-HWR-00013-250-SS16 | AME B36.19M | 600 | PN16 |  |  |  | 88.9 | 3.05 |  | 10 | POLYURETHANE | 50 | 120 | 120 | 130 | 900
0010277824 | AT_PROCESS | WSD11-112-HWR-00101-100-SS16 | C4B | 131242-WSD11-DR-P-6015.dgn | WSD11 | 112 | HWR | 00101 |  | 100 | SS16 | PIPELINE : WSD11-112-HWR-00101-100-SS16 | AME B36.19M | 600 | PN16 |  |  |  | 114.3 | 3.05 |  | 10 | POLYURETHANE | 50 | 450 | 450 | 500 | 900
0010277824 | AT_PROCESS | WSD11-112-HWR-00101-100-SS16 | C4B | 131242-WSD11-DR-P-6015.dgn | WSD11 | 112 | HWR | 00101 |  | 100 | SS16 | PIPELINE : WSD11-112-HWR-00101-100-SS16 | AME B36.19M | 600 | PN16 |  |  |  | 114.3 | 3.05 |  | 10 | POLYURETHANE | 50 | 450 | 450 | 500 | 900
0010277824 | AT_PROCESS | WSD11-112-HWR-00101-100-SS16 | C4B | 131242-WSD11-DR-P-6015.dgn | WSD11 | 112 | HWR | 00101 |  | 100 | SS16 | PIPELINE : WSD11-112-HWR-00101-100-SS16 | AME B36.19M | 600 | PN16 |  |  |  | 114.3 | 3.05 |  | 10 | POLYURETHANE | 50 | 450 | 450 | 500 | 900
0010277829 | AT_PROCESS | WSD11-112-HWR-00102-100-SS16 | C4B | 131242-WSD11-DR-P-6015.dgn | WSD11 | 112 | HWR | 00102 |  | 100 | SS16 | PIPELINE : WSD11-112-HWR-00102-100-SS16 | AME B36.19M | 600 | PN16 |  |  |  | 114.3 | 3.05 |  | 10 | POLYURETHANE | 50 | 450 | 450 | 500 | 900
0010277829 | AT_PROCESS | WSD11-112-HWR-00102-100-SS16 | C4B | 131242-WSD11-DR-P-6015.dgn | WSD11 | 112 | HWR | 00102 |  | 100 | SS16 | PIPELINE : WSD11-112-HWR-00102-100-SS16 | AME B36.19M | 600 | PN16 |  |  |  | 114.3 | 3.05 |  | 10 | POLYURETHANE | 50 | 450 | 450 | 500 | 900
0010277829 | AT_PROCESS | WSD11-112-HWR-00102-100-SS16 | C4B | 131242-WSD11-DR-P-6015.dgn | WSD11 | 112 | HWR | 00102 |  | 100 | SS16 | PIPELINE : WSD11-112-HWR-00102-100-SS16 | AME B36.19M | 600 | PN16 |  |  |  | 114.3 | 3.05 |  | 10 | POLYURETHANE | 50 | 450 | 450 | 500 | 900
0010277833 | AT_PROCESS | WSD11-112-HWR-00103-100-SS16 | C4B | 131242-WSD11-DR-P-6015.dgn | WSD11 | 112 | HWR | 00103 |  | 100 | SS16 | PIPELINE : WSD11-112-HWR-00103-100-SS16 | AME B36.19M | 600 | PN16 | 19500 | 0 | 19500 | 114.3 | 3.05 |  | 10 | POLYURETHANE | 50 | 450 | 450 | 500 | 900
0010277833 | AT_PROCESS | WSD11-112-HWR-00103-100-SS16 | C4B | 131242-WSD11-DR-P-6015.dgn | WSD11 | 112 | HWR | 00103 |  | 100 | SS16 | PIPELINE : WSD11-112-HWR-00103-100-SS16 | AME B36.19M | 600 | PN16 | 19500 | 0 | 19500 | 114.3 | 3.05 |  | 10 | POLYURETHANE | 50 | 450 | 450 | 500 | 900
0010277833 | AT_PROCESS | WSD11-112-HWR-00103-100-SS16 | C4B | 131242-WSD11-DR-P-6015.dgn | WSD11 | 112 | HWR | 00103 |  | 100 | SS16 | PIPELINE : WSD11-112-HWR-00103-100-SS16 | AME B36.19M | 600 | PN16 | 19500 | 0 | 19500 | 114.3 | 3.05 |  | 10 | POLYURETHANE | 50 | 450 | 450 | 500 | 900
0010330673 | AT_PROCESS | WSD11-112-HWR-00104-100-SS16 | C4B | 131242-WSD11-DR-P-6015.dgn | WSD11 | 112 | HWR | 00104 |  | 100 | SS16 | PIPELINE : WSD11-112-HWR-00104-100-SS16 | AME B36.19M | 600 | PN16 | 19500 |  |  | 114.3 | 3.05 |  | 10 | POLYURETHANE | 50 | 450 | 450 | 500 | 900
0010330673 | AT_PROCESS | WSD11-112-HWR-00104-100-SS16 | C4B | 131242-WSD11-DR-P-6015.dgn | WSD11 | 112 | HWR | 00104 |  | 100 | SS16 | PIPELINE : WSD11-112-HWR-00104-100-SS16 | AME B36.19M | 600 | PN16 | 19500 |  |  | 114.3 | 3.05 |  | 10 | POLYURETHANE | 50 | 450 | 450 | 500 | 900
0010330673 | AT_PROCESS | WSD11-112-HWR-00104-100-SS16 | C4B | 131242-WSD11-DR-P-6015.dgn | WSD11 | 112 | HWR | 00104 |  | 100 | SS16 | PIPELINE : WSD11-112-HWR-00104-100-SS16 | AME B36.19M | 600 | PN16 | 19500 |  |  | 114.3 | 3.05 |  | 10 | POLYURETHANE | 50 | 450 | 450 | 500 | 900
0010277905 | AT_PROCESS | WSD11-112-HWR-00104A-15-SS16 | C4B | 131242-WSD11-DR-P-6015.dgn | WSD11 | 112 | HWR | 00104 | A | 15 | SS16 | PIPELINE : WSD11-112-HWR-00104A-15-SS16 | AME B36.19M | 600 | PN16 | 276 | 276 | 276 | 21.3 | 2.77 |  | 10 | POLYURETHANE | 50 | 450 | 450 | 500 | 900
0010333441 | AT_PROCESS | WSD11-112-HWR-00104A-25-SS16 | C4B | 131242-WSD11-DR-P-6015.dgn | WSD11 | 112 | HWR | 00104 | A | 25 | SS16 | PIPELINE : WSD11-112-HWR-00104A-25-SS16 | AME B36.19M | 600 | PN16 |  |  |  | 33.4 | 3.38 |  | 10 | POLYURETHANE | 50 | 450 | 450 | 500 | 900
0010277893 | AT_PROCESS | WSD11-112-HWR-00104B-15-SS16 | C4B | 131242-WSD11-DR-P-6015.dgn | WSD11 | 112 | HWR | 00104 | B | 15 | SS16 | PIPELINE : WSD11-112-HWR-00104B-15-SS16 | AME B36.19M | 600 | PN16 | 276 | 276 | 276 | 21.3 | 2.77 |  | 10 | POLYURETHANE | 50 | 450 | 450 | 500 | 900
0010277855 | AT_PROCESS | WSD11-112-HWR-00105-100-SS16 | C4B | 131242-WSD11-DR-P-6015.dgn | WSD11 | 112 | HWR | 00105 |  | 100 | SS16 | PIPELINE : WSD11-112-HWR-00105-100-SS16 | AME B36.19M | 600 | PN16 |  |  |  | 114.3 | 3.05 |  | 10 | POLYURETHANE | 50 | 450 | 450 | 500 | 900
0010277855 | AT_PROCESS | WSD11-112-HWR-00105-100-SS16 | C4B | 131242-WSD11-DR-P-6015.dgn | WSD11 | 112 | HWR | 00105 |  | 100 | SS16 | PIPELINE : WSD11-112-HWR-00105-100-SS16 | AME B36.19M | 600 | PN16 |  |  |  | 114.3 | 3.05 |  | 10 | POLYURETHANE | 50 | 450 | 450 | 500 | 900
0010277855 | AT_PROCESS | WSD11-112-HWR-00105-100-SS16 | C4B | 131242-WSD11-DR-P-6015.dgn | WSD11 | 112 | HWR | 00105 |  | 100 | SS16 | PIPELINE : WSD11-112-HWR-00105-100-SS16 | AME B36.19M | 600 | PN16 |  |  |  | 114.3 | 3.05 |  | 10 | POLYURETHANE | 50 | 450 | 450 | 500 | 900
0010277859 | AT_PROCESS | WSD11-112-HWR-00106-100-SS16 | C4B | 131242-WSD11-DR-P-6015.dgn | WSD11 | 112 | HWR | 00106 |  | 100 | SS16 | PIPELINE : WSD11-112-HWR-00106-100-SS16 | AME B36.19M | 600 | PN16 |  |  |  | 114.3 | 3.05 |  | 10 | POLYURETHANE | 50 | 450 | 450 | 500 | 900
0010277859 | AT_PROCESS | WSD11-112-HWR-00106-100-SS16 | C4B | 131242-WSD11-DR-P-6015.dgn | WSD11 | 112 | HWR | 00106 |  | 100 | SS16 | PIPELINE : WSD11-112-HWR-00106-100-SS16 | AME B36.19M | 600 | PN16 |  |  |  | 114.3 | 3.05 |  | 10 | POLYURETHANE | 50 | 450 | 450 | 500 | 900
0010277859 | AT_PROCESS | WSD11-112-HWR-00106-100-SS16 | C4B | 131242-WSD11-DR-P-6015.dgn | WSD11 | 112 | HWR | 00106 |  | 100 | SS16 | PIPELINE : WSD11-112-HWR-00106-100-SS16 | AME B36.19M | 600 | PN16 |  |  |  | 114.3 | 3.05 |  | 10 | POLYURETHANE | 50 | 450 | 450 | 500 | 900
0010277863 | AT_PROCESS | WSD11-112-HWR-00107-100-SS16 | C4B | 131242-WSD11-DR-P-6015.dgn | WSD11 | 112 | HWR | 00107 |  | 100 | SS16 | PIPELINE : WSD11-112-HWR-00107-100-SS16 | AME B36.19M | 600 | PN16 |  |  |  | 114.3 | 3.05 |  | 10 | POLYURETHANE | 50 | 450 | 450 | 500 | 900
0010277863 | AT_PROCESS | WSD11-112-HWR-00107-100-SS16 | C4B | 131242-WSD11-DR-P-6015.dgn | WSD11 | 112 | HWR | 00107 |  | 100 | SS16 | PIPELINE : WSD11-112-HWR-00107-100-SS16 | AME B36.19M | 600 | PN16 |  |  |  | 114.3 | 3.05 |  | 10 | POLYURETHANE | 50 | 450 | 450 | 500 | 900
0010277863 | AT_PROCESS | WSD11-112-HWR-00107-100-SS16 | C4B | 131242-WSD11-DR-P-6015.dgn | WSD11 | 112 | HWR | 00107 |  | 100 | SS16 | PIPELINE : WSD11-112-HWR-00107-100-SS16 | AME B36.19M | 600 | PN16 |  |  |  | 114.3 | 3.05 |  | 10 | POLYURETHANE | 50 | 450 | 450 | 500 | 900
0010277846 | AT_PROCESS | WSD11-112-HWR-00108-100-SS16 | C4B | 131242-WSD11-DR-P-6015.dgn | WSD11 | 112 | HWR | 00108 |  | 100 | SS16 | PIPELINE : WSD11-112-HWR-00108-100-SS16 | AME B36.19M | 600 | PN16 | 19500 | 16000 | 30000 | 114.3 | 3.05 |  | 10 | POLYURETHANE | 50 | 450 | 450 | 500 | 900
0010277846 | AT_PROCESS | WSD11-112-HWR-00108-100-SS16 | C4B | 131242-WSD11-DR-P-6015.dgn | WSD11 | 112 | HWR | 00108 |  | 100 | SS16 | PIPELINE : WSD11-112-HWR-00108-100-SS16 | AME B36.19M | 600 | PN16 | 19500 | 16000 | 30000 | 114.3 | 3.05 |  | 10 | POLYURETHANE | 50 | 450 | 450 | 500 | 900
0010277846 | AT_PROCESS | WSD11-112-HWR-00108-100-SS16 | C4B | 131242-WSD11-DR-P-6015.dgn | WSD11 | 112 | HWR | 00108 |  | 100 | SS16 | PIPELINE : WSD11-112-HWR-00108-100-SS16 | AME B36.19M | 600 | PN16 | 19500 | 16000 | 30000 | 114.3 | 3.05 |  | 10 | POLYURETHANE | 50 | 450 | 450 | 500 | 900
0010277908 | AT_PROCESS | WSD11-112-HWR-00108A-15-SS16 | C4B | 131242-WSD11-DR-P-6015.dgn | WSD11 | 112 | HWR | 00108 | A | 15 | SS16 | PIPELINE : WSD11-112-HWR-00108A-15-SS16 | AME B36.19M | 600 | PN16 | 276 | 276 | 276 | 21.3 | 2.77 |  | 10 | POLYURETHANE | 50 | 450 | 450 | 500 | 900
0010333443 | AT_PROCESS | WSD11-112-HWR-00108A-25-SS16 | C4B | 131242-WSD11-DR-P-6015.dgn | WSD11 | 112 | HWR | 00108 | A | 25 | SS16 | PIPELINE : WSD11-112-HWR-00108A-25-SS16 | AME B36.19M | 600 | PN16 |  |  |  | 33.4 | 3.38 |  | 10 | POLYURETHANE | 50 | 450 | 450 | 500 | 900
0010277897 | AT_PROCESS | WSD11-112-HWR-00108B-15-SS16 | C4B | 131242-WSD11-DR-P-6015.dgn | WSD11 | 112 | HWR | 00108 | B | 15 | SS16 | PIPELINE : WSD11-112-HWR-00108B-15-SS16 | AME B36.19M | 600 | PN16 |  |  |  | 21.3 | 2.77 |  | 10 | POLYURETHANE | 50 | 450 | 450 | 500 | 900
0010278189 | AT_PROCESS | WSD11-112-HWR-00109-100-SS16 | C4B | 131242-WSD11-DR-P-6017.dgn | WSD11 | 112 | HWR | 00109 |  | 100 | SS16 | PIPELINE : WSD11-112-HWR-00109-100-SS16 | AME B36.19M | 600 | PN16 |  |  |  | 114.3 | 3.05 |  | 10 | POLYURETHANE | 35 | 300 | 300 | 400 | 900
0010278189 | AT_PROCESS | WSD11-112-HWR-00109-100-SS16 | C4B | 131242-WSD11-DR-P-6017.dgn | WSD11 | 112 | HWR | 00109 |  | 100 | SS16 | PIPELINE : WSD11-112-HWR-00109-100-SS16 | AME B36.19M | 600 | PN16 |  |  |  | 114.3 | 3.05 |  | 10 | POLYURETHANE | 35 | 300 | 300 | 400 | 900
0010278189 | AT_PROCESS | WSD11-112-HWR-00109-100-SS16 | C4B | 131242-WSD11-DR-P-6017.dgn | WSD11 | 112 | HWR | 00109 |  | 100 | SS16 | PIPELINE : WSD11-112-HWR-00109-100-SS16 | AME B36.19M | 600 | PN16 |  |  |  | 114.3 | 3.05 |  | 10 | POLYURETHANE | 35 | 300 | 300 | 400 | 900
0010278197 | AT_PROCESS | WSD11-112-HWR-00110-100-SS16 | C4B | 131242-WSD11-DR-P-6017.dgn | WSD11 | 112 | HWR | 00110 |  | 100 | SS16 | PIPELINE : WSD11-112-HWR-00110-100-SS16 | AME B36.19M | 600 | PN16 |  |  |  | 114.3 | 3.05 |  | 10 | POLYURETHANE | 35 | 300 | 300 | 400 | 900
0010278197 | AT_PROCESS | WSD11-112-HWR-00110-100-SS16 | C4B | 131242-WSD11-DR-P-6017.dgn | WSD11 | 112 | HWR | 00110 |  | 100 | SS16 | PIPELINE : WSD11-112-HWR-00110-100-SS16 | AME B36.19M | 600 | PN16 |  |  |  | 114.3 | 3.05 |  | 10 | POLYURETHANE | 35 | 300 | 300 | 400 | 900
0010278197 | AT_PROCESS | WSD11-112-HWR-00110-100-SS16 | C4B | 131242-WSD11-DR-P-6017.dgn | WSD11 | 112 | HWR | 00110 |  | 100 | SS16 | PIPELINE : WSD11-112-HWR-00110-100-SS16 | AME B36.19M | 600 | PN16 |  |  |  | 114.3 | 3.05 |  | 10 | POLYURETHANE | 35 | 300 | 300 | 400 | 900
0010278201 | AT_PROCESS | WSD11-112-HWR-00111-100-SS16 | C4B | 131242-WSD11-DR-P-6017.dgn | WSD11 | 112 | HWR | 00111 |  | 100 | SS16 | PIPELINE : WSD11-112-HWR-00111-100-SS16 | AME B36.19M | 600 | PN16 |  |  |  | 114.3 | 3.05 |  | 10 | POLYURETHANE | 35 | 300 | 300 | 400 | 900
0010278201 | AT_PROCESS | WSD11-112-HWR-00111-100-SS16 | C4B | 131242-WSD11-DR-P-6017.dgn | WSD11 | 112 | HWR | 00111 |  | 100 | SS16 | PIPELINE : WSD11-112-HWR-00111-100-SS16 | AME B36.19M | 600 | PN16 |  |  |  | 114.3 | 3.05 |  | 10 | POLYURETHANE | 35 | 300 | 300 | 400 | 900
0010278201 | AT_PROCESS | WSD11-112-HWR-00111-100-SS16 | C4B | 131242-WSD11-DR-P-6017.dgn | WSD11 | 112 | HWR | 00111 |  | 100 | SS16 | PIPELINE : WSD11-112-HWR-00111-100-SS16 | AME B36.19M | 600 | PN16 |  |  |  | 114.3 | 3.05 |  | 10 | POLYURETHANE | 35 | 300 | 300 | 400 | 900
0010298145 | AT_PROCESS | WSD11-112-HWR-00112-100-SS16 | C4B | 131242-WSD11-DR-P-6017.dgn | WSD11 | 112 | HWR | 00112 |  | 100 | SS16 | PIPELINE : WSD11-112-HWR-00112-100-SS16 | AME B36.19M | 600 | PN16 | 66100 | 40000 | 82000 | 114.3 | 3.05 |  | 10 | POLYURETHANE | 35 | 300 | 300 | 400 | 900
0010278241 | AT_PROCESS | WSD11-112-HWR-00112A-15-SS16 | C4B | 131242-WSD11-DR-P-6017.dgn | WSD11 | 112 | HWR | 00112 | A | 15 | SS16 | PIPELINE : WSD11-112-HWR-00112A-15-SS16 | AME B36.19M | 600 | PN16 | 276 | 276 | 276 | 21.3 | 2.77 |  | 10 | POLYURETHANE | 35 | 300 | 300 | 400 | 900
0010308444 | AT_PROCESS | WSD11-112-HWR-00112A-25-SS16 | C4B | 131242-WSD11-DR-P-6017.dgn | WSD11 | 112 | HWR | 00112 | A | 25 | SS16 | PIPELINE : WSD11-112-HWR-00112A-25-SS16 | AME B36.19M | 600 | PN16 |  |  |  | 33.4 | 3.38 |  | 10 | POLYURETHANE | 35 | 300 | 300 | 400 | 900
0010278247 | AT_PROCESS | WSD11-112-HWR-00112B-15-SS16 | C4B | 131242-WSD11-DR-P-6017.dgn | WSD11 | 112 | HWR | 00112 | B | 15 | SS16 | PIPELINE : WSD11-112-HWR-00112B-15-SS16 | AME B36.19M | 600 | PN16 |  |  |  | 21.3 | 2.77 |  | 10 | POLYURETHANE | 35 | 300 | 300 | 400 | 900
0010278196 | AT_PROCESS | WSD11-112-HWR-00113-100-SS16 | C4B | 131242-WSD11-DR-P-6017.dgn | WSD11 | 112 | HWR | 00113 |  | 100 | SS16 | PIPELINE : WSD11-112-HWR-00113-100-SS16 | AME B36.19M | 600 | PN16 |  |  |  | 114.3 | 3.05 |  | 10 | POLYURETHANE | 35 | 300 | 300 | 400 | 900
0010278196 | AT_PROCESS | WSD11-112-HWR-00113-100-SS16 | C4B | 131242-WSD11-DR-P-6017.dgn | WSD11 | 112 | HWR | 00113 |  | 100 | SS16 | PIPELINE : WSD11-112-HWR-00113-100-SS16 | AME B36.19M | 600 | PN16 |  |  |  | 114.3 | 3.05 |  | 10 | POLYURETHANE | 35 | 300 | 300 | 400 | 900
0010278196 | AT_PROCESS | WSD11-112-HWR-00113-100-SS16 | C4B | 131242-WSD11-DR-P-6017.dgn | WSD11 | 112 | HWR | 00113 |  | 100 | SS16 | PIPELINE : WSD11-112-HWR-00113-100-SS16 | AME B36.19M | 600 | PN16 |  |  |  | 114.3 | 3.05 |  | 10 | POLYURETHANE | 35 | 300 | 300 | 400 | 900
0010278213 | AT_PROCESS | WSD11-112-HWR-00114-100-SS16 | C4B | 131242-WSD11-DR-P-6017.dgn | WSD11 | 112 | HWR | 00114 |  | 100 | SS16 | PIPELINE : WSD11-112-HWR-00114-100-SS16 | AME B36.19M | 600 | PN16 |  |  |  | 114.3 | 3.05 |  | 10 | POLYURETHANE | 35 | 300 | 300 | 400 | 900
0010278213 | AT_PROCESS | WSD11-112-HWR-00114-100-SS16 | C4B | 131242-WSD11-DR-P-6017.dgn | WSD11 | 112 | HWR | 00114 |  | 100 | SS16 | PIPELINE : WSD11-112-HWR-00114-100-SS16 | AME B36.19M | 600 | PN16 |  |  |  | 114.3 | 3.05 |  | 10 | POLYURETHANE | 35 | 300 | 300 | 400 | 900
0010278213 | AT_PROCESS | WSD11-112-HWR-00114-100-SS16 | C4B | 131242-WSD11-DR-P-6017.dgn | WSD11 | 112 | HWR | 00114 |  | 100 | SS16 | PIPELINE : WSD11-112-HWR-00114-100-SS16 | AME B36.19M | 600 | PN16 |  |  |  | 114.3 | 3.05 |  | 10 | POLYURETHANE | 35 | 300 | 300 | 400 | 900
0010278217 | AT_PROCESS | WSD11-112-HWR-00115-100-SS16 | C4B | 131242-WSD11-DR-P-6017.dgn | WSD11 | 112 | HWR | 00115 |  | 100 | SS16 | PIPELINE : WSD11-112-HWR-00115-100-SS16 | AME B36.19M | 600 | PN16 |  |  |  | 114.3 | 3.05 |  | 10 | POLYURETHANE | 35 | 300 | 300 | 400 | 900
0010278217 | AT_PROCESS | WSD11-112-HWR-00115-100-SS16 | C4B | 131242-WSD11-DR-P-6017.dgn | WSD11 | 112 | HWR | 00115 |  | 100 | SS16 | PIPELINE : WSD11-112-HWR-00115-100-SS16 | AME B36.19M | 600 | PN16 |  |  |  | 114.3 | 3.05 |  | 10 | POLYURETHANE | 35 | 300 | 300 | 400 | 900
0010278217 | AT_PROCESS | WSD11-112-HWR-00115-100-SS16 | C4B | 131242-WSD11-DR-P-6017.dgn | WSD11 | 112 | HWR | 00115 |  | 100 | SS16 | PIPELINE : WSD11-112-HWR-00115-100-SS16 | AME B36.19M | 600 | PN16 |  |  |  | 114.3 | 3.05 |  | 10 | POLYURETHANE | 35 | 300 | 300 | 400 | 900
0010278185 | AT_PROCESS | WSD11-112-HWR-00116-100-SS16 | C4B | 131242-WSD11-DR-P-6017.dgn | WSD11 | 112 | HWR | 00116 |  | 100 | SS16 | PIPELINE : WSD11-112-HWR-00116-100-SS16 | AME B36.19M | 600 | PN16 | 66100 | 40000 | 82000 | 114.3 | 3.05 |  | 10 | POLYURETHANE | 35 | 300 | 300 | 400 | 900
0010278244 | AT_PROCESS | WSD11-112-HWR-00116A-15-SS16 | C4B | 131242-WSD11-DR-P-6017.dgn | WSD11 | 112 | HWR | 00116 | A | 15 | SS16 | PIPELINE : WSD11-112-HWR-00116A-15-SS16 | AME B36.19M | 600 | PN16 | 276 | 276 | 276 | 21.3 | 2.77 |  | 10 | POLYURETHANE | 35 | 300 | 300 | 400 | 900
0010308421 | AT_PROCESS | WSD11-112-HWR-00116A-25-SS16 | C4B | 131242-WSD11-DR-P-6017.dgn | WSD11 | 112 | HWR | 00116 | A | 25 | SS16 | PIPELINE : WSD11-112-HWR-00116A-25-SS16 | AME B36.19M | 600 | PN16 |  |  |  | 33.4 | 3.38 |  | 10 | POLYURETHANE | 35 | 300 | 300 | 400 | 900
0010278254 | AT_PROCESS | WSD11-112-HWR-00116B-15-SS16 | C4B | 131242-WSD11-DR-P-6017.dgn | WSD11 | 112 | HWR | 00116 | B | 15 | SS16 | PIPELINE : WSD11-112-HWR-00116B-15-SS16 | AME B36.19M | 600 | PN16 |  |  |  | 21.3 | 2.77 |  | 10 | POLYURETHANE | 35 | 300 | 300 | 400 | 900
0010334370 | AT_PROCESS | WSD11-112-HWR-00117-100-SS16 | C4B | 131242-WSD11-DR-P-6015.dgn | WSD11 | 112 | HWR | 00117 |  | 100 | SS16 | PIPELINE : WSD11-112-HWR-00117-100-SS16 | AME B36.19M | 600 | PN16 |  |  |  | 114.3 | 3.05 |  | 10 | POLYURETHANE | 50 | 450 | 450 | 500 | 900
0010330669 | AT_PROCESS | WSD11-112-HWR-00117-150-SS16 | C4B | 131242-WSD11-DR-P-6063.dgn | WSD11 | 112 | HWR | 00117 |  | 150 | SS16 | PIPELINE : WSD11-112-HWR-00117-150-SS16 | AME B36.19M | 600 | PN16 | 19500 | 16000 | 30000 | 114.3 | 3.05 |  | 10 | POLYURETHANE | 50 | 500 | 450 | 530 | 900
0010330669 | AT_PROCESS | WSD11-112-HWR-00117-150-SS16 | C4B | 131242-WSD11-DR-P-6015.dgn | WSD11 | 112 | HWR | 00117 |  | 150 | SS16 | PIPELINE : WSD11-112-HWR-00117-150-SS16 | AME B36.19M | 600 | PN16 | 19500 | 16000 | 30000 | 114.3 | 3.05 |  | 10 | POLYURETHANE | 50 | 500 | 450 | 530 | 900
0010308170 | AT_PROCESS | WSD11-112-HWR-00118-100-SS16 | C4B | 131242-WSD11-DR-P-6015.dgn | WSD11 | 112 | HWR | 00118 |  | 100 | SS16 | PIPELINE : WSD11-112-HWR-00118-100-SS16 | AME B36.19M | 600 | PN16 | 19500 | 16000 | 30000 | 114.3 | 3.05 |  | 10 | POLYURETHANE | 50 | 450 | 450 | 500 | 900
0010333433 | AT_PROCESS | WSD11-112-HWR-00118-150-SS16 | C4B | 131242-WSD11-DR-P-6015.dgn | WSD11 | 112 | HWR | 00118 |  | 150 | SS16 | PIPELINE : WSD11-112-HWR-00118-150-SS16 | AME B36.19M | 600 | PN16 | 19500 | 16000 | 30000 | 168.3 | 3.41 |  | 10 | POLYURETHANE | 50 | 450 | 450 | 500 | 900
0010308446 | AT_PROCESS | WSD11-112-HWR-00119-100-SS16 | C4B | 131242-WSD11-DR-P-6017.dgn | WSD11 | 112 | HWR | 00119 |  | 100 | SS16 | PIPELINE : WSD11-112-HWR-00119-100-SS16 | AME B36.19M | 600 | PN16 | 66100 | 40000 | 82000 | 114.3 | 3.05 |  | 10 | POLYURETHANE | 35 | 300 | 300 | 400 | 900
0010308446 | AT_PROCESS | WSD11-112-HWR-00119-100-SS16 | C4B | 131242-WSD11-DR-P-6017.dgn | WSD11 | 112 | HWR | 00119 |  | 100 | SS16 | PIPELINE : WSD11-112-HWR-00119-100-SS16 | AME B36.19M | 600 | PN16 | 66100 | 40000 | 82000 | 114.3 | 3.05 |  | 10 | POLYURETHANE | 35 | 300 | 300 | 400 | 900
0010308423 | AT_PROCESS | WSD11-112-HWR-00120-100-SS16 | C4B | 131242-WSD11-DR-P-6017.dgn | WSD11 | 112 | HWR | 00120 |  | 100 | SS16 | PIPELINE : WSD11-112-HWR-00120-100-SS16 | AME B36.19M | 600 | PN16 | 66100 | 40000 | 82000 | 114.3 | 3.05 |  | 10 | POLYURETHANE | 35 | 300 | 300 | 400 | 900
0010308423 | AT_PROCESS | WSD11-112-HWR-00120-100-SS16 | C4B | 131242-WSD11-DR-P-6017.dgn | WSD11 | 112 | HWR | 00120 |  | 100 | SS16 | PIPELINE : WSD11-112-HWR-00120-100-SS16 | AME B36.19M | 600 | PN16 | 66100 | 40000 | 82000 | 114.3 | 3.05 |  | 10 | POLYURETHANE | 35 | 300 | 300 | 400 | 900
0010283471 | AT_PROCESS | WSD11-112-HWR-00201-100-SS16 | C4B | 131242-WSD11-DR-P-6033.dgn | WSD11 | 112 | HWR | 00201 |  | 100 | SS16 | PIPELINE : WSD11-112-HWR-00201-100-SS16 | AME B36.19M | 600 | PN16 |  |  |  | 114.3 | 3.05 |  | 10 | POLYURETHANE | 50 | 450 | 450 | 500 | 900
0010283471 | AT_PROCESS | WSD11-112-HWR-00201-100-SS16 | C4B | 131242-WSD11-DR-P-6033.dgn | WSD11 | 112 | HWR | 00201 |  | 100 | SS16 | PIPELINE : WSD11-112-HWR-00201-100-SS16 | AME B36.19M | 600 | PN16 |  |  |  | 114.3 | 3.05 |  | 10 | POLYURETHANE | 50 | 450 | 450 | 500 | 900
0010283471 | AT_PROCESS | WSD11-112-HWR-00201-100-SS16 | C4B | 131242-WSD11-DR-P-6033.dgn | WSD11 | 112 | HWR | 00201 |  | 100 | SS16 | PIPELINE : WSD11-112-HWR-00201-100-SS16 | AME B36.19M | 600 | PN16 |  |  |  | 114.3 | 3.05 |  | 10 | POLYURETHANE | 50 | 450 | 450 | 500 | 900
0010283475 | AT_PROCESS | WSD11-112-HWR-00202-100-SS16 | C4B | 131242-WSD11-DR-P-6033.dgn | WSD11 | 112 | HWR | 00202 |  | 100 | SS16 | PIPELINE : WSD11-112-HWR-00202-100-SS16 | AME B36.19M | 600 | PN16 |  |  |  | 114.3 | 3.05 |  | 10 | POLYURETHANE | 50 | 450 | 450 | 500 | 900
0010283475 | AT_PROCESS | WSD11-112-HWR-00202-100-SS16 | C4B | 131242-WSD11-DR-P-6033.dgn | WSD11 | 112 | HWR | 00202 |  | 100 | SS16 | PIPELINE : WSD11-112-HWR-00202-100-SS16 | AME B36.19M | 600 | PN16 |  |  |  | 114.3 | 3.05 |  | 10 | POLYURETHANE | 50 | 450 | 450 | 500 | 900
0010283475 | AT_PROCESS | WSD11-112-HWR-00202-100-SS16 | C4B | 131242-WSD11-DR-P-6033.dgn | WSD11 | 112 | HWR | 00202 |  | 100 | SS16 | PIPELINE : WSD11-112-HWR-00202-100-SS16 | AME B36.19M | 600 | PN16 |  |  |  | 114.3 | 3.05 |  | 10 | POLYURETHANE | 50 | 450 | 450 | 500 | 900
0010283478 | AT_PROCESS | WSD11-112-HWR-00203-100-SS16 | C4B | 131242-WSD11-DR-P-6033.dgn | WSD11 | 112 | HWR | 00203 |  | 100 | SS16 | PIPELINE : WSD11-112-HWR-00203-100-SS16 | AME B36.19M | 600 | PN16 | 19500 | 0 | 19500 | 114.3 | 3.05 |  | 10 | POLYURETHANE | 50 | 450 | 450 | 500 | 900
0010283478 | AT_PROCESS | WSD11-112-HWR-00203-100-SS16 | C4B | 131242-WSD11-DR-P-6033.dgn | WSD11 | 112 | HWR | 00203 |  | 100 | SS16 | PIPELINE : WSD11-112-HWR-00203-100-SS16 | AME B36.19M | 600 | PN16 | 19500 | 0 | 19500 | 114.3 | 3.05 |  | 10 | POLYURETHANE | 50 | 450 | 450 | 500 | 900
0010283478 | AT_PROCESS | WSD11-112-HWR-00203-100-SS16 | C4B | 131242-WSD11-DR-P-6033.dgn | WSD11 | 112 | HWR | 00203 |  | 100 | SS16 | PIPELINE : WSD11-112-HWR-00203-100-SS16 | AME B36.19M | 600 | PN16 | 19500 | 0 | 19500 | 114.3 | 3.05 |  | 10 | POLYURETHANE | 50 | 450 | 450 | 500 | 900
0010283463 | AT_PROCESS | WSD11-112-HWR-00204-100-SS16 | C4B | 131242-WSD11-DR-P-6033.dgn | WSD11 | 112 | HWR | 00204 |  | 100 | SS16 | PIPELINE : WSD11-112-HWR-00204-100-SS16 | AME B36.19M | 600 | PN16 | 19500 | 16000 | 30000 | 114.3 | 3.05 |  | 10 | POLYURETHANE | 50 | 450 | 450 | 500 | 900
0010283463 | AT_PROCESS | WSD11-112-HWR-00204-100-SS16 | C4B | 131242-WSD11-DR-P-6033.dgn | WSD11 | 112 | HWR | 00204 |  | 100 | SS16 | PIPELINE : WSD11-112-HWR-00204-100-SS16 | AME B36.19M | 600 | PN16 | 19500 | 16000 | 30000 | 114.3 | 3.05 |  | 10 | POLYURETHANE | 50 | 450 | 450 | 500 | 900
0010283463 | AT_PROCESS | WSD11-112-HWR-00204-100-SS16 | C4B | 131242-WSD11-DR-P-6033.dgn | WSD11 | 112 | HWR | 00204 |  | 100 | SS16 | PIPELINE : WSD11-112-HWR-00204-100-SS16 | AME B36.19M | 600 | PN16 | 19500 | 16000 | 30000 | 114.3 | 3.05 |  | 10 | POLYURETHANE | 50 | 450 | 450 | 500 | 900
0010308940 | AT_PROCESS | WSD11-112-HWR-00204-25-SS16 | C4B | 131242-WSD11-DR-P-6033.dgn | WSD11 | 112 | HWR | 00204 |  | 25 | SS16 | PIPELINE : WSD11-112-HWR-00204-25-SS16 | AME B36.19M | 600 | PN16 |  |  |  | 33.4 | 3.38 |  | 10 | POLYURETHANE | 50 | 450 | 450 | 500 | 900
0010283528 | AT_PROCESS | WSD11-112-HWR-00204A-15-SS16 | C4B | 131242-WSD11-DR-P-6033.dgn | WSD11 | 112 | HWR | 00204 | A | 15 | SS16 | PIPELINE : WSD11-112-HWR-00204A-15-SS16 | AME B36.19M | 600 | PN16 | 276 | 276 | 276 | 21.3 | 2.77 |  | 10 | POLYURETHANE | 50 | 450 | 450 | 500 | 900
0010283521 | AT_PROCESS | WSD11-112-HWR-00204B-15-SS16 | C4B | 131242-WSD11-DR-P-6033.dgn | WSD11 | 112 | HWR | 00204 | B | 15 | SS16 | PIPELINE : WSD11-112-HWR-00204B-15-SS16 | AME B36.19M | 600 | PN16 | 276 | 276 | 276 | 21.3 | 2.77 |  | 10 | POLYURETHANE | 50 | 450 | 450 | 500 | 900
0010283482 | AT_PROCESS | WSD11-112-HWR-00205-100-SS16 | C4B | 131242-WSD11-DR-P-6033.dgn | WSD11 | 112 | HWR | 00205 |  | 100 | SS16 | PIPELINE : WSD11-112-HWR-00205-100-SS16 | AME B36.19M | 600 | PN16 |  |  |  | 114.3 | 3.05 |  | 10 | POLYURETHANE | 50 | 450 | 450 | 500 | 900
0010283482 | AT_PROCESS | WSD11-112-HWR-00205-100-SS16 | C4B | 131242-WSD11-DR-P-6033.dgn | WSD11 | 112 | HWR | 00205 |  | 100 | SS16 | PIPELINE : WSD11-112-HWR-00205-100-SS16 | AME B36.19M | 600 | PN16 |  |  |  | 114.3 | 3.05 |  | 10 | POLYURETHANE | 50 | 450 | 450 | 500 | 900
0010283482 | AT_PROCESS | WSD11-112-HWR-00205-100-SS16 | C4B | 131242-WSD11-DR-P-6033.dgn | WSD11 | 112 | HWR | 00205 |  | 100 | SS16 | PIPELINE : WSD11-112-HWR-00205-100-SS16 | AME B36.19M | 600 | PN16 |  |  |  | 114.3 | 3.05 |  | 10 | POLYURETHANE | 50 | 450 | 450 | 500 | 900
0010283488 | AT_PROCESS | WSD11-112-HWR-00206-100-SS16 | C4B | 131242-WSD11-DR-P-6033.dgn | WSD11 | 112 | HWR | 00206 |  | 100 | SS16 | PIPELINE : WSD11-112-HWR-00206-100-SS16 | AME B36.19M | 600 | PN16 |  |  |  | 114.3 | 3.05 |  | 10 | POLYURETHANE | 50 | 450 | 450 | 500 | 900
0010283488 | AT_PROCESS | WSD11-112-HWR-00206-100-SS16 | C4B | 131242-WSD11-DR-P-6033.dgn | WSD11 | 112 | HWR | 00206 |  | 100 | SS16 | PIPELINE : WSD11-112-HWR-00206-100-SS16 | AME B36.19M | 600 | PN16 |  |  |  | 114.3 | 3.05 |  | 10 | POLYURETHANE | 50 | 450 | 450 | 500 | 900
0010283488 | AT_PROCESS | WSD11-112-HWR-00206-100-SS16 | C4B | 131242-WSD11-DR-P-6033.dgn | WSD11 | 112 | HWR | 00206 |  | 100 | SS16 | PIPELINE : WSD11-112-HWR-00206-100-SS16 | AME B36.19M | 600 | PN16 |  |  |  | 114.3 | 3.05 |  | 10 | POLYURETHANE | 50 | 450 | 450 | 500 | 900
0010283492 | AT_PROCESS | WSD11-112-HWR-00207-100-SS16 | C4B | 131242-WSD11-DR-P-6033.dgn | WSD11 | 112 | HWR | 00207 |  | 100 | SS16 | PIPELINE : WSD11-112-HWR-00207-100-SS16 | AME B36.19M | 600 | PN16 |  |  |  | 114.3 | 3.05 |  | 10 | POLYURETHANE | 50 | 450 | 450 | 500 | 900
0010283492 | AT_PROCESS | WSD11-112-HWR-00207-100-SS16 | C4B | 131242-WSD11-DR-P-6033.dgn | WSD11 | 112 | HWR | 00207 |  | 100 | SS16 | PIPELINE : WSD11-112-HWR-00207-100-SS16 | AME B36.19M | 600 | PN16 |  |  |  | 114.3 | 3.05 |  | 10 | POLYURETHANE | 50 | 450 | 450 | 500 | 900
0010283492 | AT_PROCESS | WSD11-112-HWR-00207-100-SS16 | C4B | 131242-WSD11-DR-P-6033.dgn | WSD11 | 112 | HWR | 00207 |  | 100 | SS16 | PIPELINE : WSD11-112-HWR-00207-100-SS16 | AME B36.19M | 600 | PN16 |  |  |  | 114.3 | 3.05 |  | 10 | POLYURETHANE | 50 | 450 | 450 | 500 | 900
0010308867 | AT_PROCESS | WSD11-112-HWR-00208-25-SS16 | C4B | 131242-WSD11-DR-P-6033.dgn | WSD11 | 112 | HWR | 00208 |  | 25 | SS16 | PIPELINE : WSD11-112-HWR-00208-25-SS16 | AME B36.19M | 600 | PN16 |  |  |  | 33.4 | 3.38 |  | 10 | POLYURETHANE | 50 | 450 | 450 | 500 | 900
0010283531 | AT_PROCESS | WSD11-112-HWR-00208A-15-SS16 | C4B | 131242-WSD11-DR-P-6033.dgn | WSD11 | 112 | HWR | 00208 | A | 15 | SS16 | PIPELINE : WSD11-112-HWR-00208A-15-SS16 | AME B36.19M | 600 | PN16 | 276 | 276 | 276 | 21.3 | 2.77 |  | 10 | POLYURETHANE | 50 | 450 | 450 | 500 | 900
0010283517 | AT_PROCESS | WSD11-112-HWR-00208B-15-SS16 | C4B | 131242-WSD11-DR-P-6033.dgn | WSD11 | 112 | HWR | 00208 | B | 15 | SS16 | PIPELINE : WSD11-112-HWR-00208B-15-SS16 | AME B36.19M | 600 | PN16 | 276 | 276 | 276 | 21.3 | 2.77 |  | 10 | POLYURETHANE | 50 | 450 | 450 | 500 | 900
0010283920 | AT_PROCESS | WSD11-112-HWR-00209-100-SS16 | C4B | 131242-WSD11-DR-P-6035.dgn | WSD11 | 112 | HWR | 00209 |  | 100 | SS16 | PIPELINE : WSD11-112-HWR-00209-100-SS16 | AME B36.19M | 600 | PN16 |  |  |  | 114.3 | 3.05 |  | 10 | POLYURETHANE | 35 | 300 | 300 | 400 | 900
0010283920 | AT_PROCESS | WSD11-112-HWR-00209-100-SS16 | C4B | 131242-WSD11-DR-P-6035.dgn | WSD11 | 112 | HWR | 00209 |  | 100 | SS16 | PIPELINE : WSD11-112-HWR-00209-100-SS16 | AME B36.19M | 600 | PN16 |  |  |  | 114.3 | 3.05 |  | 10 | POLYURETHANE | 35 | 300 | 300 | 400 | 900
0010283920 | AT_PROCESS | WSD11-112-HWR-00209-100-SS16 | C4B | 131242-WSD11-DR-P-6035.dgn | WSD11 | 112 | HWR | 00209 |  | 100 | SS16 | PIPELINE : WSD11-112-HWR-00209-100-SS16 | AME B36.19M | 600 | PN16 |  |  |  | 114.3 | 3.05 |  | 10 | POLYURETHANE | 35 | 300 | 300 | 400 | 900
0010283925 | AT_PROCESS | WSD11-112-HWR-00210-100-SS16 | C4B | 131242-WSD11-DR-P-6035.dgn | WSD11 | 112 | HWR | 00210 |  | 100 | SS16 | PIPELINE : WSD11-112-HWR-00210-100-SS16 | AME B36.19M | 600 | PN16 |  |  |  | 114.3 | 3.05 |  | 10 | POLYURETHANE | 35 | 300 | 300 | 400 | 900
0010283925 | AT_PROCESS | WSD11-112-HWR-00210-100-SS16 | C4B | 131242-WSD11-DR-P-6035.dgn | WSD11 | 112 | HWR | 00210 |  | 100 | SS16 | PIPELINE : WSD11-112-HWR-00210-100-SS16 | AME B36.19M | 600 | PN16 |  |  |  | 114.3 | 3.05 |  | 10 | POLYURETHANE | 35 | 300 | 300 | 400 | 900
0010283925 | AT_PROCESS | WSD11-112-HWR-00210-100-SS16 | C4B | 131242-WSD11-DR-P-6035.dgn | WSD11 | 112 | HWR | 00210 |  | 100 | SS16 | PIPELINE : WSD11-112-HWR-00210-100-SS16 | AME B36.19M | 600 | PN16 |  |  |  | 114.3 | 3.05 |  | 10 | POLYURETHANE | 35 | 300 | 300 | 400 | 900
0010283928 | AT_PROCESS | WSD11-112-HWR-00211-100-SS16 | C4B | 131242-WSD11-DR-P-6035.dgn | WSD11 | 112 | HWR | 00211 |  | 100 | SS16 | PIPELINE : WSD11-112-HWR-00211-100-SS16 | AME B36.19M | 600 | PN16 |  |  |  | 114.3 | 3.05 |  | 10 | POLYURETHANE | 35 | 300 | 300 | 400 | 900
0010283928 | AT_PROCESS | WSD11-112-HWR-00211-100-SS16 | C4B | 131242-WSD11-DR-P-6035.dgn | WSD11 | 112 | HWR | 00211 |  | 100 | SS16 | PIPELINE : WSD11-112-HWR-00211-100-SS16 | AME B36.19M | 600 | PN16 |  |  |  | 114.3 | 3.05 |  | 10 | POLYURETHANE | 35 | 300 | 300 | 400 | 900
0010283928 | AT_PROCESS | WSD11-112-HWR-00211-100-SS16 | C4B | 131242-WSD11-DR-P-6035.dgn | WSD11 | 112 | HWR | 00211 |  | 100 | SS16 | PIPELINE : WSD11-112-HWR-00211-100-SS16 | AME B36.19M | 600 | PN16 |  |  |  | 114.3 | 3.05 |  | 10 | POLYURETHANE | 35 | 300 | 300 | 400 | 900
0010283972 | AT_PROCESS | WSD11-112-HWR-00212A-15-SS16 | C4B | 131242-WSD11-DR-P-6035.dgn | WSD11 | 112 | HWR | 00212 | A | 15 | SS16 | PIPELINE : WSD11-112-HWR-00212A-15-SS16 | AME B36.19M | 600 | PN16 | 276 | 276 | 276 | 21.3 | 2.77 |  | 10 | POLYURETHANE | 35 | 300 | 300 | 400 | 900
0010283965 | AT_PROCESS | WSD11-112-HWR-00212B-15-SS16 | C4B | 131242-WSD11-DR-P-6035.dgn | WSD11 | 112 | HWR | 00212 | B | 15 | SS16 | PIPELINE : WSD11-112-HWR-00212B-15-SS16 | AME B36.19M | 600 | PN16 |  |  |  | 21.3 | 2.77 |  | 10 | POLYURETHANE | 35 | 300 | 300 | 400 | 900
0010283932 | AT_PROCESS | WSD11-112-HWR-00213-100-SS16 | C4B | 131242-WSD11-DR-P-6035.dgn | WSD11 | 112 | HWR | 00213 |  | 100 | SS16 | PIPELINE : WSD11-112-HWR-00213-100-SS16 | AME B36.19M | 600 | PN16 |  |  |  | 114.3 | 3.05 |  | 10 | POLYURETHANE | 35 | 300 | 300 | 400 | 900
0010283932 | AT_PROCESS | WSD11-112-HWR-00213-100-SS16 | C4B | 131242-WSD11-DR-P-6035.dgn | WSD11 | 112 | HWR | 00213 |  | 100 | SS16 | PIPELINE : WSD11-112-HWR-00213-100-SS16 | AME B36.19M | 600 | PN16 |  |  |  | 114.3 | 3.05 |  | 10 | POLYURETHANE | 35 | 300 | 300 | 400 | 900
0010283932 | AT_PROCESS | WSD11-112-HWR-00213-100-SS16 | C4B | 131242-WSD11-DR-P-6035.dgn | WSD11 | 112 | HWR | 00213 |  | 100 | SS16 | PIPELINE : WSD11-112-HWR-00213-100-SS16 | AME B36.19M | 600 | PN16 |  |  |  | 114.3 | 3.05 |  | 10 | POLYURETHANE | 35 | 300 | 300 | 400 | 900
0010283938 | AT_PROCESS | WSD11-112-HWR-00214-100-SS16 | C4B | 131242-WSD11-DR-P-6035.dgn | WSD11 | 112 | HWR | 00214 |  | 100 | SS16 | PIPELINE : WSD11-112-HWR-00214-100-SS16 | AME B36.19M | 600 | PN16 |  |  |  | 114.3 | 3.05 |  | 10 | POLYURETHANE | 35 | 300 | 300 | 400 | 900
0010283938 | AT_PROCESS | WSD11-112-HWR-00214-100-SS16 | C4B | 131242-WSD11-DR-P-6035.dgn | WSD11 | 112 | HWR | 00214 |  | 100 | SS16 | PIPELINE : WSD11-112-HWR-00214-100-SS16 | AME B36.19M | 600 | PN16 |  |  |  | 114.3 | 3.05 |  | 10 | POLYURETHANE | 35 | 300 | 300 | 400 | 900
0010283938 | AT_PROCESS | WSD11-112-HWR-00214-100-SS16 | C4B | 131242-WSD11-DR-P-6035.dgn | WSD11 | 112 | HWR | 00214 |  | 100 | SS16 | PIPELINE : WSD11-112-HWR-00214-100-SS16 | AME B36.19M | 600 | PN16 |  |  |  | 114.3 | 3.05 |  | 10 | POLYURETHANE | 35 | 300 | 300 | 400 | 900
0010283940 | AT_PROCESS | WSD11-112-HWR-00215-100-SS16 | C4B | 131242-WSD11-DR-P-6035.dgn | WSD11 | 112 | HWR | 00215 |  | 100 | SS16 | PIPELINE : WSD11-112-HWR-00215-100-SS16 | AME B36.19M | 600 | PN16 |  |  |  | 114.3 | 3.05 |  | 10 | POLYURETHANE | 35 | 300 | 300 | 400 | 900
0010283940 | AT_PROCESS | WSD11-112-HWR-00215-100-SS16 | C4B | 131242-WSD11-DR-P-6035.dgn | WSD11 | 112 | HWR | 00215 |  | 100 | SS16 | PIPELINE : WSD11-112-HWR-00215-100-SS16 | AME B36.19M | 600 | PN16 |  |  |  | 114.3 | 3.05 |  | 10 | POLYURETHANE | 35 | 300 | 300 | 400 | 900
0010283940 | AT_PROCESS | WSD11-112-HWR-00215-100-SS16 | C4B | 131242-WSD11-DR-P-6035.dgn | WSD11 | 112 | HWR | 00215 |  | 100 | SS16 | PIPELINE : WSD11-112-HWR-00215-100-SS16 | AME B36.19M | 600 | PN16 |  |  |  | 114.3 | 3.05 |  | 10 | POLYURETHANE | 35 | 300 | 300 | 400 | 900
0010283975 | AT_PROCESS | WSD11-112-HWR-00216A-15-SS16 | C4B | 131242-WSD11-DR-P-6035.dgn | WSD11 | 112 | HWR | 00216 | A | 15 | SS16 | PIPELINE : WSD11-112-HWR-00216A-15-SS16 | AME B36.19M | 600 | PN16 | 276 | 276 | 276 | 21.3 | 2.77 |  | 10 | POLYURETHANE | 35 | 300 | 300 | 400 | 900
0010283961 | AT_PROCESS | WSD11-112-HWR-00216B-15-SS16 | C4B | 131242-WSD11-DR-P-6035.dgn | WSD11 | 112 | HWR | 00216 | B | 15 | SS16 | PIPELINE : WSD11-112-HWR-00216B-15-SS16 | AME B36.19M | 600 | PN16 |  |  |  | 21.3 | 2.77 |  | 10 | POLYURETHANE | 35 | 300 | 300 | 400 | 900
0010335019 | AT_PROCESS | WSD11-112-HWR-00217-100-SS16 | C4B | 131242-WSD11-DR-P-6033.dgn | WSD11 | 112 | HWR | 00217 |  | 100 | SS16 | PIPELINE : WSD11-112-HWR-00217-100-SS16 | AME B36.19M | 600 | PN16 | 117000 | 16000 | 105000 | 168.3 | 3.41 |  | 10 | POLYURETHANE | 50 | 450 | 450 | 500 | 900
0010335019 | AT_PROCESS | WSD11-112-HWR-00217-100-SS16 | C4B | 131242-WSD11-DR-P-6033.dgn | WSD11 | 112 | HWR | 00217 |  | 100 | SS16 | PIPELINE : WSD11-112-HWR-00217-100-SS16 | AME B36.19M | 600 | PN16 | 117000 | 16000 | 105000 | 168.3 | 3.41 |  | 10 | POLYURETHANE | 50 | 450 | 450 | 500 | 900
0010335019 | AT_PROCESS | WSD11-112-HWR-00217-100-SS16 | C4B | 131242-WSD11-DR-P-6033.dgn | WSD11 | 112 | HWR | 00217 |  | 100 | SS16 | PIPELINE : WSD11-112-HWR-00217-100-SS16 | AME B36.19M | 600 | PN16 | 117000 | 16000 | 105000 | 168.3 | 3.41 |  | 10 | POLYURETHANE | 50 | 450 | 450 | 500 | 900
0010283426 | AT_PROCESS | WSD11-112-HWR-00217-150-SS16 | C4B | 131242-WSD11-DR-P-6063.dgn | WSD11 | 112 | HWR | 00217 |  | 150 | SS16 | PIPELINE : WSD11-112-HWR-00217-150-SS16 | AME B36.19M | 600 | PN16 | 19500 | 16000 | 105000 | 168.3 | 3.41 |  | 10 | POLYURETHANE | 50 | 450 | 450 | 500 | 900
0010283426 | AT_PROCESS | WSD11-112-HWR-00217-150-SS16 | C4B | 131242-WSD11-DR-P-6033.dgn | WSD11 | 112 | HWR | 00217 |  | 150 | SS16 | PIPELINE : WSD11-112-HWR-00217-150-SS16 | AME B36.19M | 600 | PN16 | 19500 | 16000 | 105000 | 168.3 | 3.41 |  | 10 | POLYURETHANE | 50 | 450 | 450 | 500 | 900
0010283426 | AT_PROCESS | WSD11-112-HWR-00217-150-SS16 | C4B | 131242-WSD11-DR-P-6063.dgn | WSD11 | 112 | HWR | 00217 |  | 150 | SS16 | PIPELINE : WSD11-112-HWR-00217-150-SS16 | AME B36.19M | 600 | PN16 | 19500 | 16000 | 105000 | 168.3 | 3.41 |  | 10 | POLYURETHANE | 50 | 450 | 450 | 500 | 900
0010283426 | AT_PROCESS | WSD11-112-HWR-00217-150-SS16 | C4B | 131242-WSD11-DR-P-6063.dgn | WSD11 | 112 | HWR | 00217 |  | 150 | SS16 | PIPELINE : WSD11-112-HWR-00217-150-SS16 | AME B36.19M | 600 | PN16 | 19500 | 16000 | 105000 | 168.3 | 3.41 |  | 10 | POLYURETHANE | 50 | 450 | 450 | 500 | 900
0010283426 | AT_PROCESS | WSD11-112-HWR-00217-150-SS16 | C4B | 131242-WSD11-DR-P-6063.dgn | WSD11 | 112 | HWR | 00217 |  | 150 | SS16 | PIPELINE : WSD11-112-HWR-00217-150-SS16 | AME B36.19M | 600 | PN16 | 19500 | 16000 | 105000 | 168.3 | 3.41 |  | 10 | POLYURETHANE | 50 | 450 | 450 | 500 | 900
0010283426 | AT_PROCESS | WSD11-112-HWR-00217-150-SS16 | C4B | 131242-WSD11-DR-P-6063.dgn | WSD11 | 112 | HWR | 00217 |  | 150 | SS16 | PIPELINE : WSD11-112-HWR-00217-150-SS16 | AME B36.19M | 600 | PN16 | 19500 | 16000 | 105000 | 168.3 | 3.41 |  | 10 | POLYURETHANE | 50 | 450 | 450 | 500 | 900
0010283426 | AT_PROCESS | WSD11-112-HWR-00217-150-SS16 | C4B | 131242-WSD11-DR-P-6063.dgn | WSD11 | 112 | HWR | 00217 |  | 150 | SS16 | PIPELINE : WSD11-112-HWR-00217-150-SS16 | AME B36.19M | 600 | PN16 | 19500 | 16000 | 105000 | 168.3 | 3.41 |  | 10 | POLYURETHANE | 50 | 450 | 450 | 500 | 900
0010283426 | AT_PROCESS | WSD11-112-HWR-00217-150-SS16 | C4B | 131242-WSD11-DR-P-6063.dgn | WSD11 | 112 | HWR | 00217 |  | 150 | SS16 | PIPELINE : WSD11-112-HWR-00217-150-SS16 | AME B36.19M | 600 | PN16 | 19500 | 16000 | 105000 | 168.3 | 3.41 |  | 10 | POLYURETHANE | 50 | 450 | 450 | 500 | 900
0010334451 | AT_PROCESS | WSD11-112-HWR-00217-65-SS16 | C4B | 131242-WSD11-DR-P-6033.dgn | WSD11 | 112 | HWR | 00217 |  | 65 | SS16 | PIPELINE : WSD11-112-HWR-00217-65-SS16 | AME B36.19M | 600 | PN16 | 19500 | 16000 | 30000 | 73 | 5.16 |  | 10 | POLYURETHANE | 50 | 450 | 450 | 500 | 900
0010333146 | AT_PROCESS | WSD11-112-HWR-00217A-15-SS16 | C4B | 131242-WSD11-DR-P-6063.dgn | WSD11 | 112 | HWR | 00217 | A | 15 | SS16 | PIPELINE : WSD11-112-HWR-00217A-15-SS16 | AME B36.19M | 600 | PN16 | [6 empty] | 10 | POLYURETHANE | 50 | 500 | 450 | 530 | 900
0010308869 | AT_PROCESS | WSD11-112-HWR-00218-100-SS16 | C4B | 131242-WSD11-DR-P-6033.dgn | WSD11 | 112 | HWR | 00218 |  | 100 | SS16 | PIPELINE : WSD11-112-HWR-00218-100-SS16 | AME B36.19M | 600 | PN16 | 19500 | 16000 | 30000 | 114.3 | 3.05 |  | 10 | POLYURETHANE | 50 | 450 | 450 | 500 | 900
0010298185 | AT_PROCESS | WSD11-112-HWR-00220-100-SS16 | C4B | 131242-WSD11-DR-P-6035.dgn | WSD11 | 112 | HWR | 00220 |  | 100 | SS16 | PIPELINE : WSD11-112-HWR-00220-100-SS16 | AME B36.19M | 600 | PN16 |  |  |  | 114.3 | 3.05 |  | 10 | POLYURETHANE | 35 | 300 | 300 | 400 | 900
0010283883 | AT_PROCESS | WSD11-112-HWR-00221-100-SS16 | C4B | 131242-WSD11-DR-P-6035.dgn | WSD11 | 112 | HWR | 00221 |  | 100 | SS16 | PIPELINE : WSD11-112-HWR-00221-100-SS16 | AME B36.19M | 600 | PN16 | 66100 | 40000 | 82000 | 114.3 | 3.05 |  | 10 | POLYURETHANE | 35 | 300 | 300 | 400 | 900
0010283883 | AT_PROCESS | WSD11-112-HWR-00221-100-SS16 | C4B | 131242-WSD11-DR-P-6035.dgn | WSD11 | 112 | HWR | 00221 |  | 100 | SS16 | PIPELINE : WSD11-112-HWR-00221-100-SS16 | AME B36.19M | 600 | PN16 | 66100 | 40000 | 82000 | 114.3 | 3.05 |  | 10 | POLYURETHANE | 35 | 300 | 300 | 400 | 900
0010336448 | AT_PROCESS | WSD11-112-IA-00011F-15-SS16 | C4B | 131242-WSD11-DR-P-6015.dgn | WSD11 | 112 | IA | 00011 | F | 15 | SS16 | PIPELINE : WSD11-112-IA-00011F-15-SS16 | AME B36.19M | 1100 | PN16 |  |  |  | 21.3 | 2.77 |  |  |  | 42 | 750 | 750 | 750 | 1650
0010330443 | AT_PROCESS | WSD11-112-PD-00102-150-CPVC |  | 131242-WSD11-DR-P-6015.dgn |  |  |  | 00102 |  | 150 |  | PIPELINE : WSD11-112-PD-00102-150-CPVC
0010330443 | AT_PROCESS | WSD11-112-PD-00102-150-CPVC |  | 131242-WSD11-DR-P-6017.dgn |  |  |  | 00102 |  | 150 |  | PIPELINE : WSD11-112-PD-00102-150-CPVC
0010308130 | AT_PROCESS | WSD11-112-PD-00102A-100-CPVC | C4B | 131242-WSD11-DR-P-6300.dgn | WSD11 | 112 | PD | 00102 | A | 100 | CPVC | PIPELINE : WSD11-112-PD-00102A-100-CPVC | ASTM F441 | 10 | PN10 | 60000 |  |  | 168 | 10.97 |  |  |  | 35 |  |  |  | 20
0010308130 | AT_PROCESS | WSD11-112-PD-00102A-100-CPVC | C4B | 131242-WSD11-DR-P-6015.dgn | WSD11 | 112 | PD | 00102 | A | 100 | CPVC | PIPELINE : WSD11-112-PD-00102A-100-CPVC | ASTM F441 | 10 | PN10 | 60000 |  |  | 168 | 10.97 |  |  |  | 35 |  |  |  | 20
0010308130 | AT_PROCESS | WSD11-112-PD-00102A-100-CPVC | C4B | 131242-WSD11-DR-P-6300.dgn | WSD11 | 112 | PD | 00102 | A | 100 | CPVC | PIPELINE : WSD11-112-PD-00102A-100-CPVC | ASTM F441 | 10 | PN10 | 60000 |  |  | 168 | 10.97 |  |  |  | 35 |  |  |  | 20
0010308372 | AT_PROCESS | WSD11-112-PD-00104-150-CPVC | C4B | 131242-WSD11-DR-P-6035.dgn | WSD11 | 112 | PD | 00104 |  | 150 | CPVC | PIPELINE : WSD11-112-PD-00104-150-CPVC | ASTM F441 | 10 | PN10 |  |  |  | 168 | 10.97 |  |  |  | 35 |  |  |  | 20
0010308372 | AT_PROCESS | WSD11-112-PD-00104-150-CPVC | C4B | 131242-WSD11-DR-P-6017.dgn | WSD11 | 112 | PD | 00104 |  | 150 | CPVC | PIPELINE : WSD11-112-PD-00104-150-CPVC | ASTM F441 | 10 | PN10 |  |  |  | 168 | 10.97 |  |  |  | 35 |  |  |  | 20
0010308372 | AT_PROCESS | WSD11-112-PD-00104-150-CPVC | C4B | 131242-WSD11-DR-P-6017.dgn | WSD11 | 112 | PD | 00104 |  | 150 | CPVC | PIPELINE : WSD11-112-PD-00104-150-CPVC | ASTM F441 | 10 | PN10 |  |  |  | 168 | 10.97 |  |  |  | 35 |  |  |  | 20
0010334383 | AT_PROCESS | WSD11-112-PD-00104A-100-CPVC | C4B | 131242-WSD11-DR-P-6017.dgn | WSD11 | 112 | PD | 00104 | A | 100 | CPVC | PIPELINE : WSD11-112-PD-00104A-100-CPVC | ASTM F441 | 10 | PN10 |  |  |  | 114.3 | 8.56 |  |  |  | 35 |  |  |  | 20
0010334383 | AT_PROCESS | WSD11-112-PD-00104A-100-CPVC | C4B | 131242-WSD11-DR-P-6017.dgn | WSD11 | 112 | PD | 00104 | A | 100 | CPVC | PIPELINE : WSD11-112-PD-00104A-100-CPVC | ASTM F441 | 10 | PN10 |  |  |  | 114.3 | 8.56 |  |  |  | 35 |  |  |  | 20
0010308888 | AT_PROCESS | WSD11-112-PD-00201-100-CPVC | C4B | 131242-WSD11-DR-P-6033.dgn | WSD11 | 112 | PD | 00201 |  | 100 | CPVC | PIPELINE : WSD11-112-PD-00201-100-CPVC | ASTM F441 | 10 | PN10 |  |  |  | 168.3 | 3.41 |  |  |  | 35 |  |  |  | 20
0010297881 | AT_PROCESS | WSD11-112-PD-00201-150-CPVC | C4B | 131242-WSD11-DR-P-6033.dgn | WSD11 | 112 | PD | 00201 |  | 150 | CPVC | PIPELINE : WSD11-112-PD-00201-150-CPVC | ASTM F441 | 10 | PN10 |  |  |  | 168 | 10.97 |  |  |  | 35 |  |  |  | 20
0010297881 | AT_PROCESS | WSD11-112-PD-00201-150-CPVC | C4B | 131242-WSD11-DR-P-6300.dgn | WSD11 | 112 | PD | 00201 |  | 150 | CPVC | PIPELINE : WSD11-112-PD-00201-150-CPVC | ASTM F441 | 10 | PN10 |  |  |  | 168 | 10.97 |  |  |  | 35 |  |  |  | 20
0010334452 | AT_PROCESS | WSD11-112-PD-00202A-100-CPVC | C4B | 131242-WSD11-DR-P-6033.dgn | WSD11 | 112 | PD | 00202 | A | 100 | CPVC | PIPELINE : WSD11-112-PD-00202A-100-CPVC | ASTM F441 | 10 | PN10 |  |  |  | 114.3 | 8.56 |  |  |  | 35 |  |  |  | 20
0010334466 | AT_PROCESS | WSD11-112-PD-00204-100-CPVC | C4B | 131242-WSD11-DR-P-6035.dgn | WSD11 | 112 | PD | 00204 |  | 100 | CPVC | PIPELINE : WSD11-112-PD-00204-100-CPVC | ASTM F441 | 10 | PN10 |  |  |  | 114.3 | 8.56 |  |  |  | 35 |  |  |  | 20
0010308841 | AT_PROCESS | WSD11-112-PD-00204-150-CPVC | C4B | 131242-WSD11-DR-P-6035.dgn | WSD11 | 112 | PD | 00204 |  | 150 | CPVC | PIPELINE : WSD11-112-PD-00204-150-CPVC | ASTM F441 | 10 | PN10 |  |  |  | 168 | 10.97 |  |  |  | 35 |  |  |  | 20
0010298280 | AT_PROCESS | WST02-003-G2D-00001-150-SS16 | C4B | 131242-WSW41-DR-P-6000.dgn | WST02 | 003 | G2D | 00001 |  | 150 | SS16 | PIPELINE : WST02-003-G2D-00001-150-SS16 | ASME B36.19M | 1000 | PN10 | 72000 | 18000 | 92800 | 168.3 | 3.4 | N/A |  | N/A | 28 | 528 | 528 | 528 | 800
0010298280 | AT_PROCESS | WST02-003-G2D-00001-150-SS16 | C4B | 131242-WST02-DR-P-6200.dgn | WST02 | 003 | G2D | 00001 |  | 150 | SS16 | PIPELINE : WST02-003-G2D-00001-150-SS16 | ASME B36.19M | 1000 | PN10 | 72000 | 18000 | 92800 | 168.3 | 3.4 | N/A |  | N/A | 28 | 528 | 528 | 528 | 800
0010313829 | AT_PROCESS | WST02-003-G2D-00004-15-SS16 | C4B | 131242-WST02-DR-P-6200.dgn | WST02 | 003 | G2D | 00004 |  | 15 | SS16 | PIPELINE : WST02-003-G2D-00004-15-SS16 | ASME B36.19M | 1000 | PN10 | 0 | 0 | 0 | 21.3 | 2.77 | N/A |  | N/A | 28 | 528 | 528 | 528 | 800
0010313831 | AT_PROCESS | WST02-003-G2D-00005-15-SS16 | C4B | 131242-WST02-DR-P-6200.dgn | WST02 | 003 | G2D | 00005 |  | 15 | SS16 | PIPELINE : WST02-003-G2D-00005-15-SS16 | ASME B36.19M | 1000 | PN10 | 0 | 0 | 0 | 21.3 | 2.77 | N/A |  | N/A | 28 | 528 | 528 | 528 | 800
0010335772 | AT_PROCESS | WST02-003-G2D-00006-50-SS16 | C4B | 131242-WST02-DR-P-6200.dgn | WST02 | 003 | G2D | 00006 |  | 50 | SS16 | PIPELINE : WST02-003-G2D-00006-50-SS16 | ASME B36.19M | 1000 | PN10 | 0 | 0 | 0 | 60.3 | 3.91 | N/A |  | N/A | 28 | 528 | 528 | 528 | 800
0010280741 | AT_PROCESS | WST02-003-G2D-00101-40-SS16 | C4B | 131242-WST02-DR-P-6200.dgn | WST02 | 003 | G2D | 00101 |  | 40 | SS16 | PIPELINE : WST02-003-G2D-00101-40-SS16 | ASME B36.19M | 1000 | PN10 | 5000 | 5000 | 5000 | 48.26 | 3.68 | N/A |  | N/A | 28 | 528 | 528 | 528 | 800
0010280741 | AT_PROCESS | WST02-003-G2D-00101-40-SS16 | C4B | 131242-WST02-DR-P-6000.dgn | WST02 | 003 | G2D | 00101 |  | 40 | SS16 | PIPELINE : WST02-003-G2D-00101-40-SS16 | ASME B36.19M | 1000 | PN10 | 5000 | 5000 | 5000 | 48.26 | 3.68 | N/A |  | N/A | 28 | 528 | 528 | 528 | 800
0010284319 | AT_PROCESS | WST02-003-G2D-00102-65-SS16 | C4B | 131242-WST02-DR-P-6200.dgn | WST02 | 003 | G2D | 00102 |  | 65 | SS16 | PIPELINE : WST02-003-G2D-00102-65-SS16 | ASME B36.19M | 1000 | PN10 | 27600 | 0 | 27600 | 73 | 3.05 | N/A |  | N/A | 28 | 528 | 528 | 528 | 800
0010284319 | AT_PROCESS | WST02-003-G2D-00102-65-SS16 | C4B | 131242-WST02-DR-P-6000.dgn | WST02 | 003 | G2D | 00102 |  | 65 | SS16 | PIPELINE : WST02-003-G2D-00102-65-SS16 | ASME B36.19M | 1000 | PN10 | 27600 | 0 | 27600 | 73 | 3.05 | N/A |  | N/A | 28 | 528 | 528 | 528 | 800
0010280743 | AT_PROCESS | WST02-003-G2D-00110-50-SS16 | C4B | 131242-WST02-DR-P-6002.dgn | WST02 | 003 | G2D | 00110 |  | 50 | SS16 | PIPELINE : WST02-003-G2D-00110-50-SS16 | ASME B36.19M | 1000 | PN10 | 10000 | 0 | 10000 | 60.3 | 3.91 | N/A |  | N/A | 28 | 528 | 528 | 528 | 800
0010280743 | AT_PROCESS | WST02-003-G2D-00110-50-SS16 | C4B | 131242-WST02-DR-P-6200.dgn | WST02 | 003 | G2D | 00110 |  | 50 | SS16 | PIPELINE : WST02-003-G2D-00110-50-SS16 | ASME B36.19M | 1000 | PN10 | 10000 | 0 | 10000 | 60.3 | 3.91 | N/A |  | N/A | 28 | 528 | 528 | 528 | 800
0010336061 | AT_PROCESS | WST02-003-G2D-00110A-50-SS16 | C4B | 131242-WST02-DR-P-6002.dgn | WST02 | 003 | G2D | 00110 | A | 50 | SS16 | PIPELINE : WST02-003-G2D-00110A-50-SS16 | ASME B36.19M | 1000 | PN10 | 5000 | 0 | 5000 | 60.3 | 3.91 | N/A |  | N/A | 28 | 528 | 528 | 528 | 800
0010336051 | AT_PROCESS | WST02-003-G2D-00110B-50-SS16 | C4B | 131242-WST02-DR-P-6002.dgn | WST02 | 003 | G2D | 00110 | B | 50 | SS16 | PIPELINE : WST02-003-G2D-00110B-50-SS16 | ASME B36.19M | 1000 | PN10 | 5000 | 0 | 5000 | 60.3 | 3.91 | N/A |  | N/A | 28 | 528 | 528 | 528 | 800
0010280745 | AT_PROCESS | WST02-003-G2D-00111-50-SS16 | C4B | 131242-WST02-DR-P-6002.dgn | WST02 | 003 | G2D | 00111 |  | 50 | SS16 | PIPELINE : WST02-003-G2D-00111-50-SS16 | ASME B36.19M | 1000 | PN10 | 15000 | 0 | 15000 | 60.3 | 3.91 | N/A |  | N/A | 28 | 528 | 528 | 528 | 800
0010336098 | AT_PROCESS | WST02-003-G2D-00111A-50-SS16 | C4B | 131242-WST02-DR-P-6002.dgn | WST02 | 003 | G2D | 00111 | A | 50 | SS16 | PIPELINE : WST02-003-G2D-00111A-50-SS16 | ASME B36.19M | 1000 | PN10 | 15000 | 0 | 15000 | 60.3 | 3.91 | N/A |  | N/A | 28 | 528 | 528 | 528 | 800
0010336039 | AT_PROCESS | WST02-003-G2D-00111B-50-SS16 | C4B | 131242-WST02-DR-P-6002.dgn | WST02 | 003 | G2D | 00111 | B | 50 | SS16 | PIPELINE : WST02-003-G2D-00111B-50-SS16 | ASME B36.19M | 1000 | PN10 | 15000 | 0 | 15000 | 60.3 | 3.91 | N/A |  | N/A | 28 | 528 | 528 | 528 | 800
0010336041 | AT_PROCESS | WST02-003-G2D-00111C-50-SS16 | C4B | 131242-WST02-DR-P-6002.dgn | WST02 | 003 | G2D | 00111 | C | 50 | SS16 | PIPELINE : WST02-003-G2D-00111C-50-SS16 | ASME B36.19M | 1000 | PN10 | 15000 | 0 | 15000 | 60.3 | 3.91 | N/A |  | N/A | 28 | 528 | 528 | 528 | 800
0010286486 | AT_PROCESS | WST02-003-G2D-00120-40-SS16 | C4B | 131242-WST02-DR-P-6005.dgn | WST02 | 003 | G2D | 00120 |  | 40 | SS16 | PIPELINE : WST02-003-G2D-00120-40-SS16 | ASME B36.19M | 1000 | PN10 | 2000 | 2000 | 2000 | 48.26 | 3.68 | N/A |  | N/A | 28 | 528 | 528 | 528 | 800
0010286486 | AT_PROCESS | WST02-003-G2D-00120-40-SS16 | C4B | 131242-WST02-DR-P-6200.dgn | WST02 | 003 | G2D | 00120 |  | 40 | SS16 | PIPELINE : WST02-003-G2D-00120-40-SS16 | ASME B36.19M | 1000 | PN10 | 2000 | 2000 | 2000 | 48.26 | 3.68 | N/A |  | N/A | 28 | 528 | 528 | 528 | 800
0010286710 | AT_PROCESS | WST02-003-G2D-00121-20-SS16 | C4B | 131242-WST02-DR-P-6200.dgn | WST02 | 003 | G2D | 00121 |  | 20 | SS16 | PIPELINE : WST02-003-G2D-00121-20-SS16 | ASME B36.19M | 1000 | PN10 | 500 | 500 | 500 | 26.7 | 2.87 | N/A |  | N/A | 28 | 528 | 528 | 528 | 800
0010286710 | AT_PROCESS | WST02-003-G2D-00121-20-SS16 | C4B | 131242-WST02-DR-P-6005.dgn | WST02 | 003 | G2D | 00121 |  | 20 | SS16 | PIPELINE : WST02-003-G2D-00121-20-SS16 | ASME B36.19M | 1000 | PN10 | 500 | 500 | 500 | 26.7 | 2.87 | N/A |  | N/A | 28 | 528 | 528 | 528 | 800
0010286675 | AT_PROCESS | WST02-003-G2D-00123-50-SS16 | C4B | 131242-WST02-DR-P-6200.dgn | WST02 | 003 | G2D | 00123 |  | 50 | SS16 | PIPELINE : WST02-003-G2D-00123-50-SS16 | ASME B36.19M | 1000 | PN10 | 0 | 0 | 44000 | 60.3 | 3.91 | N/A |  | N/A | 28 | 528 | 528 | 528 | 800
0010286705 | AT_PROCESS | WST02-003-G2D-00124-100-SS16 | C4B | 131242-WST02-DR-P-6005.dgn | WST02 | 003 | G2D | 00124 |  | 100 | SS16 | PIPELINE : WST02-003-G2D-00124-100-SS16 | ASME B36.19M | 1000 | PN10 | 48000 | 0 | 48000 | 114.3 | 3.05 | N/A |  | N/A | 28 | 528 | 528 | 528 | 800
0010286705 | AT_PROCESS | WST02-003-G2D-00124-100-SS16 | C4B | 131242-WST02-DR-P-6200.dgn | WST02 | 003 | G2D | 00124 |  | 100 | SS16 | PIPELINE : WST02-003-G2D-00124-100-SS16 | ASME B36.19M | 1000 | PN10 | 48000 | 0 | 48000 | 114.3 | 3.05 | N/A |  | N/A | 28 | 528 | 528 | 528 | 800
0010306092 | AT_PROCESS | WST02-003-G2D-00130-50-SS16 | C4B | 131242-WST02-DR-P-6200.dgn | WST02 | 003 | G2D | 00130 |  | 50 | SS16 | PIPELINE : WST02-003-G2D-00130-50-SS16 | ASME B36.19M | 1000 | PN10 | 25000 | 0 | 25000 | 60.3 | 3.91 | N/A |  | N/A | 28 | 528 | 528 | 528 | 800
0010306092 | AT_PROCESS | WST02-003-G2D-00130-50-SS16 | C4B | 131242-WST02-DR-P-6013.dgn | WST02 | 003 | G2D | 00130 |  | 50 | SS16 | PIPELINE : WST02-003-G2D-00130-50-SS16 | ASME B36.19M | 1000 | PN10 | 25000 | 0 | 25000 | 60.3 | 3.91 | N/A |  | N/A | 28 | 528 | 528 | 528 | 800
0010324651 | AT_PROCESS | WST02-003-G2D-00131-50-SS16 | C4B | 131242-WST02-DR-P-6013.dgn | WST02 | 003 | G2D | 00131 |  | 50 | SS16 | PIPELINE : WST02-003-G2D-00131-50-SS16 | ASME B36.19M | 1000 | PN10 | 0 | 0 | 44000 | 60.3 | 3.91 | N/A |  | N/A | 28 | 528 | 528 | 528 | 800
0010324651 | AT_PROCESS | WST02-003-G2D-00131-50-SS16 | C4B | 131242-WST02-DR-P-6200.dgn | WST02 | 003 | G2D | 00131 |  | 50 | SS16 | PIPELINE : WST02-003-G2D-00131-50-SS16 | ASME B36.19M | 1000 | PN10 | 0 | 0 | 44000 | 60.3 | 3.91 | N/A |  | N/A | 28 | 528 | 528 | 528 | 800
0010288030 | AT_PROCESS | WST02-003-G2D-00132-80-SS16 | C4B | 131242-WST02-DR-P-6011.dgn | WST02 | 003 | G2D | 00132 |  | 80 | SS16 | PIPELINE : WST02-003-G2D-00132-80-SS16 | ASME B36.19M | 1000 | PN10 | 9300 | 0 | 9300 | 88.9 | 3.05 | N/A |  | N/A | 28 | 528 | 528 | 528 | 800
0010288030 | AT_PROCESS | WST02-003-G2D-00132-80-SS16 | C4B | 131242-WST02-DR-P-6200.dgn | WST02 | 003 | G2D | 00132 |  | 80 | SS16 | PIPELINE : WST02-003-G2D-00132-80-SS16 | ASME B36.19M | 1000 | PN10 | 9300 | 0 | 9300 | 88.9 | 3.05 | N/A |  | N/A | 28 | 528 | 528 | 528 | 800
0010288030 | AT_PROCESS | WST02-003-G2D-00132-80-SS16 | C4B | 131242-WST02-DR-P-6200.dgn | WST02 | 003 | G2D | 00132 |  | 80 | SS16 | PIPELINE : WST02-003-G2D-00132-80-SS16 | ASME B36.19M | 1000 | PN10 | 9300 | 0 | 9300 | 88.9 | 3.05 | N/A |  | N/A | 28 | 528 | 528 | 528 | 800
0010334128 | AT_PROCESS | WST02-003-G2D-00133-50-SS16 | C4B | 131242-WST02-DR-P-6012.dgn | WST02 | 003 | G2D | 00133 |  | 50 | SS16 | PIPELINE : WST02-003-G2D-00133-50-SS16 | ASME B36.19M | 1000 | PN10 | 0 | 0 | 44000 | 60.3 | 3.91 | N/A |  | N/A | 28 | 528 | 528 | 528 | 800
0010334128 | AT_PROCESS | WST02-003-G2D-00133-50-SS16 | C4B | 131242-WST02-DR-P-6200.dgn | WST02 | 003 | G2D | 00133 |  | 50 | SS16 | PIPELINE : WST02-003-G2D-00133-50-SS16 | ASME B36.19M | 1000 | PN10 | 0 | 0 | 44000 | 60.3 | 3.91 | N/A |  | N/A | 28 | 528 | 528 | 528 | 800
0010313833 | AT_PROCESS | WST02-003-G2D-00140-50-SS16 | C4B | 131242-WST02-DR-P-6200.dgn | WST02 | 003 | G2D | 00140 |  | 50 | SS16 | PIPELINE : WST02-003-G2D-00140-50-SS16 | ASME B36.19M | 1000 | PN10 | 0 | 0 | 44000 | 60.3 | 3.91 | N/A |  | N/A | 28 | 528 | 528 | 528 | 800
0010313833 | AT_PROCESS | WST02-003-G2D-00140-50-SS16 | C4B | 131242-WST02-DR-P-6004.dgn | WST02 | 003 | G2D | 00140 |  | 50 | SS16 | PIPELINE : WST02-003-G2D-00140-50-SS16 | ASME B36.19M | 1000 | PN10 | 0 | 0 | 44000 | 60.3 | 3.91 | N/A |  | N/A | 28 | 528 | 528 | 528 | 800
0010331441 | AT_PROCESS | WST02-003-G2D-00145-50-SS16 | C4B | 131242-WST02-DR-P-6011.dgn | WST02 | 003 | G2D | 00145 |  | 50 | SS16 | SLUDGE COMPARTMENT FLUSH G2D WATER SUPPLY | ASME B36.19M | 1000 | PN10 | 0 | 0 | 44000 | 60.3 | 3.91 |  |  |  | 28 | 528 | 528 | 528 | 800
0010331438 | AT_PROCESS | WST02-003-G2D-00147-50-SS16 | C4B | 131242-WST02-DR-P-6011.dgn | WST02 | 003 | G2D | 00147 |  | 50 | SS16 | PARABOLIC SCREEN FLUSH COMMON HEADER | ASME B36.19M | 1000 | PN10 | 9300 | 0 | 9300 | 60.3 | 3.91 |  |  |  | 28 | 528 | 528 | 528 | 800
0010280719 | AT_PROCESS | WST02-003-G2D-00201-40-SS16 | C4B | 131242-WST02-DR-P-6200.dgn | WST02 | 003 | G2D | 00201 |  | 40 | SS16 | PIPELINE : WST02-003-G2D-00201-40-SS16 | ASME B36.19M | 1000 | PN10 | 5000 | 5000 | 5000 | 48.26 | 3.68 | N/A |  | N/A | 28 | 528 | 528 | 528 | 800
0010280719 | AT_PROCESS | WST02-003-G2D-00201-40-SS16 | C4B | 131242-WST02-DR-P-6000.dgn | WST02 | 003 | G2D | 00201 |  | 40 | SS16 | PIPELINE : WST02-003-G2D-00201-40-SS16 | ASME B36.19M | 1000 | PN10 | 5000 | 5000 | 5000 | 48.26 | 3.68 | N/A |  | N/A | 28 | 528 | 528 | 528 | 800
0010280722 | AT_PROCESS | WST02-003-G2D-00202-65-SS16 | C4B | 131242-WST02-DR-P-6200.dgn | WST02 | 003 | G2D | 00202 |  | 65 | SS16 | PIPELINE : WST02-003-G2D-00202-65-SS16 | ASME B36.19M | 1000 | PN10 | 27600 | 0 | 27600 | 73 | 3.05 | N/A |  | N/A | 28 | 528 | 528 | 528 | 800
0010280722 | AT_PROCESS | WST02-003-G2D-00202-65-SS16 | C4B | 131242-WST02-DR-P-6000.dgn | WST02 | 003 | G2D | 00202 |  | 65 | SS16 | PIPELINE : WST02-003-G2D-00202-65-SS16 | ASME B36.19M | 1000 | PN10 | 27600 | 0 | 27600 | 73 | 3.05 | N/A |  | N/A | 28 | 528 | 528 | 528 | 800
0010280725 | AT_PROCESS | WST02-003-G2D-00203-50-SS16 | C4B | 131242-WST02-DR-P-6200.dgn | WST02 | 003 | G2D | 00203 |  | 50 | SS16 | PIPELINE : WST02-003-G2D-00203-50-SS16 | ASME B36.19M | 1000 | PN10 | 0 | 0 | 44000 | 60.3 | 3.91 | N/A |  | N/A | 28 | 528 | 528 | 528 | 800
0010280725 | AT_PROCESS | WST02-003-G2D-00203-50-SS16 | C4B | 131242-WST02-DR-P-6000.dgn | WST02 | 003 | G2D | 00203 |  | 50 | SS16 | PIPELINE : WST02-003-G2D-00203-50-SS16 | ASME B36.19M | 1000 | PN10 | 0 | 0 | 44000 | 60.3 | 3.91 | N/A |  | N/A | 28 | 528 | 528 | 528 | 800
0010336057 | AT_PROCESS | WST02-003-G2D-00210A-50-SS16 | C4B | 131242-WST02-DR-P-6002.dgn | WST02 | 003 | G2D | 00210 | A | 50 | SS16 | PIPELINE : WST02-003-G2D-00210A-50-SS16 | ASME B36.19M | 1000 | PN10 | 5000 | 0 | 5000 | 60.3 | 3.91 | N/A |  | N/A | 28 | 528 | 528 | 528 | 800
0010336033 | AT_PROCESS | WST02-003-G2D-00210B-50-SS16 | C4B | 131242-WST02-DR-P-6002.dgn | WST02 | 003 | G2D | 00210 | B | 50 | SS16 | PIPELINE : WST02-003-G2D-00210B-50-SS16 | ASME B36.19M | 1000 | PN10 | 5000 | 0 | 5000 | 60.3 | 3.91 | N/A |  | N/A | 28 | 528 | 528 | 528 | 800
0010336824 | AT_PROCESS | WST02-003-G2D-00211-50-SS16 | C4B | 131242-WST02-DR-P-6200.dgn | WST02 | 003 | G2D | 00211 |  | 50 | SS16 | PIPELINE : WST02-003-G2D-00211-50-SS16 | ASME B36.19M | 1000 | PN10 | 10000 | 0 | 10000 | 60.3 | 3.91 | N/A |  | N/A | 28 | 528 | 528 | 528 | 800
0010336824 | AT_PROCESS | WST02-003-G2D-00211-50-SS16 | C4B | 131242-WST02-DR-P-6002.dgn | WST02 | 003 | G2D | 00211 |  | 50 | SS16 | PIPELINE : WST02-003-G2D-00211-50-SS16 | ASME B36.19M | 1000 | PN10 | 10000 | 0 | 10000 | 60.3 | 3.91 | N/A |  | N/A | 28 | 528 | 528 | 528 | 800
0010336049 | AT_PROCESS | WST02-003-G2D-00211C-50-SS16 | C4B | 131242-WST02-DR-P-6002.dgn | WST02 | 003 | G2D | 00211 | C | 50 | SS16 | PIPELINE : WST02-003-G2D-00211C-50-SS16 | ASME B36.19M | 1000 | PN10 | 15000 | 0 | 15000 | 60.3 | 3.91 | N/A |  | N/A | 28 | 528 | 528 | 528 | 800
0010286833 | AT_PROCESS | WST02-003-G2D-00220-40-SS16 | C4B | 131242-WST02-DR-P-6200.dgn | WST02 | 003 | G2D | 00220 |  | 40 | SS16 | PIPELINE : WST02-003-G2D-00220-40-SS16 | ASME B36.19M | 1000 | PN10 | 2000 | 2000 | 2000 | 48.26 | 3.68 |  |  |  | 28 | 528 | 528 | 528 | 800
0010286833 | AT_PROCESS | WST02-003-G2D-00220-40-SS16 | C4B | 131242-WST02-DR-P-6006.dgn | WST02 | 003 | G2D | 00220 |  | 40 | SS16 | PIPELINE : WST02-003-G2D-00220-40-SS16 | ASME B36.19M | 1000 | PN10 | 2000 | 2000 | 2000 | 48.26 | 3.68 |  |  |  | 28 | 528 | 528 | 528 | 800
0010287056 | AT_PROCESS | WST02-003-G2D-00221-20-SS16 | C4B | 131242-WST02-DR-P-6200.dgn | WST02 | 003 | G2D | 00221 |  | 20 | SS16 | PIPELINE : WST02-003-G2D-00221-20-SS16 | ASME B36.19M | 1000 | PN10 | 500 | 500 | 500 | 26.7 | 2.87 |  |  |  | 28 | 528 | 528 | 528 | 800
0010287056 | AT_PROCESS | WST02-003-G2D-00221-20-SS16 | C4B | 131242-WST02-DR-P-6006.dgn | WST02 | 003 | G2D | 00221 |  | 20 | SS16 | PIPELINE : WST02-003-G2D-00221-20-SS16 | ASME B36.19M | 1000 | PN10 | 500 | 500 | 500 | 26.7 | 2.87 |  |  |  | 28 | 528 | 528 | 528 | 800
0010287051 | AT_PROCESS | WST02-003-G2D-00224-100-SS16 | C4B | 131242-WST02-DR-P-6006.dgn | WST02 | 003 | G2D | 00224 |  | 100 | SS16 | PIPELINE : WST02-003-G2D-00224-100-SS16 | ASME B36.19M | 1000 | PN10 | 48000 | 0 | 48000 | 114.3 | 3.05 |  |  |  | 28 | 528 | 528 | 528 | 800
0010287051 | AT_PROCESS | WST02-003-G2D-00224-100-SS16 | C4B | 131242-WST02-DR-P-6200.dgn | WST02 | 003 | G2D | 00224 |  | 100 | SS16 | PIPELINE : WST02-003-G2D-00224-100-SS16 | ASME B36.19M | 1000 | PN10 | 48000 | 0 | 48000 | 114.3 | 3.05 |  |  |  | 28 | 528 | 528 | 528 | 800
0010291060 | AT_PROCESS | WST02-003-G2D-00301-50-SS16 | C4B | 131242-WST02-DR-P-6200.dgn | WST02 | 003 | G2D | 00301 |  | 50 | SS16 | PIPELINE : WST02-003-G2D-00301-50-SS16 | ASME B36.19M | 1000 | PN10 | 0 | 0 | 44000 | 60.3 | 3.91 | N/A |  | N/A | 28 | 528 | 528 | 528 | 800
0010300960 | AT_PROCESS | WST02-003-G2D-00302-50-SS16 | C4B | 131242-WST02-DR-P-6200.dgn | WST02 | 003 | G2D | 00302 |  | 50 | SS16 | PIPELINE : WST02-003-G2D-00302-50-SS16 | ASME B36.19M | 1000 | PN10 | 0 | 0 | 44000 | 60.3 | 3.91 | N/A |  | N/A | 28 | 528 | 528 | 528 | 800
0010300954 | AT_PROCESS | WST02-003-G2D-00303-50-SS16 | C4B | 131242-WST02-DR-P-6200.dgn | WST02 | 003 | G2D | 00303 |  | 50 | SS16 | PIPELINE : WST02-003-G2D-00303-50-SS16 | ASME B36.19M | 1000 | PN10 | 0 | 0 | 44000 | 60.3 | 3.91 | N/A |  | N/A | 28 | 528 | 528 | 528 | 800
0010280710 | AT_PROCESS | WST02-003-G2D-00310-50-SS16 | C4B | 131242-WST02-DR-P-6200.dgn | WST02 | 003 | G2D | 00310 |  | 50 | SS16 | PIPELINE : WST02-003-G2D-00310-50-SS16 | ASME B36.19M | 1000 | PN10 | 10000 | 0 | 10000 | 60.3 | 3.91 | N/A |  | N/A | 28 | 528 | 528 | 528 | 800
0010280710 | AT_PROCESS | WST02-003-G2D-00310-50-SS16 | C4B | 131242-WST02-DR-P-6003.dgn | WST02 | 003 | G2D | 00310 |  | 50 | SS16 | PIPELINE : WST02-003-G2D-00310-50-SS16 | ASME B36.19M | 1000 | PN10 | 10000 | 0 | 10000 | 60.3 | 3.91 | N/A |  | N/A | 28 | 528 | 528 | 528 | 800
0010314416 | AT_PROCESS | WST02-003-G2D-00310A-50-SS16 | C4B | 131242-WST02-DR-P-6003.dgn | WST02 | 003 | G2D | 00310 | A | 50 | SS16 | PIPELINE : WST02-003-G2D-00310A-50-SS16 | ASME B36.19M | 1000 | PN10 | 5000 | 0 | 5000 | 60.3 | 3.91 | N/A |  | N/A | 28 | 528 | 528 | 528 | 800
0010314435 | AT_PROCESS | WST02-003-G2D-00310B-50-SS16 | C4B | 131242-WST02-DR-P-6003.dgn | WST02 | 003 | G2D | 00310 | B | 50 | SS16 | PIPELINE : WST02-003-G2D-00310B-50-SS16 | ASME B36.19M | 1000 | PN10 | 5000 | 0 | 5000 | 60.3 | 3.91 | N/A |  | N/A | 28 | 528 | 528 | 528 | 800
0010280755 | AT_PROCESS | WST02-003-G2D-00311-50-SS16 | C4B | 131242-WST02-DR-P-6003.dgn | WST02 | 003 | G2D | 00311 |  | 50 | SS16 | PIPELINE : WST02-003-G2D-00311-50-SS16 | ASME B36.19M | 1000 | PN10 | 0 | 0 | 44000 | 60.3 | 3.91 | N/A |  | N/A | 28 | 528 | 528 | 528 | 800
0010298869 | AT_PROCESS | WST02-003-G2D-00311A-50-SS16 | C4B | 131242-WST02-DR-P-6003.dgn | WST02 | 003 | G2D | 00311 | A | 50 | SS16 | PIPELINE : WST02-003-G2D-00311A-50-SS16 | ASME B36.19M | 1000 | PN10 | 15000 | 0 | 15000 | 60.3 | 3.91 | N/A |  | N/A | 28 | 528 | 528 | 528 | 800
0010298821 | AT_PROCESS | WST02-003-G2D-00311B-50-SS16 | C4B | 131242-WST02-DR-P-6003.dgn | WST02 | 003 | G2D | 00311 | B | 50 | SS16 | PIPELINE : WST02-003-G2D-00311B-50-SS16 | ASME B36.19M | 1000 | PN10 | 15000 | 0 | 15000 | 60.3 | 3.91 | N/A |  | N/A | 28 | 528 | 528 | 528 | 800
0010336570 | AT_PROCESS | WST02-003-G2D-00311C-50-SS16 | C4B | 131242-WST02-DR-P-6003.dgn | WST02 | 003 | G2D | 00311 | C | 50 | SS16 | PIPELINE : WST02-003-G2D-00311C-50-SS16 | ASME B36.19M | 1000 | PN10 | 15000 | 0 | 15000 | 60.3 | 3.91 | N/A |  | N/A | 28 | 528 | 528 | 528 | 800
0010287149 | AT_PROCESS | WST02-003-G2D-00320-40-SS16 | C4B | 131242-WST02-DR-P-6200.dgn | WST02 | 003 | G2D | 00320 |  | 40 | SS16 | PIPELINE : WST02-003-G2D-00320-40-SS16 | ASME B36.19M | 1000 | PN10 | 2000 | 2000 | 2000 | 48.26 | 3.68 | N/A |  | N/A | 28 | 528 | 528 | 528 | 800
0010287149 | AT_PROCESS | WST02-003-G2D-00320-40-SS16 | C4B | 131242-WST02-DR-P-6007.dgn | WST02 | 003 | G2D | 00320 |  | 40 | SS16 | PIPELINE : WST02-003-G2D-00320-40-SS16 | ASME B36.19M | 1000 | PN10 | 2000 | 2000 | 2000 | 48.26 | 3.68 | N/A |  | N/A | 28 | 528 | 528 | 528 | 800
0010287368 | AT_PROCESS | WST02-003-G2D-00321-20-SS16 | C4B | 131242-WST02-DR-P-6007.dgn | WST02 | 003 | G2D | 00321 |  | 20 | SS16 | PIPELINE : WST02-003-G2D-00321-20-SS16 | ASME B36.19M | 1000 | PN10 | 500 | 500 | 500 | 26.7 | 2.87 | N/A |  | N/A | 28 | 528 | 528 | 528 | 800
0010287368 | AT_PROCESS | WST02-003-G2D-00321-20-SS16 | C4B | 131242-WST02-DR-P-6200.dgn | WST02 | 003 | G2D | 00321 |  | 20 | SS16 | PIPELINE : WST02-003-G2D-00321-20-SS16 | ASME B36.19M | 1000 | PN10 | 500 | 500 | 500 | 26.7 | 2.87 | N/A |  | N/A | 28 | 528 | 528 | 528 | 800
0010291098 | AT_PROCESS | WST02-003-G2D-00322-100-SS16 | C4B | 131242-WST02-DR-P-6200.dgn | WST02 | 003 | G2D | 00322 |  | 100 | SS16 | PIPELINE : WST02-003-G2D-00322-100-SS16 | ASME B36.19M | 1000 | PN10 | 0 | 0 | 0 | 114.3 | 3.05 | N/A |  | N/A | 28 | 528 | 528 | 528 | 800
0010287172 | AT_PROCESS | WST02-003-G2D-00323-50-SS16 | C4B | 131242-WST02-DR-P-6200.dgn | WST02 | 003 | G2D | 00323 |  | 50 | SS16 | PIPELINE : WST02-003-G2D-00323-50-SS16 | ASME B36.19M | 1000 | PN10 | 0 | 0 | 44000 | 60.3 | 3.91 | N/A |  | N/A | 28 | 528 | 528 | 528 | 800
0010287362 | AT_PROCESS | WST02-003-G2D-00324-100-SS16 | C4B | 131242-WST02-DR-P-6200.dgn | WST02 | 003 | G2D | 00324 |  | 100 | SS16 | PIPELINE : WST02-003-G2D-00324-100-SS16 | ASME B36.19M | 1000 | PN10 | 48000 | 0 | 48000 | 114.3 | 3.05 | N/A |  | N/A | 28 | 528 | 528 | 528 | 800
0010287362 | AT_PROCESS | WST02-003-G2D-00324-100-SS16 | C4B | 131242-WST02-DR-P-6007.dgn | WST02 | 003 | G2D | 00324 |  | 100 | SS16 | PIPELINE : WST02-003-G2D-00324-100-SS16 | ASME B36.19M | 1000 | PN10 | 48000 | 0 | 48000 | 114.3 | 3.05 | N/A |  | N/A | 28 | 528 | 528 | 528 | 800
0010335048 | AT_PROCESS | WST02-003-G2D-00410A-50-SS16 | C4B | 131242-WST02-DR-P-6003.dgn | WST02 | 003 | G2D | 00410 | A | 50 | SS16 | PIPELINE : WST02-003-G2D-00410A-50-SS16 | ASME B36.19M | 1000 | PN10 | 5000 | 0 | 5000 | 60.3 | 3.91 | N/A |  | N/A | 28 | 528 | 528 | 528 | 800
0010314420 | AT_PROCESS | WST02-003-G2D-00410B-50-SS16 | C4B | 131242-WST02-DR-P-6003.dgn | WST02 | 003 | G2D | 00410 | B | 50 | SS16 | PIPELINE : WST02-003-G2D-00410B-50-SS16 | ASME B36.19M | 1000 | PN10 | 5000 | 0 | 5000 | 60.3 | 3.91 | N/A |  | N/A | 28 | 528 | 528 | 528 | 800
0010280759 | AT_PROCESS | WST02-003-G2D-00411-50-SS16 | C4B | 131242-WST02-DR-P-6200.dgn | WST02 | 003 | G2D | 00411 |  | 50 | SS16 | PIPELINE : WST02-003-G2D-00411-50-SS16 | ASME B36.19M | 1000 | PN10 | 10000 | 0 | 10000 | 60.3 | 3.91 | N/A |  | N/A | 28 | 528 | 528 | 528 | 800
0010280759 | AT_PROCESS | WST02-003-G2D-00411-50-SS16 | C4B | 131242-WST02-DR-P-6003.dgn | WST02 | 003 | G2D | 00411 |  | 50 | SS16 | PIPELINE : WST02-003-G2D-00411-50-SS16 | ASME B36.19M | 1000 | PN10 | 10000 | 0 | 10000 | 60.3 | 3.91 | N/A |  | N/A | 28 | 528 | 528 | 528 | 800
0010298901 | AT_PROCESS | WST02-003-G2D-00411A-50-SS16 | C4B | 131242-WST02-DR-P-6003.dgn | WST02 | 003 | G2D | 00411 | A | 50 | SS16 | PIPELINE : WST02-003-G2D-00411A-50-SS16 | ASME B36.19M | 1000 | PN10 | 15000 | 0 | 15000 | 60.3 | 3.91 | N/A |  | N/A | 28 | 528 | 528 | 528 | 800
0010298890 | AT_PROCESS | WST02-003-G2D-00411B-50-SS16 | C4B | 131242-WST02-DR-P-6003.dgn | WST02 | 003 | G2D | 00411 | B | 50 | SS16 | PIPELINE : WST02-003-G2D-00411B-50-SS16 | ASME B36.19M | 1000 | PN10 | 15000 | 0 | 15000 | 60.3 | 3.91 | N/A |  | N/A | 28 | 528 | 528 | 528 | 800
0010312165 | AT_PROCESS | WST02-003-G2D-00411C-50-SS16 | C4B | 131242-WST02-DR-P-6003.dgn | WST02 | 003 | G2D | 00411 | C | 50 | SS16 | PIPELINE : WST02-003-G2D-00411C-50-SS16 | ASME B36.19M | 1000 | PN10 | 15000 | 0 | 15000 | 60.3 | 3.91 | N/A |  | N/A | 28 | 528 | 528 | 528 | 800
0010288263 | AT_PROCESS | WST02-003-G2D-00420-40-SS16 | C4B | 131242-WST02-DR-P-6200.dgn | WST02 | 003 | G2D | 00420 |  | 40 | SS16 | PIPELINE : WST02-003-G2D-00420-40-SS16 | ASME B36.19M | 1000 | PN10 | 2000 | 2000 | 2000 | 48.26 | 3.68 | N/A |  | N/A | 28 | 528 | 528 | 528 | 800
0010288263 | AT_PROCESS | WST02-003-G2D-00420-40-SS16 | C4B | 131242-WST02-DR-P-6008.dgn | WST02 | 003 | G2D | 00420 |  | 40 | SS16 | PIPELINE : WST02-003-G2D-00420-40-SS16 | ASME B36.19M | 1000 | PN10 | 2000 | 2000 | 2000 | 48.26 | 3.68 | N/A |  | N/A | 28 | 528 | 528 | 528 | 800
0010288485 | AT_PROCESS | WST02-003-G2D-00421-20-SS16 | C4B | 131242-WST02-DR-P-6008.dgn | WST02 | 003 | G2D | 00421 |  | 20 | SS16 | PIPELINE : WST02-003-G2D-00421-20-SS16 | ASME B36.19M | 1000 | PN10 | 500 | 500 | 500 | 26.7 | 2.87 | N/A |  | N/A | 28 | 528 | 528 | 528 | 800
0010288485 | AT_PROCESS | WST02-003-G2D-00421-20-SS16 | C4B | 131242-WST02-DR-P-6200.dgn | WST02 | 003 | G2D | 00421 |  | 20 | SS16 | PIPELINE : WST02-003-G2D-00421-20-SS16 | ASME B36.19M | 1000 | PN10 | 500 | 500 | 500 | 26.7 | 2.87 | N/A |  | N/A | 28 | 528 | 528 | 528 | 800
0010290434 | AT_PROCESS | WST02-003-G2D-00424-100-SS16 | C4B | 131242-WST02-DR-P-6008.dgn | WST02 | 003 | G2D | 00424 |  | 100 | SS16 | PIPELINE : WST02-003-G2D-00424-100-SS16 | ASME B36.19M | 1000 | PN10 | 48000 | 0 | 48000 | 114.3 | 3.05 | N/A |  | N/A | 28 | 528 | 528 | 528 | 800
0010290434 | AT_PROCESS | WST02-003-G2D-00424-100-SS16 | C4B | 131242-WST02-DR-P-6200.dgn | WST02 | 003 | G2D | 00424 |  | 100 | SS16 | PIPELINE : WST02-003-G2D-00424-100-SS16 | ASME B36.19M | 1000 | PN10 | 48000 | 0 | 48000 | 114.3 | 3.05 | N/A |  | N/A | 28 | 528 | 528 | 528 | 800
0010298393 | AT_PROCESS | WST02-003-G2D-00510-50-SS16 | C4B | 131242-WST02-DR-P-6002.dgn | WST02 | 003 | G2D | 00510 |  | 50 | SS16 | PIPELINE : WST02-003-G2D-00510-50-SS16 | ASME B36.19M | 1000 | PN10 | 10000 | 0 | 10000 | 60.3 | 3.91 | N/A |  | N/A | 28 | 528 | 528 | 528 | 800
0010336026 | AT_PROCESS | WST02-003-G2D-00510A-50-SS16 | C4B | 131242-WST02-DR-P-6002.dgn | WST02 | 003 | G2D | 00510 | A | 50 | SS16 | PIPELINE : WST02-003-G2D-00510A-50-SS16 | ASME B36.19M | 1000 | PN10 | 5000 | 0 | 5000 | 60.3 | 3.91 | N/A |  | N/A | 28 | 528 | 528 | 528 | 800
0010336024 | AT_PROCESS | WST02-003-G2D-00510B-50-SS16 | C4B | 131242-WST02-DR-P-6002.dgn | WST02 | 003 | G2D | 00510 | B | 50 | SS16 | PIPELINE : WST02-003-G2D-00510B-50-SS16 | ASME B36.19M | 1000 | PN10 | 5000 | 0 | 5000 | 60.3 | 3.91 | N/A |  | N/A | 28 | 528 | 528 | 528 | 800
0010298411 | AT_PROCESS | WST02-003-G2D-00511-50-SS16 | C4B | 131242-WST02-DR-P-6002.dgn | WST02 | 003 | G2D | 00511 |  | 50 | SS16 | PIPELINE : WST02-003-G2D-00511-50-SS16 | ASME B36.19M | 1000 | PN10 | 15000 | 0 | 15000 | 60.3 | 3.91 | N/A |  | N/A | 28 | 528 | 528 | 528 | 800
0010336046 | AT_PROCESS | WST02-003-G2D-00511A-50-SS16 | C4B | 131242-WST02-DR-P-6002.dgn | WST02 | 003 | G2D | 00511 | A | 50 | SS16 | PIPELINE : WST02-003-G2D-00511A-50-SS16 | ASME B36.19M | 1000 | PN10 | 15000 | 0 | 15000 | 60.3 | 3.91 | N/A |  | N/A | 28 | 528 | 528 | 528 | 800
0010336037 | AT_PROCESS | WST02-003-G2D-00511B-50-SS16 | C4B | 131242-WST02-DR-P-6002.dgn | WST02 | 003 | G2D | 00511 | B | 50 | SS16 | PIPELINE : WST02-003-G2D-00511B-50-SS16 | ASME B36.19M | 1000 | PN10 | 15000 | 0 | 15000 | 60.3 | 3.91 | N/A |  | N/A | 28 | 528 | 528 | 528 | 800
0010336053 | AT_PROCESS | WST02-003-G2D-00511C-50-SS16 | C4B | 131242-WST02-DR-P-6002.dgn | WST02 | 003 | G2D | 00511 | C | 50 | SS16 | PIPELINE : WST02-003-G2D-00511C-50-SS16 | ASME B36.19M | 1000 | PN10 | 19000 | 0 | 19000 | 88.9 | 3.05 | N/A |  | N/A | 28 | 528 | 528 | 528 | 800
0010267465 | AT_PROCESS | WST02-005-PW-00101-65-SS04 | C4B | 131242-WST02-DR-P-6500.dgn | WST02 | 005 | PW | 00101 |  | 65 | SS04 | POTABLE WATER MAINLINE | ASME B36.19M | 600 | PN10 | 9080 | 0 | 9080 | 73 | 3.05 |  |  |  | 25 | 200 | 200 | 300 | 500
0010267465 | AT_PROCESS | WST02-005-PW-00101-65-SS04 | C4B | 131242-WSW41-DR-P-6000.dgn | WST02 | 005 | PW | 00101 |  | 65 | SS04 | POTABLE WATER MAINLINE | ASME B36.19M | 600 | PN10 | 9080 | 0 | 9080 | 73 | 3.05 |  |  |  | 25 | 200 | 200 | 300 | 500
0010267465 | AT_PROCESS | WST02-005-PW-00101-65-SS04 | C4B | 131242-WST02-DR-P-6500.dgn | WST02 | 005 | PW | 00101 |  | 65 | SS04 | POTABLE WATER MAINLINE | ASME B36.19M | 600 | PN10 | 9080 | 0 | 9080 | 73 | 3.05 |  |  |  | 25 | 200 | 200 | 300 | 500
0010267724 | AT_PROCESS | WST02-005-PW-00102-32-SS04 | C4B | 131242-WST02-DR-P-6500.dgn | WST02 | 005 | PW | 00102 |  | 32 | SS04 | POTABLE WATER TO ELECTRICAL BUILDING BIB TAP | ASME B36.19M | 1000 | PN10 | 360 | 0 | 360 | 42.2 | 3.56 |  |  |  | 25 | 200 | 200 | 300 | 500
0010267724 | AT_PROCESS | WST02-005-PW-00102-32-SS04 | C4B | 131242-WST02-DR-P-6500.dgn | WST02 | 005 | PW | 00102 |  | 32 | SS04 | POTABLE WATER TO ELECTRICAL BUILDING BIB TAP | ASME B36.19M | 1000 | PN10 | 360 | 0 | 360 | 42.2 | 3.56 |  |  |  | 25 | 200 | 200 | 300 | 500
0010267740 | AT_PROCESS | WST02-005-PW-00103-32-SS04 | C4B | 131242-WST02-DR-P-6500.dgn | WST02 | 005 | PW | 00103 |  | 32 | SS04 | POTABLE WATER TO ELECTRICAL BUILDING WASHING BASIN | ASME B36.19M | 1000 | PN10 | 120 | 0 | 120 | 42.2 | 3.56 |  |  |  | 25 | 200 | 200 | 300 | 500
0010267740 | AT_PROCESS | WST02-005-PW-00103-32-SS04 | C4B | 131242-WST02-DR-P-6500.dgn | WST02 | 005 | PW | 00103 |  | 32 | SS04 | POTABLE WATER TO ELECTRICAL BUILDING WASHING BASIN | ASME B36.19M | 1000 | PN10 | 120 | 0 | 120 | 42.2 | 3.56 |  |  |  | 25 | 200 | 200 | 300 | 500
0010285075 | AT_PROCESS | WST02-005-PW-00104-32-SS04 | C4B | 131242-WST02-DR-P-6500.dgn | WST02 | 005 | PW | 00104 |  | 32 | SS04 | POTABLE WATER TO SAMPLING LINK FOR REACTOR 3 & 4 | ASME B36.19M | 1000 | PN10 | 120 | 0 | 120 | 42.2 | 3.56 |  |  |  | 25 | 200 | 200 | 300 | 500
0010285075 | AT_PROCESS | WST02-005-PW-00104-32-SS04 | C4B | 131242-WST02-DR-P-6500.dgn | WST02 | 005 | PW | 00104 |  | 32 | SS04 | POTABLE WATER TO SAMPLING LINK FOR REACTOR 3 & 4 | ASME B36.19M | 1000 | PN10 | 120 | 0 | 120 | 42.2 | 3.56 |  |  |  | 25 | 200 | 200 | 300 | 500
0010331783 | AT_PROCESS | WST02-005-PW-00105-32-SS04 | C4B | 131242-WST02-DR-P-6500.dgn | WST02 | 005 | PW | 00105 |  | 32 | SS04 | POTABLE WATER TO SAMPLING LINK FOR REACTOR 1 & 2 | ASME B36.19M | 1000 | PN10 | 120 | 0 | 120 | 42.2 | 3.56 |  |  |  | 25 | 200 | 200 | 300 | 500
0010331783 | AT_PROCESS | WST02-005-PW-00105-32-SS04 | C4B | 131242-WST02-DR-P-6500.dgn | WST02 | 005 | PW | 00105 |  | 32 | SS04 | POTABLE WATER TO SAMPLING LINK FOR REACTOR 1 & 2 | ASME B36.19M | 1000 | PN10 | 120 | 0 | 120 | 42.2 | 3.56 |  |  |  | 25 | 200 | 200 | 300 | 500
0010286634 | AT_PROCESS | WST02-005-PW-00106A-15-SS04 | C4B | 131242-WST02-DR-P-6500.dgn | WST02 | 005 | PW | 00106 | A | 15 | SS04 | PIPELINE : WST02-005-PW-00106A-15-SS04 | ASME B36.19M | 1000 | PN10 | 120 | 0 | 120 | 21.3 | 2.77 | N/A |  | N/A | 25 | 200 | 200 | 300 | 500
0010286634 | AT_PROCESS | WST02-005-PW-00106A-15-SS04 | C4B | 131242-WST02-DR-P-6005.dgn | WST02 | 005 | PW | 00106 | A | 15 | SS04 | PIPELINE : WST02-005-PW-00106A-15-SS04 | ASME B36.19M | 1000 | PN10 | 120 | 0 | 120 | 21.3 | 2.77 | N/A |  | N/A | 25 | 200 | 200 | 300 | 500
0010285067 | AT_PROCESS | WST02-005-PW-00106B-15-SS04 | C4B | 131242-WST02-DR-P-6500.dgn | WST02 | 005 | PW | 00106 | B | 15 | SS04 | AMX REACTOR 2 SAMPLING SINK POTABLE WATER LINE | ASME B36.19M | 1000 | PN10 | 120 | 0 | 120 | 21.3 | 2.77 |  |  |  | 25 | 200 | 200 | 300 | 500
0010285067 | AT_PROCESS | WST02-005-PW-00106B-15-SS04 | C4B | 131242-WST02-DR-P-6006.dgn | WST02 | 005 | PW | 00106 | B | 15 | SS04 | AMX REACTOR 2 SAMPLING SINK POTABLE WATER LINE | ASME B36.19M | 1000 | PN10 | 120 | 0 | 120 | 21.3 | 2.77 |  |  |  | 25 | 200 | 200 | 300 | 500
0010285064 | AT_PROCESS | WST02-005-PW-00106C-15-SS04 | C4B | 131242-WST02-DR-P-6500.dgn | WST02 | 005 | PW | 00106 | C | 15 | SS04 | PIPELINE : WST02-005-PW-00106C-15-SS04 | ASME B36.19M | 1000 | PN10 | 120 | 0 | 120 | 21.3 | 2.77 | N/A |  | N/A | 25 | 200 | 200 | 300 | 500
0010285064 | AT_PROCESS | WST02-005-PW-00106C-15-SS04 | C4B | 131242-WST02-DR-P-6007.dgn | WST02 | 005 | PW | 00106 | C | 15 | SS04 | PIPELINE : WST02-005-PW-00106C-15-SS04 | ASME B36.19M | 1000 | PN10 | 120 | 0 | 120 | 21.3 | 2.77 | N/A |  | N/A | 25 | 200 | 200 | 300 | 500
0010285073 | AT_PROCESS | WST02-005-PW-00106D-15-SS04 | C4B | 131242-WST02-DR-P-6500.dgn | WST02 | 005 | PW | 00106 | D | 15 | SS04 | PIPELINE : WST02-005-PW-00106D-15-SS04 | ASME B36.19M | 1000 | PN10 | 120 | 0 | 120 | 21.3 | 2.77 | N/A |  | N/A | 25 | 200 | 200 | 300 | 500
0010285073 | AT_PROCESS | WST02-005-PW-00106D-15-SS04 | C4B | 131242-WST02-DR-P-6008.dgn | WST02 | 005 | PW | 00106 | D | 15 | SS04 | PIPELINE : WST02-005-PW-00106D-15-SS04 | ASME B36.19M | 1000 | PN10 | 120 | 0 | 120 | 21.3 | 2.77 | N/A |  | N/A | 25 | 200 | 200 | 300 | 500
0010334161 | AT_PROCESS | WST02-005-PW-00107-50-SS04 | C4B | 131242-WST02-DR-P-6500.dgn | WST02 | 005 | PW | 00107 |  | 50 | SS04 | SAFETY SHOWER HEADER | ASME B36.19M | 1000 | PN10 | 9080 | 0 | 9080 | 60.3 | 3.91 |  |  |  | 25 | 200 | 200 | 300 | 500
0010334161 | AT_PROCESS | WST02-005-PW-00107-50-SS04 | C4B | 131242-WST02-DR-P-6500.dgn | WST02 | 005 | PW | 00107 |  | 50 | SS04 | SAFETY SHOWER HEADER | ASME B36.19M | 1000 | PN10 | 9080 | 0 | 9080 | 60.3 | 3.91 |  |  |  | 25 | 200 | 200 | 300 | 500
0010334166 | AT_PROCESS | WST02-005-PW-00108-15-SS04 | C4B | 131242-WST02-DR-P-6500.dgn | WST02 | 005 | PW | 00108 |  | 15 | SS04 | POTABLE WATER TO OUTSIDE ELECTRICAL BUILDING | ASME B36.19M | 1000 | PN10 | 120 | 0 | 120 | 21.3 | 2.77 |  |  |  | 25 | 200 | 200 | 300 | 500
0010334176 | AT_PROCESS | WST02-005-PW-00109-15-SS04 | C4B | 131242-WST02-DR-P-6500.dgn | WST02 | 005 | PW | 00109 |  | 15 | SS04 | POTABLE WATER TO ELECTRICAL BUILDING | ASME B36.19M | 1000 | PN10 | 120 | 0 | 120 | 21.3 | 2.77 |  |  |  | 25 | 200 | 200 | 300 | 500
0010334176 | AT_PROCESS | WST02-005-PW-00109-15-SS04 | C4B | 131242-WST02-DR-P-6500.dgn | WST02 | 005 | PW | 00109 |  | 15 | SS04 | POTABLE WATER TO ELECTRICAL BUILDING | ASME B36.19M | 1000 | PN10 | 120 | 0 | 120 | 21.3 | 2.77 |  |  |  | 25 | 200 | 200 | 300 | 500
0010267728 | AT_PROCESS | WST02-005-PW-00110-32-SS04 | C4B | 131242-WST02-DR-P-6500.dgn | WST02 | 005 | PW | 00110 |  | 32 | SS04 | POTABLE WATER TO SAFETY SHOWER 1 | ASME B36.19M | 1000 | PN10 | 4540 | 0 | 4540 | 42.2 | 3.56 |  |  |  | 25 | 200 | 200 | 300 | 500
0010267732 | AT_PROCESS | WST02-005-PW-00111-15-SS04 | C4B | 131242-WST02-DR-P-6500.dgn | WST02 | 005 | PW | 00111 |  | 15 | SS04 | POTABLE WATER TO SAFETY SHOWER 1 PIT ISOLATION | ASME B36.19M | 1000 | PN10 | 0 | 0 | 0 | 21.3 | 2.77 |  |  |  | 25 | 200 | 200 | 300 | 500
0010311297 | AT_PROCESS | WST02-005-PW-00210-32-SS04 | C4B | 131242-WST02-DR-P-6500.dgn | WST02 | 005 | PW | 00210 |  | 32 | SS04 | POTABLE WATER TO SAFETY SHOWER 2 | ASME B36.19M | 1000 | PN10 | 4540 | 0 | 4540 | 42.2 | 3.56 |  |  |  | 25 | 200 | 200 | 300 | 500
0010311297 | AT_PROCESS | WST02-005-PW-00210-32-SS04 | C4B | 131242-WST02-DR-P-6500.dgn | WST02 | 005 | PW | 00210 |  | 32 | SS04 | POTABLE WATER TO SAFETY SHOWER 2 | ASME B36.19M | 1000 | PN10 | 4540 | 0 | 4540 | 42.2 | 3.56 |  |  |  | 25 | 200 | 200 | 300 | 500
0010267723 | AT_PROCESS | WST02-005-PW-00211-15-SS04 | C4B | 131242-WST02-DR-P-6500.dgn | WST02 | 005 | PW | 00211 |  | 15 | SS04 | POTABLE WATER TO SAFETY SHOWER 2 PIT ISOLATION | ASME B36.19M | 1000 | PN10 | 0 | 0 | 0 | 21.3 | 2.77 |  |  |  | 25 | 200 | 200 | 300 | 500
0010267735 | AT_PROCESS | WST02-005-PW-00310-32-SS04 | C4B | 131242-WST02-DR-P-6500.dgn | WST02 | 005 | PW | 00310 |  | 32 | SS04 | POTABLE WATER TO SAFETY SHOWER 3 | ASME B36.19M | 1000 | PN10 | 4540 | 0 | 4540 | 42.2 | 3.56 |  |  |  | 25 | 200 | 200 | 300 | 500
0010267735 | AT_PROCESS | WST02-005-PW-00310-32-SS04 | C4B | 131242-WST02-DR-P-6500.dgn | WST02 | 005 | PW | 00310 |  | 32 | SS04 | POTABLE WATER TO SAFETY SHOWER 3 | ASME B36.19M | 1000 | PN10 | 4540 | 0 | 4540 | 42.2 | 3.56 |  |  |  | 25 | 200 | 200 | 300 | 500
0010267749 | AT_PROCESS | WST02-005-PW-00311-15-SS04 | C4B | 131242-WST02-DR-P-6500.dgn | WST02 | 005 | PW | 00311 |  | 15 | SS04 | POTABLE WATER TO SAFETY SHOWER 3 PIT ISOLATION | ASME B36.19M | 1000 | PN10 | 0 | 0 | 0 | 21.3 | 2.77 |  |  |  | 25 | 200 | 200 | 300 | 500
0010311637 | AT_PROCESS | WST02-006-IA-00002-15-SS16 | C4B | 131242-WST02-DR-P-6600.dgn | WST02 | 006 | IA | 00002 |  | 15 | SS16 | PIPELINE : WST02-006-IA-00002-15-SS16 | ASME B36.19M | 1600 | PN16 | 4 | 0 | 4 | 21.3 | 2.77 | N/A |  | N/A | 30 | 500 | 300 | 1000 | 1500
0010313812 | AT_PROCESS | WST02-006-IA-00003-15-SS16 | C4B | 131242-WST02-DR-P-6600.dgn | WST02 | 006 | IA | 00003 |  | 15 | SS16 | PIPELINE : WST02-006-IA-00003-15-SS16 | ASME B36.19M | 1600 | PN16 | 4 | 0 | 4 | 21.3 | 2.77 | N/A |  | N/A | 30 | 500 | 300 | 1000 | 1500
0010313814 | AT_PROCESS | WST02-006-IA-00004-15-SS16 | C4B | 131242-WST02-DR-P-6600.dgn | WST02 | 006 | IA | 00004 |  | 15 | SS16 | PIPELINE : WST02-006-IA-00004-15-SS16 | ASME B36.19M | 1600 | PN16 | 4 | 0 | 4 | 21.3 | 2.77 | N/A |  | N/A | 30 | 500 | 300 | 1000 | 1500
0010332270 | AT_PROCESS | WST02-006-IA-00005-15-SS16 | C4B | 131242-WST02-DR-P-6600.dgn | WST02 | 006 | IA | 00005 |  | 15 | SS16 | PIPELINE : WST02-006-IA-00005-15-SS16 | ASME B36.19M | 1600 | PN16 | 0.4 | 0 | 0.4 | 21.3 | 2.77 | N/A |  | N/A | 30 | 500 | 300 | 1000 | 1500
0010291634 | AT_PROCESS | WST02-006-IA-00005-50-SS16 | C4B | 131242-WSW41-DR-P-6001.dgn | WST02 | 006 | IA | 00005 |  | 50 | SS16 | PIPELINE : WST02-006-IA-00005-50-SS16 | AME B36.19M | 1100 | PN16 | 40000 | 40000 | 40000 | 60.3 | 3.91 |  |  |  | 42 | 900 | 850 | 1000 | 1650
0010291634 | AT_PROCESS | WST02-006-IA-00005-50-SS16 | C4B | 131242-WSD11-DR-P-6601.dgn | WST02 | 006 | IA | 00005 |  | 50 | SS16 | PIPELINE : WST02-006-IA-00005-50-SS16 | AME B36.19M | 1100 | PN16 | 40000 | 40000 | 40000 | 60.3 | 3.91 |  |  |  | 42 | 900 | 850 | 1000 | 1650
0010300625 | AT_PROCESS | WST02-006-IA-00101-15-SS16 | C4B | 131242-WST02-DR-P-6600.dgn | WST02 | 006 | IA | 00101 |  | 15 | SS16 | PIPELINE : WST02-006-IA-00101-15-SS16 | ASME B36.19M | 1600 | PN16 | 0.4 | 0 | 0.4 | 21.3 | 2.77 | N/A |  | N/A | 30 | 500 | 300 | 1000 | 1500
0010298366 | AT_PROCESS | WST02-006-IA-00101-50-SS16 | C4B | 131242-WST02-DR-P-6600.dgn | WST02 | 006 | IA | 00101 |  | 50 | SS16 | PIPELINE : WST02-006-IA-00101-50-SS16 | ASME B36.19M | 1600 | PN16 | 36.72 | 0 | 36.72 | 60.3 | 3.91 | N/A |  | N/A | 30 | 850 | 750 | 1000 | 1500
0010300680 | AT_PROCESS | WST02-006-IA-00102-15-SS16 | C4B | 131242-WST02-DR-P-6600.dgn | WST02 | 006 | IA | 00102 |  | 15 | SS16 | PIPELINE : WST02-006-IA-00102-15-SS16 | ASME B36.19M | 1600 | PN16 | 0.4 | 0 | 0.4 | 21.3 | 2.77 | N/A |  | N/A | 30 | 500 | 300 | 1000 | 1500
0010300689 | AT_PROCESS | WST02-006-IA-00103-15-SS16 | C4B | 131242-WST02-DR-P-6600.dgn | WST02 | 006 | IA | 00103 |  | 15 | SS16 | PIPELINE : WST02-006-IA-00103-15-SS16 | ASME B36.19M | 1600 | PN16 | 0.4 | 0 | 0.4 | 21.3 | 2.77 | N/A |  | N/A | 30 | 500 | 300 | 1000 | 1500
0010300639 | AT_PROCESS | WST02-006-IA-00104-15-SS16 | C4B | 131242-WST02-DR-P-6600.dgn | WST02 | 006 | IA | 00104 |  | 15 | SS16 | PIPELINE : WST02-006-IA-00104-15-SS16 | ASME B36.19M | 1600 | PN16 | 0.4 | 0 | 0.4 | 21.3 | 2.77 | N/A |  | N/A | 30 | 500 | 300 | 1000 | 1500
0010300639 | AT_PROCESS | WST02-006-IA-00104-15-SS16 | C4B | 131242-WST02-DR-P-6600.dgn | WST02 | 006 | IA | 00104 |  | 15 | SS16 | PIPELINE : WST02-006-IA-00104-15-SS16 | ASME B36.19M | 1600 | PN16 | 0.4 | 0 | 0.4 | 21.3 | 2.77 | N/A |  | N/A | 30 | 500 | 300 | 1000 | 1500
0010300666 | AT_PROCESS | WST02-006-IA-00111-15-SS16 | C4B | 131242-WST02-DR-P-6600.dgn | WST02 | 006 | IA | 00111 |  | 15 | SS16 | PIPELINE : WST02-006-IA-00111-15-SS16 | ASME B36.19M | 1600 | PN16 | 0.4 | 0 | 0.4 | 21.3 | 2.77 | N/A |  | N/A | 30 | 500 | 300 | 1000 | 1500
0010300666 | AT_PROCESS | WST02-006-IA-00111-15-SS16 | C4B | 131242-WST02-DR-P-6600.dgn | WST02 | 006 | IA | 00111 |  | 15 | SS16 | PIPELINE : WST02-006-IA-00111-15-SS16 | ASME B36.19M | 1600 | PN16 | 0.4 | 0 | 0.4 | 21.3 | 2.77 | N/A |  | N/A | 30 | 500 | 300 | 1000 | 1500
0010300665 | AT_PROCESS | WST02-006-IA-00112-15-SS16 | C4B | 131242-WST02-DR-P-6600.dgn | WST02 | 006 | IA | 00112 |  | 15 | SS16 | PIPELINE : WST02-006-IA-00112-15-SS16 | ASME B36.19M | 1600 | PN16 | 0.4 | 0 | 0.4 | 21.3 | 2.77 | N/A |  | N/A | 30 | 500 | 300 | 1000 | 1500
0010300661 | AT_PROCESS | WST02-006-IA-00113-15-SS16 | C4B | 131242-WST02-DR-P-6600.dgn | WST02 | 006 | IA | 00113 |  | 15 | SS16 | PIPELINE : WST02-006-IA-00113-15-SS16 | ASME B36.19M | 1600 | PN16 | 0.4 | 0 | 0.4 | 21.3 | 2.77 | N/A |  | N/A | 30 | 500 | 300 | 1000 | 1500
0010300629 | AT_PROCESS | WST02-006-IA-00120-15-SS16 | C4B | 131242-WST02-DR-P-6600.dgn | WST02 | 006 | IA | 00120 |  | 15 | SS16 | PIPELINE : WST02-006-IA-00120-15-SS16 | ASME B36.19M | 1600 | PN16 | 0.4 | 0 | 0.4 | 21.3 | 2.77 | N/A |  | N/A | 30 | 500 | 300 | 1000 | 1500
0010300679 | AT_PROCESS | WST02-006-IA-00121-15-SS16 | C4B | 131242-WST02-DR-P-6600.dgn | WST02 | 006 | IA | 00121 |  | 15 | SS16 | PIPELINE : WST02-006-IA-00121-15-SS16 | ASME B36.19M | 1600 | PN16 | 0.4 | 0 | 0.4 | 21.3 | 2.77 | N/A |  | N/A | 30 | 500 | 300 | 1000 | 1500
0010300654 | AT_PROCESS | WST02-006-IA-00122-15-SS16 | C4B | 131242-WST02-DR-P-6600.dgn | WST02 | 006 | IA | 00122 |  | 15 | SS16 | PIPELINE : WST02-006-IA-00122-15-SS16 | ASME B36.19M | 1600 | PN16 | 0.4 | 0 | 0.4 | 21.3 | 2.77 | N/A |  | N/A | 30 | 500 | 300 | 1000 | 1500
0010300650 | AT_PROCESS | WST02-006-IA-00123-15-SS16 | C4B | 131242-WST02-DR-P-6600.dgn | WST02 | 006 | IA | 00123 |  | 15 | SS16 | PIPELINE : WST02-006-IA-00123-15-SS16 | ASME B36.19M | 1600 | PN16 | 0.4 | 0 | 0.4 | 21.3 | 2.77 | N/A |  | N/A | 30 | 500 | 300 | 1000 | 1500
0010300653 | AT_PROCESS | WST02-006-IA-00124-15-SS16 | C4B | 131242-WST02-DR-P-6600.dgn | WST02 | 006 | IA | 00124 |  | 15 | SS16 | PIPELINE : WST02-006-IA-00124-15-SS16 | ASME B36.19M | 1600 | PN16 | 0.4 | 0 | 0.4 | 21.3 | 2.77 | N/A |  | N/A | 30 | 500 | 300 | 1000 | 1500
0010300676 | AT_PROCESS | WST02-006-IA-00125-15-SS16 | C4B | 131242-WST02-DR-P-6600.dgn | WST02 | 006 | IA | 00125 |  | 15 | SS16 | PIPELINE : WST02-006-IA-00125-15-SS16 | ASME B36.19M | 1600 | PN16 | 0.4 | 0 | 0.4 | 21.3 | 2.77 | N/A |  | N/A | 30 | 500 | 300 | 1000 | 1500
0010300692 | AT_PROCESS | WST02-006-IA-00126-15-SS16 | C4B | 131242-WST02-DR-P-6600.dgn | WST02 | 006 | IA | 00126 |  | 15 | SS16 | PIPELINE : WST02-006-IA-00126-15-SS16 | ASME B36.19M | 1600 | PN16 | 0.4 | 0 | 0.4 | 21.3 | 2.77 | N/A |  | N/A | 30 | 500 | 300 | 1000 | 1500
0010300694 | AT_PROCESS | WST02-006-IA-00127-15-SS16 | C4B | 131242-WST02-DR-P-6600.dgn | WST02 | 006 | IA | 00127 |  | 15 | SS16 | PIPELINE : WST02-006-IA-00127-15-SS16 | ASME B36.19M | 1600 | PN16 | 0.4 | 0 | 0.4 | 21.3 | 2.77 | N/A |  | N/A | 30 | 500 | 300 | 1000 | 1500
0010300633 | AT_PROCESS | WST02-006-IA-00130-15-SS16 | C4B | 131242-WST02-DR-P-6600.dgn | WST02 | 006 | IA | 00130 |  | 15 | SS16 | PIPELINE : WST02-006-IA-00130-15-SS16 | ASME B36.19M | 1600 | PN16 | 0.4 | 0 | 0.4 | 21.3 | 2.77 | N/A |  | N/A | 30 | 500 | 300 | 1000 | 1500
0010300675 | AT_PROCESS | WST02-006-IA-00131-15-SS16 | C4B | 131242-WST02-DR-P-6600.dgn | WST02 | 006 | IA | 00131 |  | 15 | SS16 | PIPELINE : WST02-006-IA-00131-15-SS16 | ASME B36.19M | 1600 | PN16 | 0.4 | 0 | 0.4 | 21.3 | 2.77 | N/A |  | N/A | 30 | 500 | 300 | 1000 | 1500
0010300687 | AT_PROCESS | WST02-006-IA-00132-15-SS16 | C4B | 131242-WST02-DR-P-6600.dgn | WST02 | 006 | IA | 00132 |  | 15 | SS16 | PIPELINE : WST02-006-IA-00132-15-SS16 | ASME B36.19M | 1600 | PN16 | 0.4 | 0 | 0.4 | 21.3 | 2.77 | N/A |  | N/A | 30 | 500 | 300 | 1000 | 1500
0010300644 | AT_PROCESS | WST02-006-IA-00133-15-SS16 | C4B | 131242-WST02-DR-P-6600.dgn | WST02 | 006 | IA | 00133 |  | 15 | SS16 | PIPELINE : WST02-006-IA-00133-15-SS16 | ASME B36.19M | 1600 | PN16 | 0.4 | 0 | 0.4 | 21.3 | 2.77 | N/A |  | N/A | 30 | 500 | 300 | 1000 | 1500
0010300645 | AT_PROCESS | WST02-006-IA-00134-15-SS16 | C4B | 131242-WST02-DR-P-6600.dgn | WST02 | 006 | IA | 00134 |  | 15 | SS16 | PIPELINE : WST02-006-IA-00134-15-SS16 | ASME B36.19M | 1600 | PN16 | 0.4 | 0 | 0.4 | 21.3 | 2.77 | N/A |  | N/A | 30 | 500 | 300 | 1000 | 1500
0010300663 | AT_PROCESS | WST02-006-IA-00135-15-SS16 | C4B | 131242-WST02-DR-P-6600.dgn | WST02 | 006 | IA | 00135 |  | 15 | SS16 | PIPELINE : WST02-006-IA-00135-15-SS16 | ASME B36.19M | 1600 | PN16 | 0.4 | 0 | 0.4 | 21.3 | 2.77 | N/A |  | N/A | 30 | 500 | 300 | 1000 | 1500
0010300656 | AT_PROCESS | WST02-006-IA-00136-15-SS16 | C4B | 131242-WST02-DR-P-6600.dgn | WST02 | 006 | IA | 00136 |  | 15 | SS16 | PIPELINE : WST02-006-IA-00136-15-SS16 | ASME B36.19M | 1600 | PN16 | 0.4 | 0 | 0.4 | 21.3 | 2.77 | N/A |  | N/A | 30 | 500 | 300 | 1000 | 1500
0010300658 | AT_PROCESS | WST02-006-IA-00137-15-SS16 | C4B | 131242-WST02-DR-P-6600.dgn | WST02 | 006 | IA | 00137 |  | 15 | SS16 | PIPELINE : WST02-006-IA-00137-15-SS16 | ASME B36.19M | 1600 | PN16 | 0.4 | 0 | 0.4 | 21.3 | 2.77 | N/A |  | N/A | 30 | 500 | 300 | 1000 | 1500
0010300637 | AT_PROCESS | WST02-006-IA-00140-15-SS16 | C4B | 131242-WST02-DR-P-6600.dgn | WST02 | 006 | IA | 00140 |  | 15 | SS16 | PIPELINE : WST02-006-IA-00140-15-SS16 | ASME B36.19M | 1600 | PN16 | 0.4 | 0 | 0.4 | 21.3 | 2.77 | N/A |  | N/A | 30 | 500 | 300 | 1000 | 1500
0010300702 | AT_PROCESS | WST02-006-IA-00141-15-SS16 | C4B | 131242-WST02-DR-P-6600.dgn | WST02 | 006 | IA | 00141 |  | 15 | SS16 | PIPELINE : WST02-006-IA-00141-15-SS16 | ASME B36.19M | 1600 | PN16 | 0.4 | 0 | 0.4 | 21.3 | 2.77 | N/A |  | N/A | 30 | 500 | 300 | 1000 | 1500
0010300704 | AT_PROCESS | WST02-006-IA-00142-15-SS16 | C4B | 131242-WST02-DR-P-6600.dgn | WST02 | 006 | IA | 00142 |  | 15 | SS16 | PIPELINE : WST02-006-IA-00142-15-SS16 | ASME B36.19M | 1600 | PN16 | 0.4 | 0 | 0.4 | 21.3 | 2.77 | N/A |  | N/A | 30 | 500 | 300 | 300 | 1500
0010300706 | AT_PROCESS | WST02-006-IA-00143-15-SS16 | C4B | 131242-WST02-DR-P-6600.dgn | WST02 | 006 | IA | 00143 |  | 15 | SS16 | PIPELINE : WST02-006-IA-00143-15-SS16 | ASME B36.19M | 1600 | PN16 | 0.4 | 0 | 0.4 | 21.3 | 2.77 | N/A |  | N/A | 30 | 500 | 300 | 1000 | 1500
0010300708 | AT_PROCESS | WST02-006-IA-00144-15-SS16 | C4B | 131242-WST02-DR-P-6600.dgn | WST02 | 006 | IA | 00144 |  | 15 | SS16 | PIPELINE : WST02-006-IA-00144-15-SS16 | ASME B36.19M | 1600 | PN16 | 0.4 | 0 | 0.4 | 21.3 | 2.77 | N/A |  | N/A | 30 | 500 | 300 | 1000 | 1500
0010300710 | AT_PROCESS | WST02-006-IA-00145-15-SS16 | C4B | 131242-WST02-DR-P-6600.dgn | WST02 | 006 | IA | 00145 |  | 15 | SS16 | PIPELINE : WST02-006-IA-00145-15-SS16 | ASME B36.19M | 1600 | PN16 | 0.4 | 0 | 0.4 | 21.3 | 2.77 | N/A |  | N/A | 30 | 500 | 300 | 1000 | 1500
0010300712 | AT_PROCESS | WST02-006-IA-00146-15-SS16 | C4B | 131242-WST02-DR-P-6600.dgn | WST02 | 006 | IA | 00146 |  | 15 | SS16 | PIPELINE : WST02-006-IA-00146-15-SS16 | ASME B36.19M | 1600 | PN16 | 0.4 | 0 | 0.4 | 21.3 | 2.77 | N/A |  | N/A | 30 | 500 | 300 | 1000 | 1500
0010300714 | AT_PROCESS | WST02-006-IA-00147-15-SS16 | C4B | 131242-WST02-DR-P-6600.dgn | WST02 | 006 | IA | 00147 |  | 15 | SS16 | PIPELINE : WST02-006-IA-00147-15-SS16 | ASME B36.19M | 1600 | PN16 | 0.4 | 0 | 0.4 | 21.3 | 2.77 | N/A |  | N/A | 30 | 500 | 300 | 1000 | 1500
0010300635 | AT_PROCESS | WST02-006-IA-00150-15-SS16 | C4B | 131242-WST02-DR-P-6600.dgn | WST02 | 006 | IA | 00150 |  | 15 | SS16 | PIPELINE : WST02-006-IA-00150-15-SS16 | ASME B36.19M | 1600 | PN16 | 0.4 | 0 | 0.4 | 21.3 | 2.77 | N/A |  | N/A | 30 | 500 | 300 | 1000 | 1500
0010300716 | AT_PROCESS | WST02-006-IA-00151-15-SS16 | C4B | 131242-WST02-DR-P-6600.dgn | WST02 | 006 | IA | 00151 |  | 15 | SS16 | PIPELINE : WST02-006-IA-00151-15-SS16 | ASME B36.19M | 1600 | PN16 | 0.4 | 0 | 0.4 | 21.3 | 2.77 | N/A |  | N/A | 30 | 500 | 300 | 1000 | 1500
0010300718 | AT_PROCESS | WST02-006-IA-00152-15-SS16 | C4B | 131242-WST02-DR-P-6600.dgn | WST02 | 006 | IA | 00152 |  | 15 | SS16 | PIPELINE : WST02-006-IA-00152-15-SS16 | ASME B36.19M | 1600 | PN16 | 0.4 | 0 | 0.4 | 21.3 | 2.77 | N/A |  | N/A | 30 | 500 | 300 | 1000 | 1500
0010300720 | AT_PROCESS | WST02-006-IA-00153-15-SS16 | C4B | 131242-WST02-DR-P-6600.dgn | WST02 | 006 | IA | 00153 |  | 15 | SS16 | PIPELINE : WST02-006-IA-00153-15-SS16 | ASME B36.19M | 1600 | PN16 | 0.4 | 0 | 0.4 | 21.3 | 2.77 | N/A |  | N/A | 30 | 500 | 300 | 1000 | 1500
0010300722 | AT_PROCESS | WST02-006-IA-00154-15-SS16 | C4B | 131242-WST02-DR-P-6600.dgn | WST02 | 006 | IA | 00154 |  | 15 | SS16 | PIPELINE : WST02-006-IA-00154-15-SS16 | ASME B36.19M | 1600 | PN16 | 0.4 | 0 | 0.4 | 21.3 | 2.77 | N/A |  | N/A | 30 | 500 | 300 | 1000 | 1500
0010300724 | AT_PROCESS | WST02-006-IA-00155-15-SS16 | C4B | 131242-WST02-DR-P-6600.dgn | WST02 | 006 | IA | 00155 |  | 15 | SS16 | PIPELINE : WST02-006-IA-00155-15-SS16 | ASME B36.19M | 1600 | PN16 | 0.4 | 0 | 0.4 | 21.3 | 2.77 | N/A |  | N/A | 30 | 500 | 300 | 1000 | 1500
0010300685 | AT_PROCESS | WST02-006-IA-00156-15-SS16 | C4B | 131242-WST02-DR-P-6600.dgn | WST02 | 006 | IA | 00156 |  | 15 | SS16 | PIPELINE : WST02-006-IA-00156-15-SS16 | ASME B36.19M | 1600 | PN16 | 0.4 | 0 | 0.4 | 21.3 | 2.77 | N/A |  | N/A | 30 | 500 | 300 | 1000 | 1500
0010300683 | AT_PROCESS | WST02-006-IA-00157-15-SS16 | C4B | 131242-WST02-DR-P-6600.dgn | WST02 | 006 | IA | 00157 |  | 15 | SS16 | PIPELINE : WST02-006-IA-00157-15-SS16 | ASME B36.19M | 1600 | PN16 | 0.4 | 0 | 0.4 | 21.3 | 2.77 | N/A |  | N/A | 30 | 500 | 300 | 1000 | 1500
0010311824 | AT_PROCESS | WST02-008-PD-00101-110-HDPE | C4B | 131242-WST02-DR-P-6006.dgn | WST02 | 008 | PD | 00101 |  | 110 | HDPE | AMX REACTOR 2 VALVE CHAMBER DRAIN | BS EN 12201 | 1000 | PN10 | 0 | 0 | 16200 | 110 | 10 |  |  |  | 38 | 0 | 0 | 15 | 100
0010311824 | AT_PROCESS | WST02-008-PD-00101-110-HDPE | C4B | 131242-WST02-DR-P-6300.dgn | WST02 | 008 | PD | 00101 |  | 110 | HDPE | AMX REACTOR 2 VALVE CHAMBER DRAIN | BS EN 12201 | 1000 | PN10 | 0 | 0 | 16200 | 110 | 10 |  |  |  | 38 | 0 | 0 | 15 | 100
0010267051 | AT_PROCESS | WST02-008-PD-00102-450-HDPE | C4B | 131242-WST02-DR-P-6300.dgn | WST02 | 008 | PD | 00102 |  | 450 | HDPE | PLANT DRAIN MAIN 00102 | BS EN 12201 | 1000 | PN10 | 0 | 0 | 545000 | 450 | 40.9 |  |  |  | 38 | 0 | 0 | 55 | 100
0010267094 | AT_PROCESS | WST02-008-PD-00103-450-HDPE | C4B | 131242-WST02-DR-P-6300.dgn | WST02 | 008 | PD | 00103 |  | 450 | HDPE | PLANT DRAIN MAIN 00103 | BS EN 12201 | 1000 | PN10 | 0 | 0 | 545000 | 450 | 40.9 |  |  |  | 38 | 0 | 0 | 30 | 100
0010267112 | AT_PROCESS | WST02-008-PD-00104-450-HDPE | C4B | 131242-WST02-DR-P-6300.dgn | WST02 | 008 | PD | 00104 |  | 450 | HDPE | PLANT DRAIN MAIN 00104 | BS EN 12201 | 1000 | PN10 | 0 | 0 | 647000 | 450 | 40.9 |  |  |  | 38 | 0 | 0 | 37 | 100
0010267662 | AT_PROCESS | WST02-008-PD-00105-300-DIPU | C4B | 131242-WST02-DR-P-6300.dgn | WST02 | 008 | PD | 00105 |  | 300 | DIPU | TO TWRP SEWER TIE IN POINT | BS EN 598 | 1000 | PN10 | 0 | 0 | 651095 | 355 | 40.9 | POLYURETHANE LINED |  |  | 28 | 0 | 0 | 40 | 100
0010267029 | AT_PROCESS | WST02-008-PD-00105-450-HDPE | C4B | 131242-WST02-DR-P-6300.dgn | WST02 | 008 | PD | 00105 |  | 450 | HDPE | PLANT DRAIN MAIN 00105 | BS EN 12201 | 1000 | PN10 | 0 | 0 | 651100 | 450 | 40.9 |  |  |  | 38 | 0 | 0 | 40 | 100
0010297813 | AT_PROCESS | WST02-008-PD-00106-100-CSEL | C4B | 131242-WST02-DR-P-6300.dgn | WST02 | 008 | PD | 00106 |  | 100 | CSEL | SLUDGE COMPARTMENT DRAIN | ASME B36.10M | 1000 | PN10 | 0 | 0 | 138200 | 114.3 | 6.02 | FUSION BONDED EPOXY LINED |  |  | 38 | 22 | 0 | 25 | 100
0010297813 | AT_PROCESS | WST02-008-PD-00106-100-CSEL | C4B | 131242-WST02-DR-P-6011.dgn | WST02 | 008 | PD | 00106 |  | 100 | CSEL | SLUDGE COMPARTMENT DRAIN | ASME B36.10M | 1000 | PN10 | 0 | 0 | 138200 | 114.3 | 6.02 | FUSION BONDED EPOXY LINED |  |  | 38 | 22 | 0 | 25 | 100
0010267024 | AT_PROCESS | WST02-008-PD-00106-450-HDPE | C4B | 131242-WST02-DR-P-6300.dgn | WST02 | 008 | PD | 00106 |  | 450 | HDPE | PLANT DRAIN MIAN 00106 | BS EN 12201 | 1000 | PN10 | 0 | 0 | 645000 | 450 | 40.9 |  |  |  | 38 | 0 | 0 | 35 | 100
0010267009 | AT_PROCESS | WST02-008-PD-00107-450-HDPE | C4B | 131242-WST02-DR-P-6300.dgn | WST02 | 008 | PD | 00107 |  | 450 | HDPE | PLANT DRAIN MAIN 00107 | BS EN 12201 | 1000 | PN10 | 0 | 0 | 545000 | 450 | 40.9 |  |  |  | 38 | 0 | 0 | 28 | 100
0010267130 | AT_PROCESS | WST02-008-PD-00108-450-HDPE | C4B | 131242-WST02-DR-P-6300.dgn | WST02 | 008 | PD | 00108 |  | 450 | HDPE | PLANT DRAIN MAIN 00108 | BS EN 12201 | 1000 | PN10 | 0 | 0 | 560000 | 450 | 40.9 |  |  |  | 38 | 0 | 0 | 55 | 100
0010310752 | AT_PROCESS | WST02-008-PD-00109-160-HDPE | C4B | 131242-WST02-DR-P-6300.dgn | WST02 | 008 | PD | 00109 |  | 160 | HDPE | PIPELINE : WST02-008-PD-00109-160-HDPE | BS EN 12201 | 1000 | PN10 | 0 | 0 | 20000 | 160 | 14.6 | N/A |  | N/A | 25 | 0 | 0 | 12.5 | 100
0010310752 | AT_PROCESS | WST02-008-PD-00109-160-HDPE | C4B | 131242-WST02-DR-P-6014.dgn | WST02 | 008 | PD | 00109 |  | 160 | HDPE | PIPELINE : WST02-008-PD-00109-160-HDPE | BS EN 12201 | 1000 | PN10 | 0 | 0 | 20000 | 160 | 14.6 | N/A |  | N/A | 25 | 0 | 0 | 12.5 | 100
0010267016 | AT_PROCESS | WST02-008-PD-00110-110-HDPE | C4B | 131242-WST02-DR-P-6300.dgn | WST02 | 008 | PD | 00110 |  | 110 | HDPE | PIPELINE : WST02-008-PD-00110-110-HDPE | BS EN 12201 | 1000 | PN10 | 0 | 0 | 16200 | 110 | 10 |  |  |  | 38 | 0 | 0 | 15 | 100
0010267016 | AT_PROCESS | WST02-008-PD-00110-110-HDPE | C4B | 131242-WST02-DR-P-6007.dgn | WST02 | 008 | PD | 00110 |  | 110 | HDPE | PIPELINE : WST02-008-PD-00110-110-HDPE | BS EN 12201 | 1000 | PN10 | 0 | 0 | 16200 | 110 | 10 |  |  |  | 38 | 0 | 0 | 15 | 100
0010310746 | AT_PROCESS | WST02-008-PD-00111-160-HDPE | C4B | 131242-WST02-DR-P-6300.dgn | WST02 | 008 | PD | 00111 |  | 160 | HDPE | DISCHARGE TRANSFER P DRAIN | BS EN 12201 | 1000 | PN10 | 0 | 0 | 35800 | 160 | 14.6 |  |  |  | 38 | 0 | 0 | 15 | 100
0010310746 | AT_PROCESS | WST02-008-PD-00111-160-HDPE | C4B | 131242-WST02-DR-P-6012.dgn | WST02 | 008 | PD | 00111 |  | 160 | HDPE | DISCHARGE TRANSFER P DRAIN | BS EN 12201 | 1000 | PN10 | 0 | 0 | 35800 | 160 | 14.6 |  |  |  | 38 | 0 | 0 | 15 | 100
0010266908 | AT_PROCESS | WST02-008-PD-00111-200-CPVC | C4B | 131242-WST02-DR-P-6300.dgn | WST02 | 008 | PD | 00111 |  | 200 | CPVC | CHEMICAL AREA DRAIN MAIN | ASTM F441 | 1000 | PN10 | 0 | 0 | 81400 | 219 | 12.7 |  |  |  | 28 | 0 | 0 | 0 | 100
0010266908 | AT_PROCESS | WST02-008-PD-00111-200-CPVC | C4B | 131242-WST02-DR-P-6301.dgn | WST02 | 008 | PD | 00111 |  | 200 | CPVC | CHEMICAL AREA DRAIN MAIN | ASTM F441 | 1000 | PN10 | 0 | 0 | 81400 | 219 | 12.7 |  |  |  | 28 | 0 | 0 | 0 | 100
0010307381 | AT_PROCESS | WST02-008-PD-00120-315-HDPE | C4B | 131242-WST02-DR-P-6300.dgn | WST02 | 008 | PD | 00120 |  | 315 | HDPE | SLUDGE COMPARTMENT OVERFLOW 1 TO DRAIN MAIN | BS EN 12201 | 1000 | PN10 | 0 | 0 | 20000 | 315 | 28.6 |  |  |  | 38 | 0 | 0 | 55 | 100
0010307386 | AT_PROCESS | WST02-008-PD-00121-315-HDPE | C4B | 131242-WST02-DR-P-6300.dgn | WST02 | 008 | PD | 00121 |  | 315 | HDPE | SLUDGE COMPARTMENT OVERFLOW 2 TO DRAIN MAIN | BS EN 12201 | 1000 | PN10 | 0 | 0 | 20000 | 315 | 28.6 |  |  |  | 38 | 0 | 0 | 55 | 100
0010260802 | AT_PROCESS | WST02-008-PD-00205-150-CPVC | C4B | 131242-WST02-DR-P-6300.dgn | WST02 | 008 | PD | 00205 |  | 150 | CPVC | PIPELINE : WST02-008-PD-00205-150-CPVC | ASTM F441 | 1000 | PN10 | 0 | 0 | 29900 | 168 | 11 |  |  |  | 28 | 0 | 0 | 10 | 100
0010260802 | AT_PROCESS | WST02-008-PD-00205-150-CPVC | C4B | 131242-WST02-DR-P-6015.dgn | WST02 | 008 | PD | 00205 |  | 150 | CPVC | PIPELINE : WST02-008-PD-00205-150-CPVC | ASTM F441 | 1000 | PN10 | 0 | 0 | 29900 | 168 | 11 |  |  |  | 28 | 0 | 0 | 10 | 100
0010266985 | AT_PROCESS | WST02-008-PD-00208-100-CPVC | C4B | 131242-WST02-DR-P-6300.dgn | WST02 | 008 | PD | 00208 |  | 100 | CPVC | PIPELINE : WST02-008-PD-00208-100-CPVC | ASTM F441 | 1000 | PN10 | 0 | 0 | 190 | 114 | 8.56 |  |  |  | 28 | 0 | 0 | 15 | 100
0010266985 | AT_PROCESS | WST02-008-PD-00208-100-CPVC | C4B | 131242-WST02-DR-P-6015.dgn | WST02 | 008 | PD | 00208 |  | 100 | CPVC | PIPELINE : WST02-008-PD-00208-100-CPVC | ASTM F441 | 1000 | PN10 | 0 | 0 | 190 | 114 | 8.56 |  |  |  | 28 | 0 | 0 | 15 | 100
0010260867 | AT_PROCESS | WST02-008-PD-00211-100-CPVC | C4B | 131242-WST02-DR-P-6301.dgn | WST02 | 008 | PD | 00211 |  | 100 | CPVC | PIPELINE : WST02-008-PD-00211-100-CPVC | ASTM F441 | 1000 | PN10 | 0 | 0 | 41300 | 114 | 8.56 | N/A |  | N/A | 28 | 0 | 0 | 0 | 100
0010260867 | AT_PROCESS | WST02-008-PD-00211-100-CPVC | C4B | 131242-WST02-DR-P-6015.dgn | WST02 | 008 | PD | 00211 |  | 100 | CPVC | PIPELINE : WST02-008-PD-00211-100-CPVC | ASTM F441 | 1000 | PN10 | 0 | 0 | 41300 | 114 | 8.56 | N/A |  | N/A | 28 | 0 | 0 | 0 | 100
0010266931 | AT_PROCESS | WST02-008-PD-00212-100-CPVC | C4B | 131242-WST02-DR-P-6301.dgn | WST02 | 008 | PD | 00212 |  | 100 | CPVC | PIPELINE : WST02-008-PD-00212-100-CPVC | ASTM F441 | 1000 | PN10 | 0 | 0 | 190 | 114 | 8.56 | N/A |  | N/A | 28 | 0 | 0 | 15 | 100
0010266931 | AT_PROCESS | WST02-008-PD-00212-100-CPVC | C4B | 131242-WST02-DR-P-6015.dgn | WST02 | 008 | PD | 00212 |  | 100 | CPVC | PIPELINE : WST02-008-PD-00212-100-CPVC | ASTM F441 | 1000 | PN10 | 0 | 0 | 190 | 114 | 8.56 | N/A |  | N/A | 28 | 0 | 0 | 15 | 100
0010257035 | AT_PROCESS | WST02-008-PD-00221-100-CPVC | C4B | 131242-WST02-DR-P-6016.dgn | WST02 | 008 | PD | 00221 |  | 100 | CPVC | PIPELINE : WST02-008-PD-00221-100-CPVC | ASTM F441 | 1000 | PN10 | 0 | 0 | 81400 | 114 | 8.56 | N/A |  | N/A | 28 | 0 | 0 | 25 | 100
0010257035 | AT_PROCESS | WST02-008-PD-00221-100-CPVC | C4B | 131242-WST02-DR-P-6301.dgn | WST02 | 008 | PD | 00221 |  | 100 | CPVC | PIPELINE : WST02-008-PD-00221-100-CPVC | ASTM F441 | 1000 | PN10 | 0 | 0 | 81400 | 114 | 8.56 | N/A |  | N/A | 28 | 0 | 0 | 25 | 100
0010266933 | AT_PROCESS | WST02-008-PD-00222-100-CPVC | C4B | 131242-WST02-DR-P-6016.dgn | WST02 | 008 | PD | 00222 |  | 100 | CPVC | PIPELINE : WST02-008-PD-00222-100-CPVC | ASTM F441 | 1000 | PN10 | 0 | 0 | 190 | 114 | 8.56 | N/A |  | N/A | 28 | 0 | 0 | 15 | 100
0010266933 | AT_PROCESS | WST02-008-PD-00222-100-CPVC | C4B | 131242-WST02-DR-P-6301.dgn | WST02 | 008 | PD | 00222 |  | 100 | CPVC | PIPELINE : WST02-008-PD-00222-100-CPVC | ASTM F441 | 1000 | PN10 | 0 | 0 | 190 | 114 | 8.56 | N/A |  | N/A | 28 | 0 | 0 | 15 | 100
0010257801 | AT_PROCESS | WST02-008-PD-00231-100-CPVC | C4B | 131242-WST02-DR-P-6301.dgn | WST02 | 008 | PD | 00231 |  | 100 | CPVC | PIPELINE : WST02-008-PD-00231-100-CPVC | ASTM F441 | 1000 | PN10 | 0 | 0 | 29900 | 114 | 8.56 | N/A |  | N/A | 28 | 0 | 0 | 0 | 100
0010257801 | AT_PROCESS | WST02-008-PD-00231-100-CPVC | C4B | 131242-WST02-DR-P-6018.dgn | WST02 | 008 | PD | 00231 |  | 100 | CPVC | PIPELINE : WST02-008-PD-00231-100-CPVC | ASTM F441 | 1000 | PN10 | 0 | 0 | 29900 | 114 | 8.56 | N/A |  | N/A | 28 | 0 | 0 | 0 | 100
0010258618 | AT_PROCESS | WST02-008-PD-00241-100-CPVC | C4B | 131242-WST02-DR-P-6019.dgn | WST02 | 008 | PD | 00241 |  | 100 | CPVC | PIPELINE : WST02-008-PD-00241-100-CPVC | ASTM F441 | 1000 | PN10 | 0 | 0 | 29900 | 114 | 8.56 | N/A |  | N/A | 28 | 0 | 0 | 0 | 100
0010258618 | AT_PROCESS | WST02-008-PD-00241-100-CPVC | C4B | 131242-WST02-DR-P-6301.dgn | WST02 | 008 | PD | 00241 |  | 100 | CPVC | PIPELINE : WST02-008-PD-00241-100-CPVC | ASTM F441 | 1000 | PN10 | 0 | 0 | 29900 | 114 | 8.56 | N/A |  | N/A | 28 | 0 | 0 | 0 | 100
0010266921 | AT_PROCESS | WST02-008-PD-00242-100-CPVC | C4B | 131242-WST02-DR-P-6301.dgn | WST02 | 008 | PD | 00242 |  | 100 | CPVC | PIPELINE : WST02-008-PD-00242-100-CPVC | ASTM F441 | 1000 | PN10 | 0 | 0 | 190 | 114 | 8.56 | N/A |  | N/A | 28 | 0 | 0 | 15 | 100
0010266921 | AT_PROCESS | WST02-008-PD-00242-100-CPVC | C4B | 131242-WST02-DR-P-6019.dgn | WST02 | 008 | PD | 00242 |  | 100 | CPVC | PIPELINE : WST02-008-PD-00242-100-CPVC | ASTM F441 | 1000 | PN10 | 0 | 0 | 190 | 114 | 8.56 | N/A |  | N/A | 28 | 0 | 0 | 15 | 100
0010257989 | AT_PROCESS | WST02-008-PD-00251-100-CPVC | C4B | 131242-WST02-DR-P-6020.dgn | WST02 | 008 | PD | 00251 |  | 100 | CPVC | PIPELINE : WST02-008-PD-00251-100-CPVC | ASTM F441 | 1000 | PN10 | 0 | 0 | 29900 | 114 | 8.56 | N/A |  | N/A | 28 | 0 | 0 | 15 | 100
0010257989 | AT_PROCESS | WST02-008-PD-00251-100-CPVC | C4B | 131242-WST02-DR-P-6301.dgn | WST02 | 008 | PD | 00251 |  | 100 | CPVC | PIPELINE : WST02-008-PD-00251-100-CPVC | ASTM F441 | 1000 | PN10 | 0 | 0 | 29900 | 114 | 8.56 | N/A |  | N/A | 28 | 0 | 0 | 15 | 100
0010266926 | AT_PROCESS | WST02-008-PD-00252-100-CPVC | C4B | 131242-WST02-DR-P-6020.dgn | WST02 | 008 | PD | 00252 |  | 100 | CPVC | PIPELINE : WST02-008-PD-00252-100-CPVC | ASTM F441 | 1000 | PN10 | 0 | 0 | 380 | 114 | 8.56 | N/A |  | N/A | 28 | 0 | 0 | 15 | 100
0010266926 | AT_PROCESS | WST02-008-PD-00252-100-CPVC | C4B | 131242-WST02-DR-P-6301.dgn | WST02 | 008 | PD | 00252 |  | 100 | CPVC | PIPELINE : WST02-008-PD-00252-100-CPVC | ASTM F441 | 1000 | PN10 | 0 | 0 | 380 | 114 | 8.56 | N/A |  | N/A | 28 | 0 | 0 | 15 | 100
0010266935 | AT_PROCESS | WST02-008-PD-00261-100-CPVC | C4B | 131242-WST02-DR-P-6301.dgn | WST02 | 008 | PD | 00261 |  | 100 | CPVC | SAFETY SHOWER AND EYEWASH STATION 1 DRAIN | ASTM F441 | 1000 | PN10 | 0 | 0 | 4540 | 114 | 8.56 |  |  |  | 28 | 0 | 0 | 0 | 100
0010266935 | AT_PROCESS | WST02-008-PD-00261-100-CPVC | C4B | 131242-WST02-DR-P-6500.dgn | WST02 | 008 | PD | 00261 |  | 100 | CPVC | SAFETY SHOWER AND EYEWASH STATION 1 DRAIN | ASTM F441 | 1000 | PN10 | 0 | 0 | 4540 | 114 | 8.56 |  |  |  | 28 | 0 | 0 | 0 | 100
0010266923 | AT_PROCESS | WST02-008-PD-00262-100-CPVC | C4B | 131242-WST02-DR-P-6301.dgn | WST02 | 008 | PD | 00262 |  | 100 | CPVC | SAFETY SHOWER AND EYEWASH STATION 3 DRAIN | ASTM F441 | 1000 | PN10 | 0 | 0 | 4540 | 114 | 8.56 |  |  |  | 28 | 0 | 0 | 0 | 100
0010266923 | AT_PROCESS | WST02-008-PD-00262-100-CPVC | C4B | 131242-WST02-DR-P-6500.dgn | WST02 | 008 | PD | 00262 |  | 100 | CPVC | SAFETY SHOWER AND EYEWASH STATION 3 DRAIN | ASTM F441 | 1000 | PN10 | 0 | 0 | 4540 | 114 | 8.56 |  |  |  | 28 | 0 | 0 | 0 | 100
0010266769 | AT_PROCESS | WST02-008-PD-01101-110-HDPE | C4B | 131242-WST02-DR-P-6300.dgn | WST02 | 008 | PD | 01101 |  | 110 | HDPE | DISCHARGE WET WELL 1 DRAIN | BS EN 12201 | 1000 | PN10 | 0 | 0 | 158200 | 110 | 10 |  |  |  | 38 | 0 | 0 | 55 | 100
0010266769 | AT_PROCESS | WST02-008-PD-01101-110-HDPE | C4B | 131242-WST02-DR-P-6011.dgn | WST02 | 008 | PD | 01101 |  | 110 | HDPE | DISCHARGE WET WELL 1 DRAIN | BS EN 12201 | 1000 | PN10 | 0 | 0 | 158200 | 110 | 10 |  |  |  | 38 | 0 | 0 | 55 | 100
0010267118 | AT_PROCESS | WST02-008-PD-01102-315-HDPE | C4B | 131242-WST02-DR-P-6300.dgn | WST02 | 008 | PD | 01102 |  | 315 | HDPE | DISCHARGE WET WELL 1 OVERFLOW TO DRAIN | BS EN 12201 | 1000 | PN10 | 0 | 0 | 545000 | 315 | 28.6 |  |  |  | 38 | 0 | 0 | 55 | 100
0010266856 | AT_PROCESS | WST02-008-PD-01201-110-HDPE | C4B | 131242-WST02-DR-P-6300.dgn | WST02 | 008 | PD | 01201 |  | 110 | HDPE | DISCHARGE WET WELL 2 DRAIN | BS EN 12201 | 1000 | PN10 | 0 | 0 | 158200 | 110 | 10 |  |  |  | 38 | 0 | 0 | 55 | 100
0010266856 | AT_PROCESS | WST02-008-PD-01201-110-HDPE | C4B | 131242-WST02-DR-P-6011.dgn | WST02 | 008 | PD | 01201 |  | 110 | HDPE | DISCHARGE WET WELL 2 DRAIN | BS EN 12201 | 1000 | PN10 | 0 | 0 | 158200 | 110 | 10 |  |  |  | 38 | 0 | 0 | 55 | 100
0010267179 | AT_PROCESS | WST02-008-PD-01202-315-HDPE | C4B | 131242-WST02-DR-P-6300.dgn | WST02 | 008 | PD | 01202 |  | 315 | HDPE | DISCHARGE WET WELL 2 OVERFLOW TO DRAIN | BS EN 12201 | 1000 | PN10 | 0 | 0 | 545000 | 315 | 28.6 |  |  |  | 38 | 0 | 0 | 55 | 100
0010332591 | AT_PROCESS | WST02-008-PD-02101-110-HDPE | C4B | 131242-WST02-DR-P-6005.dgn | WST02 | 008 | PD | 02101 |  | 110 | HDPE | PIPELINE : WST02-008-PD-02101-110-HDPE | BS EN 12201 | 1000 | PN10 | 0 | 0 | 259400 | 110 | 10 |  |  |  | 38 | 70 | 60 | 95 | 200
0010332591 | AT_PROCESS | WST02-008-PD-02101-110-HDPE | C4B | 131242-WST02-DR-P-6300.dgn | WST02 | 008 | PD | 02101 |  | 110 | HDPE | PIPELINE : WST02-008-PD-02101-110-HDPE | BS EN 12201 | 1000 | PN10 | 0 | 0 | 259400 | 110 | 10 |  |  |  | 38 | 70 | 60 | 95 | 200
0010267183 | AT_PROCESS | WST02-008-PD-02102-200-HDPE | C4B | 131242-WST02-DR-P-6300.dgn | WST02 | 008 | PD | 02102 |  | 200 | HDPE | AMX REACTOR 1 OVERFLOW UNDERGROUND | BS EN 12201 | 1000 | PN10 | 0 | 0 | 233600 | 200 | 18.1 |  |  |  | 38 | 0 | 0 | 0 | 100
0010267140 | AT_PROCESS | WST02-008-PD-02102-315-HDPE | C4B | 131242-WST02-DR-P-6300.dgn | WST02 | 008 | PD | 02102 |  | 315 | HDPE | AMX REACTOR 1 OVERFLOW TO DRAIN MAIN | BS EN 12201 | 1000 | PN10 | 0 | 0 | 233600 | 315 | 28.6 |  |  |  | 38 | 0 | 0 | 55 | 100
0010255420 | AT_PROCESS | WST02-008-PD-02201-110-HDPE | C4B | 131242-WST02-DR-P-6300.dgn | WST02 | 008 | PD | 02201 |  | 110 | HDPE | AMX REACTOR 2 DRAIN | BS EN 12201 | 1000 | PN10 | 0 | 0 | 259400 | 110 | 10 |  |  |  | 38 | 70 | 60 | 95 | 200
0010255420 | AT_PROCESS | WST02-008-PD-02201-110-HDPE | C4B | 131242-WST02-DR-P-6006.dgn | WST02 | 008 | PD | 02201 |  | 110 | HDPE | AMX REACTOR 2 DRAIN | BS EN 12201 | 1000 | PN10 | 0 | 0 | 259400 | 110 | 10 |  |  |  | 38 | 70 | 60 | 95 | 200
0010267122 | AT_PROCESS | WST02-008-PD-02202-200-HDPE | C4B | 131242-WST02-DR-P-6300.dgn | WST02 | 008 | PD | 02202 |  | 200 | HDPE | AMX REACTOR 2 OVERFLOW UNDERGROUND | BS EN 12201 | 1000 | PN10 | 0 | 0 | 233600 | 200 | 18.1 |  |  |  | 38 | 0 | 0 | 0 | 100
0010267770 | AT_PROCESS | WST02-008-PD-02202-315-HDPE | C4B | 131242-WST02-DR-P-6300.dgn | WST02 | 008 | PD | 02202 |  | 315 | HDPE | AMX REACTOR 2 OVERFLOW TO DRAIN MAIN | BS EN 12201 | 1000 | PN10 | 0 | 0 | 233600 | 315 | 28.6 |  |  |  | 38 | 0 | 0 | 91 | 200
0010255697 | AT_PROCESS | WST02-008-PD-02301-110-HDPE | C4B | 131242-WST02-DR-P-6300.dgn | WST02 | 008 | PD | 02301 |  | 110 | HDPE | PIPELINE : WST02-008-PD-02301-110-HDPE | BS EN 12201 | 1000 | PN10 | 0 | 0 | 259400 | 110 | 10 |  |  |  | 38 | 70 | 60 | 75 | 200
0010255697 | AT_PROCESS | WST02-008-PD-02301-110-HDPE | C4B | 131242-WST02-DR-P-6007.dgn | WST02 | 008 | PD | 02301 |  | 110 | HDPE | PIPELINE : WST02-008-PD-02301-110-HDPE | BS EN 12201 | 1000 | PN10 | 0 | 0 | 259400 | 110 | 10 |  |  |  | 38 | 70 | 60 | 75 | 200
0010267115 | AT_PROCESS | WST02-008-PD-02302-200-HDPE | C4B | 131242-WST02-DR-P-6300.dgn | WST02 | 008 | PD | 02302 |  | 200 | HDPE | AMX REACTOR 3 OVERFLOW UNDERGROUND | BS EN 12201 | 1000 | PN10 | 0 | 0 | 233600 | 200 | 18.1 |  |  |  | 38 | 0 | 0 | 0 | 100
0010267048 | AT_PROCESS | WST02-008-PD-02302-315-HDPE | C4B | 131242-WST02-DR-P-6300.dgn | WST02 | 008 | PD | 02302 |  | 315 | HDPE | AMX REACTOR 3 OVERFLOW TO DRAIN | BS EN 12201 | 1000 | PN10 | 0 | 0 | 233600 | 315 | 28.6 |  |  |  | 38 | 0 | 0 | 91 | 200
0010299117 | AT_PROCESS | WST02-008-PD-02401-110-HDPE | C4B | 131242-WST02-DR-P-6300.dgn | WST02 | 008 | PD | 02401 |  | 110 | HDPE | PIPELINE : WST02-008-PD-02401-110-HDPE | BS EN 12201 | 1000 | PN10 | 0 | 0 | 16200 | 110 | 10 |  |  |  | 38 | 0 | 0 | 95 | 200
0010299117 | AT_PROCESS | WST02-008-PD-02401-110-HDPE | C4B | 131242-WST02-DR-P-6008.dgn | WST02 | 008 | PD | 02401 |  | 110 | HDPE | PIPELINE : WST02-008-PD-02401-110-HDPE | BS EN 12201 | 1000 | PN10 | 0 | 0 | 16200 | 110 | 10 |  |  |  | 38 | 0 | 0 | 95 | 200
0010266981 | AT_PROCESS | WST02-008-PD-02402-200-HDPE | C4B | 131242-WST02-DR-P-6300.dgn | WST02 | 008 | PD | 02402 |  | 200 | HDPE | AMX REACTOR 4 OVERFLOW UNDERGROUND | BS EN 12201 | 1000 | PN10 | 0 | 0 | 233600 | 200 | 18.1 |  |  |  | 38 | 0 | 0 | 0 | 100
0010266979 | AT_PROCESS | WST02-008-PD-02402-315-HDPE | C4B | 131242-WST02-DR-P-6300.dgn | WST02 | 008 | PD | 02402 |  | 315 | HDPE | AMX REACTOR 4 OVERFLOW TO DRAIN | BS EN 12201 | 1000 | PN10 | 0 | 0 | 233600 | 315 | 28.6 |  |  |  | 38 | 0 | 0 | 91 | 200
0010256823 | AT_PROCESS | WST02-008-PD-03101-110-HDPE | C4B | 131242-WST02-DR-P-6013.dgn | WST02 | 008 | PD | 03101 |  | 110 | HDPE | GRANULAR SLUDGE TANK DRAIN | BS EN 12201 | 1000 | PN10 | 0 | 0 | 16200 | 110 | 10 |  |  |  | 38 | 0 | 0 | 91 | 200
0010256823 | AT_PROCESS | WST02-008-PD-03101-110-HDPE | C4B | 131242-WST02-DR-P-6300.dgn | WST02 | 008 | PD | 03101 |  | 110 | HDPE | GRANULAR SLUDGE TANK DRAIN | BS EN 12201 | 1000 | PN10 | 0 | 0 | 16200 | 110 | 10 |  |  |  | 38 | 0 | 0 | 91 | 200
0010267089 | AT_PROCESS | WST02-008-PD-03102-110-HDPE | C4B | 131242-WST02-DR-P-6300.dgn | WST02 | 008 | PD | 03102 |  | 110 | HDPE | GRANULAR SLUDGE TANK OVERFLOW TO DRAIN | BS EN 12201 | 1000 | PN10 | 0 | 0 | 20000 | 110 | 10 |  |  |  | 38 | 0 | 0 | 88 | 200
0010267080 | AT_PROCESS | WST02-008-PD-04101-200-HDPE | C4B | 131242-WST02-DR-P-6300.dgn | WST02 | 008 | PD | 04101 |  | 200 | HDPE | LAMELLA CLARIFIER 1 OVERFLOW UNDERGROUND | BS EN 12201 | 1000 | PN10 | 0 | 0 | 141931 | 200 | 18.1 |  |  |  | 36 | 0 | 0 | 0 | 100
0010267061 | AT_PROCESS | WST02-008-PD-04101-450-HDPE | C4B | 131242-WST02-DR-P-6300.dgn | WST02 | 008 | PD | 04101 |  | 450 | HDPE | LAMELLA CLARIFIER 1 OVERFLOW TO DRAIN | BS EN 12201 | 1000 | PN10 | 0 | 0 | 141931 | 450 | 40.9 |  |  |  | 36 | 0 | 0 | 109 | 200
0010266992 | AT_PROCESS | WST02-008-PD-04102-160-HDPE | C4B | 131242-WST02-DR-P-6002.dgn | WST02 | 008 | PD | 04102 |  | 160 | HDPE | PIPELINE : WST02-008-PD-04102-160-HDPE | BS EN 12201 | 1000 | PN10 | 0 | 0 | 11900 | 160 | 14.6 |  |  |  | 36 | 0 | 0 | 0 | 100
0010266992 | AT_PROCESS | WST02-008-PD-04102-160-HDPE | C4B | 131242-WST02-DR-P-6300.dgn | WST02 | 008 | PD | 04102 |  | 160 | HDPE | PIPELINE : WST02-008-PD-04102-160-HDPE | BS EN 12201 | 1000 | PN10 | 0 | 0 | 11900 | 160 | 14.6 |  |  |  | 36 | 0 | 0 | 0 | 100
0010306513 | AT_PROCESS | WST02-008-PD-04201-200-HDPE | C4B | 131242-WST02-DR-P-6300.dgn | WST02 | 008 | PD | 04201 |  | 200 | HDPE | LAMELLA CLARIFIER 2 OVERFLOW TO DRAIN | BS EN 12201 | 1000 | PN10 | 0 | 0 | 141931 | 200 | 18.1 |  |  |  | 36 | 0 | 0 | 109 | 200
0010267107 | AT_PROCESS | WST02-008-PD-04201-450-HDPE | C4B | 131242-WST02-DR-P-6300.dgn | WST02 | 008 | PD | 04201 |  | 450 | HDPE | LAMELLA CLARIFIER 2 OVERFLOW TO DRAIN | BS EN 12201 | 1000 | PN10 | 0 | 0 | 141931 | 450 | 40.9 |  |  |  | 36 | 0 | 0 | 109 | 200
0010267151 | AT_PROCESS | WST02-008-PD-04301-200-HDPE | C4B | 131242-WST02-DR-P-6300.dgn | WST02 | 008 | PD | 04301 |  | 200 | HDPE | LAMELLA CLARIFIER 3 OVERFLOW UNDERGROUND | BS EN 12201 | 1000 | PN10 | 0 | 0 | 141931 | 200 | 18.1 |  |  |  | 36 | 0 | 0 | 0 | 100
0010313823 | AT_PROCESS | WST02-008-PD-04301-450-HDPE | C4B | 131242-WST02-DR-P-6300.dgn | WST02 | 008 | PD | 04301 |  | 450 | HDPE | LAMELLA CLARIFIER 3 OVERFLOW UNDERGROUND | BS EN 12201 | 1000 | PN10 | 0 | 0 | 141931 | 450 | 40.9 |  |  |  | 36 | 0 | 0 | 0 | 100
0010267074 | AT_PROCESS | WST02-008-PD-04302-160-HDPE | C4B | 131242-WST02-DR-P-6300.dgn | WST02 | 008 | PD | 04302 |  | 160 | HDPE | PIPELINE : WST02-008-PD-04302-160-HDPE | BS EN 12201 | 1000 | PN10 | 0 | 0 | 11900 | 160 | 14.6 |  |  |  | 36 | 0 | 0 | 36 | 100
0010267074 | AT_PROCESS | WST02-008-PD-04302-160-HDPE | C4B | 131242-WST02-DR-P-6003.dgn | WST02 | 008 | PD | 04302 |  | 160 | HDPE | PIPELINE : WST02-008-PD-04302-160-HDPE | BS EN 12201 | 1000 | PN10 | 0 | 0 | 11900 | 160 | 14.6 |  |  |  | 36 | 0 | 0 | 36 | 100
0010267174 | AT_PROCESS | WST02-008-PD-04401-200-HDPE | C4B | 131242-WST02-DR-P-6300.dgn | WST02 | 008 | PD | 04401 |  | 200 | HDPE | LAMELLA CLARIFIER 4 OVERFLOW UNDERGROUND | BS EN 12201 | 1000 | PN10 | 0 | 0 | 141931 | 200 | 18.1 |  |  |  | 36 | 0 | 0 | 0 | 100
0010267038 | AT_PROCESS | WST02-008-PD-04401-450-HDPE | C4B | 131242-WST02-DR-P-6300.dgn | WST02 | 008 | PD | 04401 |  | 450 | HDPE | LAMELLA CLARIFIER 4 OVERFLOW UNDERGROUND | BS EN 12201 | 1000 | PN10 | 0 | 0 | 141931 | 450 | 40.9 |  |  |  | 36 | 0 | 0 | 0 | 100
0010306537 | AT_PROCESS | WST02-008-PD-04501-200-HDPE | C4B | 131242-WST02-DR-P-6300.dgn | WST02 | 008 | PD | 04501 |  | 200 | HDPE | LAMELLA CLARIFIER 5 OVERFLOW UNDERGROUND | BS EN 12201 | 1000 | PN10 | 0 | 0 | 141931 | 200 | 18.1 |  |  |  | 36 | 0 | 0 | 0 | 100
0010300222 | AT_PROCESS | WST02-008-PD-04501-450-HDPE | C4B | 131242-WST02-DR-P-6300.dgn | WST02 | 008 | PD | 04501 |  | 450 | HDPE | LAMELLA CLARIFIER 5 OVERFLOW UNDERGROUND | BS EN 12201 | 1000 | PN10 | 0 | 0 | 141931 | 450 | 40.9 |  |  |  | 36 | 0 | 0 | 0 | 100
0010254172 | AT_PROCESS | WST02-008-PD-05101-110-HDPE | C4B | 131242-WST02-DR-P-6300.dgn | WST02 | 008 | PD | 05101 |  | 110 | HDPE | PIPELINE : WST02-008-PD-05101-110-HDPE | BS EN 12201 | 1000 | PN10 | 0 | 0 | 294600 | 110 | 10 |  |  |  | 36 | 70 | 0 | 95 | 200
0010254172 | AT_PROCESS | WST02-008-PD-05101-110-HDPE | C4B | 131242-WST02-DR-P-6000.dgn | WST02 | 008 | PD | 05101 |  | 110 | HDPE | PIPELINE : WST02-008-PD-05101-110-HDPE | BS EN 12201 | 1000 | PN10 | 0 | 0 | 294600 | 110 | 10 |  |  |  | 36 | 70 | 0 | 95 | 200
0010306530 | AT_PROCESS | WST02-008-PD-05102-315-HDPE | C4B | 131242-WST02-DR-P-6300.dgn | WST02 | 008 | PD | 05102 |  | 315 | HDPE | EQ TANK 1 OVERFLOW UNDERGROUND | BS EN 12201 | 1000 | PN10 | 0 | 0 | 560000 | 315 | 28.6 |  |  |  | 36 | 0 | 0 | 0 | 100
0010267001 | AT_PROCESS | WST02-008-PD-05102-450-HDPE | C4B | 131242-WST02-DR-P-6300.dgn | WST02 | 008 | PD | 05102 |  | 450 | HDPE | EQ TANK 1 OVERFLOW TO DRAIN | BS EN 12201 | 1000 | PN10 | 0 | 0 | 560000 | 450 | 40.9 |  |  |  | 36 | 0 | 0 | 125 | 200
0010310848 | AT_PROCESS | WST02-008-PD-05103-110-HDPE | C4B | 131242-WST02-DR-P-6000.dgn | WST02 | 008 | PD | 05103 |  | 110 | HDPE | PIPELINE : WST02-008-PD-05103-110-HDPE | BS EN 12201 | 1000 | PN10 | 190 | 0 | 190 | 110 | 10 |  |  |  | 25 | 0 | 0 | 15 | 100
0010310848 | AT_PROCESS | WST02-008-PD-05103-110-HDPE | C4B | 131242-WST02-DR-P-6300.dgn | WST02 | 008 | PD | 05103 |  | 110 | HDPE | PIPELINE : WST02-008-PD-05103-110-HDPE | BS EN 12201 | 1000 | PN10 | 190 | 0 | 190 | 110 | 10 |  |  |  | 25 | 0 | 0 | 15 | 100
0010254262 | AT_PROCESS | WST02-008-PD-05201-110-HDPE | C4B | 131242-WST02-DR-P-6000.dgn | WST02 | 008 | PD | 05201 |  | 110 | HDPE | PIPELINE : WST02-008-PD-05201-110-HDPE | BS EN 12201 | 1000 | PN10 | 0 | 0 | 294600 | 110 | 10 |  |  |  | 36 | 70 | 0 | 95 | 200
0010254262 | AT_PROCESS | WST02-008-PD-05201-110-HDPE | C4B | 131242-WST02-DR-P-6300.dgn | WST02 | 008 | PD | 05201 |  | 110 | HDPE | PIPELINE : WST02-008-PD-05201-110-HDPE | BS EN 12201 | 1000 | PN10 | 0 | 0 | 294600 | 110 | 10 |  |  |  | 36 | 70 | 0 | 95 | 200
0010267177 | AT_PROCESS | WST02-008-PD-05202-315-HDPE | C4B | 131242-WST02-DR-P-6300.dgn | WST02 | 008 | PD | 05202 |  | 315 | HDPE | EQ TANK 2 OVERFLOW UNDERGROUND | BS EN 12201 | 1000 | PN10 | 0 | 0 | 560000 | 315 | 28.6 |  |  |  | 36 | 0 | 0 | 0 | 100
0010267005 | AT_PROCESS | WST02-008-PD-05202-450-HDPE | C4B | 131242-WST02-DR-P-6300.dgn | WST02 | 008 | PD | 05202 |  | 450 | HDPE | EQ TANK 2 OVERFLOW TO DRAIN | BS EN 12201 | 1000 | PN10 | 0 | 0 | 560000 | 450 | 40.9 |  |  |  | 36 | 0 | 0 | 125 | 200
0010310888 | AT_PROCESS | WST02-008-PD-05203-110-HDPE | C4B | 131242-WST02-DR-P-6000.dgn | WST02 | 008 | PD | 05203 |  | 110 | HDPE | PIPELINE : WST02-008-PD-05203-110-HDPE | BS EN 12201 | 1000 | PN10 | 190 | 0 | 190 | 110 | 10 |  |  |  | 25 | 0 | 0 | 15 | 100
0010310888 | AT_PROCESS | WST02-008-PD-05203-110-HDPE | C4B | 131242-WST02-DR-P-6300.dgn | WST02 | 008 | PD | 05203 |  | 110 | HDPE | PIPELINE : WST02-008-PD-05203-110-HDPE | BS EN 12201 | 1000 | PN10 | 190 | 0 | 190 | 110 | 10 |  |  |  | 25 | 0 | 0 | 15 | 100
0010267072 | AT_PROCESS | WST02-008-PD-06101-160-HDPE | C4B | 131242-WST02-DR-P-6004.dgn | WST02 | 008 | PD | 06101 |  | 160 | HDPE | WASTE SLUDGE P A/B BUND DRAIN | BS EN 12201 | 1000 | PN10 | 0 | 0 | 0 | 160 | 14.6 |  |  |  | 36 | 0 | 0 | 36 | 100
0010267072 | AT_PROCESS | WST02-008-PD-06101-160-HDPE | C4B | 131242-WST02-DR-P-6300.dgn | WST02 | 008 | PD | 06101 |  | 160 | HDPE | WASTE SLUDGE P A/B BUND DRAIN | BS EN 12201 | 1000 | PN10 | 0 | 0 | 0 | 160 | 14.6 |  |  |  | 36 | 0 | 0 | 36 | 100
0010267069 | AT_PROCESS | WST02-008-PD-06102-160-HDPE | C4B | 131242-WST02-DR-P-6004.dgn | WST02 | 008 | PD | 06102 |  | 160 | HDPE | WASTE SLUDGE P C/D BUND DRAIN | BS EN 12201 | 1000 | PN10 | 0 | 0 | 0 | 160 | 14.6 |  |  |  | 36 | 0 | 0 | 36 | 100
0010267069 | AT_PROCESS | WST02-008-PD-06102-160-HDPE | C4B | 131242-WST02-DR-P-6300.dgn | WST02 | 008 | PD | 06102 |  | 160 | HDPE | WASTE SLUDGE P C/D BUND DRAIN | BS EN 12201 | 1000 | PN10 | 0 | 0 | 0 | 160 | 14.6 |  |  |  | 36 | 0 | 0 | 36 | 100
0010332145 | AT_PROCESS | WST02-008-PD-07100-110-HDPE | C4B | 131242-WST02-DR-P-6300.dgn | WST02 | 008 | PD | 07100 |  | 110 | HDPE | SLUDGE COMPARTMENT DRAIN UNDERGROUND | BS EN 12201 | 1000 | PN10 | 0 | 0 | 138202 | 110 | 10 |  |  |  | 38 | 0 | 0 | 55 | 100
0010306541 | AT_PROCESS | WST02-008-PD-07100-160-HDPE | C4B | 131242-WST02-DR-P-6013.dgn | WST02 | 008 | PD | 07100 |  | 160 | HDPE | GRANULAR SLUDGE P SUMP DRAIN | BS EN 12201 | 1000 | PN10 | 0 | 0 | 35800 | 160 | 14.6 |  |  |  | 38 | 0 | 0 | 25 | 100
0010306541 | AT_PROCESS | WST02-008-PD-07100-160-HDPE | C4B | 131242-WST02-DR-P-6300.dgn | WST02 | 008 | PD | 07100 |  | 160 | HDPE | GRANULAR SLUDGE P SUMP DRAIN | BS EN 12201 | 1000 | PN10 | 0 | 0 | 35800 | 160 | 14.6 |  |  |  | 38 | 0 | 0 | 25 | 100
0010267059 | AT_PROCESS | WST02-008-PD-07101-110-HDPE | C4B | 131242-WST02-DR-P-6300.dgn | WST02 | 008 | PD | 07101 |  | 110 | HDPE | PIPELINE : WST02-008-PD-07101-110-HDPE | BS EN 12201 | 1000 | PN10 | 0 | 0 | 16200 | 110 | 10 |  |  |  | 38 | 0 | 0 | 15 | 100
0010267059 | AT_PROCESS | WST02-008-PD-07101-110-HDPE | C4B | 131242-WST02-DR-P-6005.dgn | WST02 | 008 | PD | 07101 |  | 110 | HDPE | PIPELINE : WST02-008-PD-07101-110-HDPE | BS EN 12201 | 1000 | PN10 | 0 | 0 | 16200 | 110 | 10 |  |  |  | 38 | 0 | 0 | 15 | 100
0010267057 | AT_PROCESS | WST02-008-PD-07102-110-HDPE | C4B | 131242-WST02-DR-P-6300.dgn | WST02 | 008 | PD | 07102 |  | 110 | HDPE | GRANULAR SLUDGE TANK DRAIN VALVE CHAMBER DRAIN | BS EN 12201 | 1000 | PN10 | 190 | 0 | 190 | 110 | 10 |  |  |  | 25 | 0 | 0 | 15 | 100
0010267057 | AT_PROCESS | WST02-008-PD-07102-110-HDPE | C4B | 131242-WST02-DR-P-6013.dgn | WST02 | 008 | PD | 07102 |  | 110 | HDPE | GRANULAR SLUDGE TANK DRAIN VALVE CHAMBER DRAIN | BS EN 12201 | 1000 | PN10 | 190 | 0 | 190 | 110 | 10 |  |  |  | 25 | 0 | 0 | 15 | 100
0010325621 | AT_PROCESS | WST02-008-PD-07103-110-HDPE | C4B | 131242-WST02-DR-P-6300.dgn | WST02 | 008 | PD | 07103 |  | 110 | HDPE | PIPELINE : WST02-008-PD-07103-110-HDPE | BS EN 12201 | 1000 | PN10 | 0 | 0 | 16200 | 110 | 10 |  |  |  | 38 | 0 | 0 | 15 | 100
0010325621 | AT_PROCESS | WST02-008-PD-07103-110-HDPE | C4B | 131242-WST02-DR-P-6008.dgn | WST02 | 008 | PD | 07103 |  | 110 | HDPE | PIPELINE : WST02-008-PD-07103-110-HDPE | BS EN 12201 | 1000 | PN10 | 0 | 0 | 16200 | 110 | 10 |  |  |  | 38 | 0 | 0 | 15 | 100
0010267022 | AT_PROCESS | WST02-008-PD-07104-110-HDPE | C4B | 131242-WST02-DR-P-6300.dgn | WST02 | 008 | PD | 07104 |  | 110 | HDPE | DRAIN PIPE FROM ELECTRICAL BUILDING | BS EN 12201 | 1000 | PN10 | 0 | 0 | 400 | 110 | 10 |  |  |  | 25 | 0 | 0 | 25 | 100
0010267018 | AT_PROCESS | WST02-008-PD-07105-110-HDPE | C4B | 131242-WST02-DR-P-6300.dgn | WST02 | 008 | PD | 07105 |  | 110 | HDPE | POLYMER ANALYZER DRAIN PIPE | BS EN 12201 | 1000 | PN10 | 10000 | 0 | 10000 | 110 | 10 |  |  |  | 25 | 0 | 0 | 25 | 100
0010311086 | AT_PROCESS | WST02-008-PD-07106-110-HDPE | C4B | 131242-WST02-DR-P-6005.dgn | WST02 | 008 | PD | 07106 |  | 110 | HDPE | PIPELINE : WST02-008-PD-07106-110-HDPE | BS EN 12201 | 1000 | PN10 | 0 | 0 | 16200 | 110 | 10 |  |  |  | 38 | 0 | 0 | 15 | 100
0010311086 | AT_PROCESS | WST02-008-PD-07106-110-HDPE | C4B | 131242-WST02-DR-P-6300.dgn | WST02 | 008 | PD | 07106 |  | 110 | HDPE | PIPELINE : WST02-008-PD-07106-110-HDPE | BS EN 12201 | 1000 | PN10 | 0 | 0 | 16200 | 110 | 10 |  |  |  | 38 | 0 | 0 | 15 | 100
0010306492 | AT_PROCESS | WST02-008-PD-07202-110-HDPE | C4B | 131242-WST02-DR-P-6007.dgn | WST02 | 008 | PD | 07202 |  | 110 | HDPE | PIPELINE : WST02-008-PD-07202-110-HDPE | BS EN 12201 | 1000 | PN10 | 0 | 0 | 16200 | 110 | 10 |  |  |  | 38 | 0 | 0 | 15 | 100
0010306492 | AT_PROCESS | WST02-008-PD-07202-110-HDPE | C4B | 131242-WST02-DR-P-6300.dgn | WST02 | 008 | PD | 07202 |  | 110 | HDPE | PIPELINE : WST02-008-PD-07202-110-HDPE | BS EN 12201 | 1000 | PN10 | 0 | 0 | 16200 | 110 | 10 |  |  |  | 38 | 0 | 0 | 15 | 100
0010292649 | AT_PROCESS | WST02-201-DC-00001-250-CSEL | C4B | 131242-WST02-DR-P-6000.dgn | WST02 | 201 | DC | 00001 |  | 250 | CSEL | PIPELINE : WST02-201-DC-00001-250-CSEL | ASME B36.10M | 1000 | PN10 | 263300 | 223200 | 288000 | 273 | 6.35 | FUSION BONDED EPOXY LINED |  | N/A | 40 | 230 | 110 | 230 | 400
0010292649 | AT_PROCESS | WST02-201-DC-00001-250-CSEL | C4B | 131242-WSW41-DR-P-6001.dgn | WST02 | 201 | DC | 00001 |  | 250 | CSEL | PIPELINE : WST02-201-DC-00001-250-CSEL | ASME B36.10M | 1000 | PN10 | 263300 | 223200 | 288000 | 273 | 6.35 | FUSION BONDED EPOXY LINED |  | N/A | 40 | 230 | 110 | 230 | 400
0010292649 | AT_PROCESS | WST02-201-DC-00001-250-CSEL | C4B | 131242-WST02-DR-P-6000.dgn | WST02 | 201 | DC | 00001 |  | 250 | CSEL | PIPELINE : WST02-201-DC-00001-250-CSEL | ASME B36.10M | 1000 | PN10 | 263300 | 223200 | 288000 | 273 | 6.35 | FUSION BONDED EPOXY LINED |  | N/A | 40 | 230 | 110 | 230 | 400
0010292649 | AT_PROCESS | WST02-201-DC-00001-250-CSEL | C4B | 131242-WST02-DR-P-6000.dgn | WST02 | 201 | DC | 00001 |  | 250 | CSEL | PIPELINE : WST02-201-DC-00001-250-CSEL | ASME B36.10M | 1000 | PN10 | 263300 | 223200 | 288000 | 273 | 6.35 | FUSION BONDED EPOXY LINED |  | N/A | 40 | 230 | 110 | 230 | 400
0010300772 | AT_PROCESS | WST02-201-DC-00002-50-SS16 | C4B | 131242-WST02-DR-P-6000.dgn | WST02 | 201 | DC | 00002 |  | 50 | SS16 | PIPELINE : WST02-201-DC-00002-50-SS16 | ASME B36.19M | 1000 | PN10 | 0 | 0 | 0 | 60.3 | 3.91 | FUSION BONDED EPOXY LINED |  | N/A | 40 | 230 | 110 | 230 | 400
0010292696 | AT_PROCESS | WST02-201-DC-00003-250-CSEL | C4B | 131242-WST02-DR-P-6012.dgn | WST02 | 201 | DC | 00003 |  | 250 | CSEL | PIPELINE : WST02-201-DC-00003-250-CSEL | ASME B36.10M | 1000 | PN10 | 263300 | 223200 | 288000 | 273 | 6.35 | FUSION BONDED EPOXY LINED |  | N/A | 40 | 230 | 110 | 230 | 400
0010292696 | AT_PROCESS | WST02-201-DC-00003-250-CSEL | C4B | 131242-WST02-DR-P-6000.dgn | WST02 | 201 | DC | 00003 |  | 250 | CSEL | PIPELINE : WST02-201-DC-00003-250-CSEL | ASME B36.10M | 1000 | PN10 | 263300 | 223200 | 288000 | 273 | 6.35 | FUSION BONDED EPOXY LINED |  | N/A | 40 | 230 | 110 | 230 | 400
0010334070 | AT_PROCESS | WST02-201-DC-00003-50-SS16 | C4B | 131242-WST02-DR-P-6000.dgn | WST02 | 201 | DC | 00003 |  | 50 | SS16 | PIPELINE : WST02-201-DC-00003-50-SS16 | ASME B36.19M | 1000 | PN10 | 600 | 500 | 750 | 60.3 | 3.91 | N/A |  | N/A | 40 | 0 | 0 | 0 | 100
0010324703 | AT_PROCESS | WST02-201-DC-00004-150-CSEL | C4B | 131242-WST02-DR-P-6000.dgn | WST02 | 201 | DC | 00004 |  | 150 | CSEL | PIPELINE : WST02-201-DC-00004-150-CSEL | ASME B36.10M | 1000 | PN10 | 76000 | 55000 | 144000 | 168.3 | 7.11 | FUSION BONDED EPOXY LINED |  | N/A | 40 | 230 | 110 | 230 | 400
0010324703 | AT_PROCESS | WST02-201-DC-00004-150-CSEL | C4B | 131242-WST02-DR-P-6000.dgn | WST02 | 201 | DC | 00004 |  | 150 | CSEL | PIPELINE : WST02-201-DC-00004-150-CSEL | ASME B36.10M | 1000 | PN10 | 76000 | 55000 | 144000 | 168.3 | 7.11 | FUSION BONDED EPOXY LINED |  | N/A | 40 | 230 | 110 | 230 | 400
0010324703 | AT_PROCESS | WST02-201-DC-00004-150-CSEL | C4B | 131242-WST02-DR-P-6000.dgn | WST02 | 201 | DC | 00004 |  | 150 | CSEL | PIPELINE : WST02-201-DC-00004-150-CSEL | ASME B36.10M | 1000 | PN10 | 76000 | 55000 | 144000 | 168.3 | 7.11 | FUSION BONDED EPOXY LINED |  | N/A | 40 | 230 | 110 | 230 | 400
0010324703 | AT_PROCESS | WST02-201-DC-00004-150-CSEL | C4B | 131242-WST02-DR-P-6011.dgn | WST02 | 201 | DC | 00004 |  | 150 | CSEL | PIPELINE : WST02-201-DC-00004-150-CSEL | ASME B36.10M | 1000 | PN10 | 76000 | 55000 | 144000 | 168.3 | 7.11 | FUSION BONDED EPOXY LINED |  | N/A | 40 | 230 | 110 | 230 | 400
0010334941 | AT_PROCESS | WST02-201-DC-00004-50-SS16 | C4B | 131242-WST02-DR-P-6000.dgn | WST02 | 201 | DC | 00004 |  | 50 | SS16 | PIPELINE : WST02-201-DC-00004-50-SS16 | ASME B36.19M | 1000 | PN10 | 600 | 500 | 750 | 60.3 | 3.91 | N/A |  | N/A | 40 | 0 | 0 | 0 | 100
0010334073 | AT_PROCESS | WST02-201-DC-00005-20-SS16 | C4B | 131242-WST02-DR-P-6000.dgn | WST02 | 201 | DC | 00005 |  | 20 | SS16 | PIPELINE : WST02-201-DC-00005-20-SS16 | ASME B36.19M | 1000 | PN10 | 1200 | 1000 | 1500 | 26.7 | 3.91 | N/A |  | N/A | 40 | 0 | 0 | 0 | 100
0010331340 | AT_PROCESS | WST02-201-DC-00005-50-CSEL | C4B | 131242-WST02-DR-P-6000.dgn | WST02 | 201 | DC | 00005 |  | 50 | CSEL | PIPELINE : WST02-201-DC-00005-50-CSEL | ASME B36.10M | 1000 | PN10 | 0 | 0 | 0 | 60.3 | 3.91 | FUSION BONDED EPOXY LINED |  | N/A | 40 | 230 | 110 | 230 | 400
0010292698 | AT_PROCESS | WST02-201-DC-00101-250-CSEL | C4B | 131242-WST02-DR-P-6000.dgn | WST02 | 201 | DC | 00101 |  | 250 | CSEL | PIPELINE : WST02-201-DC-00101-250-CSEL | ASME B36.10M | 1000 | PN10 | 263300 | 111000 | 288000 | 273 | 6.35 | FUSION BONDED EPOXY LINED |  | N/A | 40 | 230 | 110 | 230 | 400
0010331348 | AT_PROCESS | WST02-201-DC-00102-100-CSEL | C4B | 131242-WST02-DR-P-6000.dgn | WST02 | 201 | DC | 00102 |  | 100 | CSEL | PIPELINE : WST02-201-DC-00102-100-CSEL | ASME B36.10M | 1000 | PN10 | 0 | 0 | 0 | 114.3 | 6.02 | FUSION BONDED EPOXY LINED |  | N/A | 40 | 230 | 110 | 230 | 400
0010254306 | AT_PROCESS | WST02-201-DC-00104-300-CSEL | C4B | 131242-WST02-DR-P-6300.dgn | WST02 | 201 | DC | 00104 |  | 300 | CSEL | PIPELINE : WST02-201-DC-00104-300-CSEL | ASME B36.10M | 1000 | PN10 | 0 | 0 | 526700 | 323.8 | 6.35 | FUSION BONDED EPOXY LINED |  |  | 36 | 0 | 0 | 100 | 200
0010254306 | AT_PROCESS | WST02-201-DC-00104-300-CSEL | C4B | 131242-WST02-DR-P-6000.dgn | WST02 | 201 | DC | 00104 |  | 300 | CSEL | PIPELINE : WST02-201-DC-00104-300-CSEL | ASME B36.10M | 1000 | PN10 | 0 | 0 | 526700 | 323.8 | 6.35 | FUSION BONDED EPOXY LINED |  |  | 36 | 0 | 0 | 100 | 200
0010292632 | AT_PROCESS | WST02-201-DC-00106-400-CSEL | C4B | 131242-WST02-DR-P-6001.dgn | WST02 | 201 | DC | 00106 |  | 400 | CSEL | PIPELINE : WST02-201-DC-00106-400-CSEL | ASME B36.10M | 1000 | PN10 | 425800 | 425800 | 544400 | 406.4 | 7.92 | FUSION BONDED EPOXY LINED |  | N/A | 36 | 70 | 22 | 95 | 200
0010292632 | AT_PROCESS | WST02-201-DC-00106-400-CSEL | C4B | 131242-WST02-DR-P-6000.dgn | WST02 | 201 | DC | 00106 |  | 400 | CSEL | PIPELINE : WST02-201-DC-00106-400-CSEL | ASME B36.10M | 1000 | PN10 | 425800 | 425800 | 544400 | 406.4 | 7.92 | FUSION BONDED EPOXY LINED |  | N/A | 36 | 70 | 22 | 95 | 200
0010292827 | AT_PROCESS | WST02-201-DC-00107-150-CSEL | C4B | 131242-WST02-DR-P-6002.dgn | WST02 | 201 | DC | 00107 |  | 150 | CSEL | PIPELINE : WST02-201-DC-00107-150-CSEL | ASME B36.10M | 1000 | PN10 | 131700 | 65000 | 135000 | 168.3 | 7.11 | FUSION BONDED EPOXY LINED |  | N/A | 36 | 122 | 95 | 156 | 300
0010292827 | AT_PROCESS | WST02-201-DC-00107-150-CSEL | C4B | 131242-WST02-DR-P-6001.dgn | WST02 | 201 | DC | 00107 |  | 150 | CSEL | PIPELINE : WST02-201-DC-00107-150-CSEL | ASME B36.10M | 1000 | PN10 | 131700 | 65000 | 135000 | 168.3 | 7.11 | FUSION BONDED EPOXY LINED |  | N/A | 36 | 122 | 95 | 156 | 300
0010292827 | AT_PROCESS | WST02-201-DC-00107-150-CSEL | C4B | 131242-WST02-DR-P-6001.dgn | WST02 | 201 | DC | 00107 |  | 150 | CSEL | PIPELINE : WST02-201-DC-00107-150-CSEL | ASME B36.10M | 1000 | PN10 | 131700 | 65000 | 135000 | 168.3 | 7.11 | FUSION BONDED EPOXY LINED |  | N/A | 36 | 122 | 95 | 156 | 300
0010292827 | AT_PROCESS | WST02-201-DC-00107-150-CSEL | C4B | 131242-WST02-DR-P-6002.dgn | WST02 | 201 | DC | 00107 |  | 150 | CSEL | PIPELINE : WST02-201-DC-00107-150-CSEL | ASME B36.10M | 1000 | PN10 | 131700 | 65000 | 135000 | 168.3 | 7.11 | FUSION BONDED EPOXY LINED |  | N/A | 36 | 122 | 95 | 156 | 300
0010292827 | AT_PROCESS | WST02-201-DC-00107-150-CSEL | C4B | 131242-WST02-DR-P-6002.dgn | WST02 | 201 | DC | 00107 |  | 150 | CSEL | PIPELINE : WST02-201-DC-00107-150-CSEL | ASME B36.10M | 1000 | PN10 | 131700 | 65000 | 135000 | 168.3 | 7.11 | FUSION BONDED EPOXY LINED |  | N/A | 36 | 122 | 95 | 156 | 300
0010292731 | AT_PROCESS | WST02-201-DC-00107-25-CSEL | C4B | 131242-WST02-DR-P-6000.dgn | WST02 | 201 | DC | 00107 |  | 25 | CSEL | PIPELINE : WST02-201-DC-00107-25-CSEL | ASME B36.10M | 1000 | PN10 | 800 | 800 | 800 | 33.4 | 3.38 | FUSION BONDED EPOXY LINED |  | N/A | 36 | 100 | 100 | 150 | 300
0010298676 | AT_PROCESS | WST02-201-DC-00107A-150-CSEL | C4B | 131242-WST02-DR-P-6002.dgn | WST02 | 201 | DC | 00107 | A | 150 | CSEL | PIPELINE : WST02-201-DC-00107A-150-CSEL | ASME B36.10M | 1000 | PN10 | 65850 | 32500 | 67500 | 168.3 | 7.11 | FUSION BONDED EPOXY LINED |  | N/A | 36 | 123 | 95 | 156 | 300
0010298676 | AT_PROCESS | WST02-201-DC-00107A-150-CSEL | C4B | 131242-WST02-DR-P-6002.dgn | WST02 | 201 | DC | 00107 | A | 150 | CSEL | PIPELINE : WST02-201-DC-00107A-150-CSEL | ASME B36.10M | 1000 | PN10 | 65850 | 32500 | 67500 | 168.3 | 7.11 | FUSION BONDED EPOXY LINED |  | N/A | 36 | 123 | 95 | 156 | 300
0010298674 | AT_PROCESS | WST02-201-DC-00107B-150-CSEL | C4B | 131242-WST02-DR-P-6002.dgn | WST02 | 201 | DC | 00107 | B | 150 | CSEL | PIPELINE : WST02-201-DC-00107B-150-CSEL | ASME B36.10M | 1000 | PN10 | 65850 | 32500 | 67500 | 168.3 | 7.11 | FUSION BONDED EPOXY LINED |  | N/A | 36 | 123 | 95 | 156 | 300
0010298674 | AT_PROCESS | WST02-201-DC-00107B-150-CSEL | C4B | 131242-WST02-DR-P-6002.dgn | WST02 | 201 | DC | 00107 | B | 150 | CSEL | PIPELINE : WST02-201-DC-00107B-150-CSEL | ASME B36.10M | 1000 | PN10 | 65850 | 32500 | 67500 | 168.3 | 7.11 | FUSION BONDED EPOXY LINED |  | N/A | 36 | 123 | 95 | 156 | 300
0010298635 | AT_PROCESS | WST02-201-DC-00108-200-CSEL | C4B | 131242-WST02-DR-P-6300.dgn | WST02 | 201 | DC | 00108 |  | 200 | CSEL | PIPELINE : WST02-201-DC-00108-200-CSEL | ASME B36.10M | 1000 | PN10 | 0 | 0 | 135000 | 219.1 | 6.35 | FUSION BONDED EPOXY LINED |  |  | 36 | 0 | 0 | 0 | 100
0010298635 | AT_PROCESS | WST02-201-DC-00108-200-CSEL | C4B | 131242-WST02-DR-P-6002.dgn | WST02 | 201 | DC | 00108 |  | 200 | CSEL | PIPELINE : WST02-201-DC-00108-200-CSEL | ASME B36.10M | 1000 | PN10 | 0 | 0 | 135000 | 219.1 | 6.35 | FUSION BONDED EPOXY LINED |  |  | 36 | 0 | 0 | 0 | 100
0010298635 | AT_PROCESS | WST02-201-DC-00108-200-CSEL | C4B | 131242-WST02-DR-P-6002.dgn | WST02 | 201 | DC | 00108 |  | 200 | CSEL | PIPELINE : WST02-201-DC-00108-200-CSEL | ASME B36.10M | 1000 | PN10 | 0 | 0 | 135000 | 219.1 | 6.35 | FUSION BONDED EPOXY LINED |  |  | 36 | 0 | 0 | 0 | 100
0010298638 | AT_PROCESS | WST02-201-DC-00109-200-CSEL | C4B | 131242-WST02-DR-P-6005.dgn | WST02 | 201 | DC | 00109 |  | 200 | CSEL | PIPELINE : WST02-201-DC-00109-200-CSEL | ASME B36.10M | 1000 | PN10 | 131700 | 65000 | 135000 | 219.1 | 6.35 | FUSION BONDED EPOXY LINED |  | N/A | 36 | 72 | 72 | 72 | 200
0010298638 | AT_PROCESS | WST02-201-DC-00109-200-CSEL | C4B | 131242-WST02-DR-P-6002.dgn | WST02 | 201 | DC | 00109 |  | 200 | CSEL | PIPELINE : WST02-201-DC-00109-200-CSEL | ASME B36.10M | 1000 | PN10 | 131700 | 65000 | 135000 | 219.1 | 6.35 | FUSION BONDED EPOXY LINED |  | N/A | 36 | 72 | 72 | 72 | 200
0010298638 | AT_PROCESS | WST02-201-DC-00109-200-CSEL | C4B | 131242-WST02-DR-P-6002.dgn | WST02 | 201 | DC | 00109 |  | 200 | CSEL | PIPELINE : WST02-201-DC-00109-200-CSEL | ASME B36.10M | 1000 | PN10 | 131700 | 65000 | 135000 | 219.1 | 6.35 | FUSION BONDED EPOXY LINED |  | N/A | 36 | 72 | 72 | 72 | 200
0010298724 | AT_PROCESS | WST02-201-DC-00110-100-CSEL | C4B | 131242-WST02-DR-P-6002.dgn | WST02 | 201 | DC | 00110 |  | 100 | CSEL | PIPELINE : WST02-201-DC-00110-100-CSEL | ASME B36.10M | 1000 | PN10 | 20000 | 0 | 20000 | 114.3 | 6.02 | FUSION BONDED EPOXY LINED |  | N/A | 36 | 84 | 0 | 85 | 200
0010298681 | AT_PROCESS | WST02-201-DC-00111-100-CSEL | C4B | 131242-WST02-DR-P-6002.dgn | WST02 | 201 | DC | 00111 |  | 100 | CSEL | PIPELINE : WST02-201-DC-00111-100-CSEL | ASME B36.10M | 1000 | PN10 | 20000 | 0 | 20000 | 114.3 | 6.02 | FUSION BONDED EPOXY LINED |  | N/A | 36 | 84 | 0 | 85 | 200
0010298742 | AT_PROCESS | WST02-201-DC-00112-100-CSEL | C4B | 131242-WST02-DR-P-6002.dgn | WST02 | 201 | DC | 00112 |  | 100 | CSEL | PIPELINE : WST02-201-DC-00112-100-CSEL | ASME B36.10M | 1000 | PN10 | 20000 | 0 | 20000 | 114.3 | 6.02 | FUSION BONDED EPOXY LINED |  | N/A | 36 | 84 | 0 | 85 | 200
0010298670 | AT_PROCESS | WST02-201-DC-00113-100-CSEL | C4B | 131242-WST02-DR-P-6002.dgn | WST02 | 201 | DC | 00113 |  | 100 | CSEL | PIPELINE : WST02-201-DC-00113-100-CSEL | ASME B36.10M | 1000 | PN10 | 20000 | 0 | 20000 | 114.3 | 6.02 | FUSION BONDED EPOXY LINED |  | N/A | 36 | 84 | 0 | 85 | 200
0010298668 | AT_PROCESS | WST02-201-DC-00114-150-CSEL | C4B | 131242-WST02-DR-P-6002.dgn | WST02 | 201 | DC | 00114 |  | 150 | CSEL | PIPELINE : WST02-201-DC-00114-150-CSEL | ASME B36.10M | 1000 | PN10 | 60000 | 29000 | 60000 | 168.3 | 7.11 | FUSION BONDED EPOXY LINED |  | N/A | 36 | 80 | 0 | 85 | 200
0010293381 | AT_PROCESS | WST02-201-DC-00115-150-CSEL | C4B | 131242-WST02-DR-P-6004.dgn | WST02 | 201 | DC | 00115 |  | 150 | CSEL | PIPELINE : WST02-201-DC-00115-150-CSEL | ASME B36.10M | 1000 | PN10 | 60000 | 29000 | 60000 | 168.3 | 7.11 | FUSION BONDED EPOXY LINED |  | N/A | 36 | 80 | 0 | 85 | 200
0010293381 | AT_PROCESS | WST02-201-DC-00115-150-CSEL | C4B | 131242-WST02-DR-P-6002.dgn | WST02 | 201 | DC | 00115 |  | 150 | CSEL | PIPELINE : WST02-201-DC-00115-150-CSEL | ASME B36.10M | 1000 | PN10 | 60000 | 29000 | 60000 | 168.3 | 7.11 | FUSION BONDED EPOXY LINED |  | N/A | 36 | 80 | 0 | 85 | 200
0010293350 | AT_PROCESS | WST02-201-DC-00116-150-CSEL | C4B | 131242-WST02-DR-P-6004.dgn | WST02 | 201 | DC | 00116 |  | 150 | CSEL | WASTE SLUDGE P A DISCHARGE | ASME B36.10M | 1000 | PN10 | 60000 | 29000 | 60000 | 168.3 | 7.11 | FUSION BONDED EPOXY LINED |  |  | 36 | 247 | 242 | 261 | 400
0010293319 | AT_PROCESS | WST02-201-DC-00117-150-CSEL | C4B | 131242-WST02-DR-P-6012.dgn | WST02 | 201 | DC | 00117 |  | 150 | CSEL | WASTE SLUDGE P DISCHARGE COMMON HEADER | ASME B36.10M | 1000 | PN10 | 80000 | 20000 | 100000 | 168.3 | 7.11 | FUSION BONDED EPOXY LINED |  |  | 36 | 247 | 242 | 261 | 400
0010293319 | AT_PROCESS | WST02-201-DC-00117-150-CSEL | C4B | 131242-WST02-DR-P-6004.dgn | WST02 | 201 | DC | 00117 |  | 150 | CSEL | WASTE SLUDGE P DISCHARGE COMMON HEADER | ASME B36.10M | 1000 | PN10 | 80000 | 20000 | 100000 | 168.3 | 7.11 | FUSION BONDED EPOXY LINED |  |  | 36 | 247 | 242 | 261 | 400
0010293319 | AT_PROCESS | WST02-201-DC-00117-150-CSEL | C4B | 131242-WST02-DR-P-6004.dgn | WST02 | 201 | DC | 00117 |  | 150 | CSEL | WASTE SLUDGE P DISCHARGE COMMON HEADER | ASME B36.10M | 1000 | PN10 | 80000 | 20000 | 100000 | 168.3 | 7.11 | FUSION BONDED EPOXY LINED |  |  | 36 | 247 | 242 | 261 | 400
0010293319 | AT_PROCESS | WST02-201-DC-00117-150-CSEL | C4B | 131242-WST02-DR-P-6004.dgn | WST02 | 201 | DC | 00117 |  | 150 | CSEL | WASTE SLUDGE P DISCHARGE COMMON HEADER | ASME B36.10M | 1000 | PN10 | 80000 | 20000 | 100000 | 168.3 | 7.11 | FUSION BONDED EPOXY LINED |  |  | 36 | 247 | 242 | 261 | 400
0010324590 | AT_PROCESS | WST02-201-DC-00118-150-CSEL | C4B | 131242-WST02-DR-P-6004.dgn | WST02 | 201 | DC | 00118 |  | 150 | CSEL | WASTE SLUDGE P DISCHARGE COMMON HEADER BYPASS LINE | ASME B36.10M | 1000 | PN10 | 80000 | 20000 | 100000 | 168.3 | 7.11 | FUSION BONDED EPOXY LINED |  |  | 36 | 247 | 242 | 261 | 400
0010293326 | AT_PROCESS | WST02-201-DC-00118-50-CSEL | C4B | 131242-WST02-DR-P-6004.dgn | WST02 | 201 | DC | 00118 |  | 50 | CSEL | WASTE SLUDGE P A SUCTION DRAIN | ASME B36.10M | 1000 | PN10 | 0 | 0 | 0 | 60.3 | 3.91 | FUSION BONDED EPOXY LINED |  |  | 36 | 80 | 0 | 85 | 200
0010293379 | AT_PROCESS | WST02-201-DC-00119-25-CSEL | C4B | 131242-WST02-DR-P-6004.dgn | WST02 | 201 | DC | 00119 |  | 25 | CSEL | WASTE SLUDGE P A DISCHARGE PI ISOLATION | ASME B36.10M | 1000 | PN10 | 0 | 0 | 0 | 33.4 | 3.38 | FUSION BONDED EPOXY LINED |  |  | 36 | 247 | 242 | 261 | 400
0010293352 | AT_PROCESS | WST02-201-DC-00120-25-CSEL | C4B | 131242-WST02-DR-P-6004.dgn | WST02 | 201 | DC | 00120 |  | 25 | CSEL | WASTE SLUDGE P A DISCHARGE PIT ISOLATION | ASME B36.10M | 1000 | PN10 | 0 | 0 | 0 | 33.4 | 3.38 | FUSION BONDED EPOXY LINED |  |  | 36 | 247 | 242 | 261 | 400
0010298927 | AT_PROCESS | WST02-201-DC-00121-50-CSEL | C4B | 131242-WST02-DR-P-6004.dgn | WST02 | 201 | DC | 00121 |  | 50 | CSEL | WASTE SLUDGE P A DISCHARGE DRAIN | ASME B36.10M | 1000 | PN10 | 0 | 0 | 0 | 60.3 | 3.91 | FUSION BONDED EPOXY LINED |  |  | 36 | 247 | 242 | 261 | 400
0010293439 | AT_PROCESS | WST02-201-DC-00122-80-CSEL | C4B | 131242-WST02-DR-P-6004.dgn | WST02 | 201 | DC | 00122 |  | 80 | CSEL | WASTE SLUDGE P A DISCHARGE SRV OUTLET | ASME B36.10M | 1000 | PN10 | 0 | 0 | 60000 | 88.9 | 5.49 | FUSION BONDED EPOXY LINED |  |  | 36 | 0 | 0 | 85 | 200
0010293354 | AT_PROCESS | WST02-201-DC-00123-50-CSEL | C4B | 131242-WST02-DR-P-6004.dgn | WST02 | 201 | DC | 00123 |  | 50 | CSEL | WASTE SLUDGE P A DISCHARGE SRV INLET | ASME B36.10M | 1000 | PN10 | 0 | 0 | 60000 | 60.3 | 3.91 | FUSION BONDED EPOXY LINED |  |  | 36 | 247 | 242 | 453 | 700
0010254904 | AT_PROCESS | WST02-201-DC-00124-50-CSEL | C4B | 131242-WST02-DR-P-6004.dgn | WST02 | 201 | DC | 00124 |  | 50 | CSEL | WASTE SLUDGE P DISCHARGE DRAIN | ASME B36.10M | 1000 | PN10 | 0 | 0 | 0 | 60.3 | 3.91 | FUSION BONDED EPOXY LINED |  |  | 36 | 247 | 242 | 261 | 400
0010329832 | AT_PROCESS | WST02-201-DC-00125-25-CSEL | C4B | 131242-WST02-DR-P-6002.dgn | WST02 | 201 | DC | 00125 |  | 25 | CSEL | PIPELINE : WST02-201-DC-00125-25-CSEL | ASME B36.10M | 1000 | PN10 | 0 | 0 | 0 | 33.4 | 3.38 | FUSION BONDED EPOXY LINED |  | N/A | 36 | 80 | 0 | 85 | 200
0010292829 | AT_PROCESS | WST02-201-DC-00130-400-CSEL | C4B | 131242-WST02-DR-P-6001.dgn | WST02 | 201 | DC | 00130 |  | 400 | CSEL | EQ TANK TRANSFER P SUCTION - COMMON HEADER | ASME B36.10M | 1000 | PN10 | 425800 | 425800 | 544400 | 406.4 | 7.92 | FUSION BONDED EPOXY LINED |  |  | 36 | 70 | 22 | 95 | 200
0010330201 | AT_PROCESS | WST02-201-DC-00131-125-CSEL | C4B | 131242-WST02-DR-P-6001.dgn | WST02 | 201 | DC | 00131 |  | 125 | CSEL | EQ TANK TRANSFER P A SUCTION | ASME B36.10M | 1000 | PN10 | 132000 | 106000 | 132000 | 141.3 | 6.55 | FUSION BONDED EPOXY LINED |  |  | 36 | 70 | 22 | 95 | 200
0010292866 | AT_PROCESS | WST02-201-DC-00131-200-CSEL | C4B | 131242-WST02-DR-P-6001.dgn | WST02 | 201 | DC | 00131 |  | 200 | CSEL | EQ TANK TRANSFER P A SUCTION | ASME B36.10M | 1000 | PN10 | 131700 | 65000 | 135000 | 219.1 | 6.35 | FUSION BONDED EPOXY LINED |  |  | 36 | 70 | 22 | 95 | 200
0010292866 | AT_PROCESS | WST02-201-DC-00131-200-CSEL | C4B | 131242-WST02-DR-P-6001.dgn | WST02 | 201 | DC | 00131 |  | 200 | CSEL | EQ TANK TRANSFER P A SUCTION | ASME B36.10M | 1000 | PN10 | 131700 | 65000 | 135000 | 219.1 | 6.35 | FUSION BONDED EPOXY LINED |  |  | 36 | 70 | 22 | 95 | 200
0010292883 | AT_PROCESS | WST02-201-DC-00134-50-CSEL | C4B | 131242-WST02-DR-P-6001.dgn | WST02 | 201 | DC | 00134 |  | 50 | CSEL | EQ TANK TRANSFER P A SUCTION DRAIN | ASME B36.10M | 1000 | PN10 | 0 | 0 | 0 | 60.3 | 3.91 | FUSION BONDED EPOXY LINED |  |  | 36 | 70 | 22 | 95 | 200
0010292853 | AT_PROCESS | WST02-201-DC-00135-25-CSEL | C4B | 131242-WST02-DR-P-6001.dgn | WST02 | 201 | DC | 00135 |  | 25 | CSEL | EQ TANK TRANSFER P A DISCHARGE PIT ISOLATION | ASME B36.10M | 1000 | PN10 | 0 | 0 | 0 | 33.4 | 3.38 | FUSION BONDED EPOXY LINED |  |  | 36 | 122 | 95 | 156 | 300
0010292853 | AT_PROCESS | WST02-201-DC-00135-25-CSEL | C4B | 131242-WST02-DR-P-6001.dgn | WST02 | 201 | DC | 00135 |  | 25 | CSEL | EQ TANK TRANSFER P A DISCHARGE PIT ISOLATION | ASME B36.10M | 1000 | PN10 | 0 | 0 | 0 | 33.4 | 3.38 | FUSION BONDED EPOXY LINED |  |  | 36 | 122 | 95 | 156 | 300
0010298581 | AT_PROCESS | WST02-201-DC-00136-50-CSEL | C4B | 131242-WST02-DR-P-6001.dgn | WST02 | 201 | DC | 00136 |  | 50 | CSEL | EQ TANK TRANSFER P A DISCHARGE DRAIN | ASME B36.10M | 1000 | PN10 | 0 | 0 | 0 | 60.3 | 3.91 | FUSION BONDED EPOXY LINED |  |  | 36 | 123 | 95 | 156 | 300
0010311197 | AT_PROCESS | WST02-201-DC-00137-50-CSEL | C4B | 131242-WST02-DR-P-6001.dgn | WST02 | 201 | DC | 00137 |  | 50 | CSEL | LAMELLA CLARIFIER 1 INLET DRAIN | ASME B36.10M | 1000 | PN10 | 0 | 0 | 0 | 60.3 | 3.91 | FUSION BONDED EPOXY LINED |  |  | 36 | 123 | 95 | 156 | 300
0010329800 | AT_PROCESS | WST02-201-DC-00138-25-CSEL | C4B | 131242-WST02-DR-P-6001.dgn | WST02 | 201 | DC | 00138 |  | 25 | CSEL | EQ TANK TRANSFER P A DISCHARGE PI ISOLATION | ASME B36.10M | 1000 | PN10 | 0 | 0 | 0 | 33.4 | 3.38 | FUSION BONDED EPOXY LINED |  |  | 36 | 122 | 95 | 156 | 300
0010300894 | AT_PROCESS | WST02-201-DC-00140-25-CSEL | C4B | 131242-WST02-DR-P-6002.dgn | WST02 | 201 | DC | 00140 |  | 25 | CSEL | PIPELINE : WST02-201-DC-00140-25-CSEL | ASME B36.10M | 1000 | PN10 | 0 | 0 | 0 | 33.4 | 3.38 | FUSION BONDED EPOXY LINED |  | N/A | 36 | 72 | 0 | 72 | 200
0010301016 | AT_PROCESS | WST02-201-DC-00150-40-SS16 | C4B | 131242-WST02-DR-P-6000.dgn | WST02 | 201 | DC | 00150 |  | 40 | SS16 | PIPELINE : WST02-201-DC-00150-40-SS16 | ASME B36.19M | 1000 | PN10 | 800 | 800 | 800 | 48.26 | 3.68 | N/A |  | N/A | 36 | 50 | 50 | 100 | 200
0010301021 | AT_PROCESS | WST02-201-DC-00151-25-SS16 | C4B | 131242-WST02-DR-P-6000.dgn | WST02 | 201 | DC | 00151 |  | 25 | SS16 | PIPELINE : WST02-201-DC-00151-25-SS16 | ASME B36.19M | 1000 | PN10 | 0 | 0 | 800 | 33.4 | 3.38 | N/A |  | N/A | 36 | 70 | 50 | 100 | 200
0010301035 | AT_PROCESS | WST02-201-DC-00152-25-SS16 | C4B | 131242-WST02-DR-P-6000.dgn | WST02 | 201 | DC | 00152 |  | 25 | SS16 | PIPELINE : WST02-201-DC-00152-25-SS16 | ASME B36.19M | 1000 | PN10 | 0 | 0 | 800 | 33.4 | 3.38 | N/A |  | N/A | 36 | 100 | 100 | 150 | 300
0010301037 | AT_PROCESS | WST02-201-DC-00153-25-SS16 | C4B | 131242-WST02-DR-P-6000.dgn | WST02 | 201 | DC | 00153 |  | 25 | SS16 | PIPELINE : WST02-201-DC-00153-25-SS16 | ASME B36.19M | 1000 | PN10 | 0 | 0 | 0 | 33.4 | 3.38 | N/A |  | N/A | 36 | 100 | 100 | 150 | 300
0010301039 | AT_PROCESS | WST02-201-DC-00154-25-SS16 | C4B | 131242-WST02-DR-P-6000.dgn | WST02 | 201 | DC | 00154 |  | 25 | SS16 | PIPELINE : WST02-201-DC-00154-25-SS16 | ASME B36.19M | 1000 | PN10 | 0 | 0 | 0 | 33.4 | 3.38 | N/A |  | N/A | 36 | 100 | 100 | 150 | 300
0010301029 | AT_PROCESS | WST02-201-DC-00155-40-SS16 | C4B | 131242-WST02-DR-P-6000.dgn | WST02 | 201 | DC | 00155 |  | 40 | SS16 | PIPELINE : WST02-201-DC-00155-40-SS16 | ASME B36.19M | 1000 | PN10 | 800 | 800 | 800 | 48.26 | 3.68 | N/A |  | N/A | 36 | 100 | 100 | 150 | 300
0010301102 | AT_PROCESS | WST02-201-DC-00156-25-SS16 | C4B | 131242-WST02-DR-P-6000.dgn | WST02 | 201 | DC | 00156 |  | 25 | SS16 | PIPELINE : WST02-201-DC-00156-25-SS16 | ASME B36.19M | 1000 | PN10 | 0 | 0 | 800 | 33.4 | 3.38 | N/A |  | N/A | 36 | 100 | 100 | 325 | 500
0010301100 | AT_PROCESS | WST02-201-DC-00157-40-SS16 | C4B | 131242-WST02-DR-P-6000.dgn | WST02 | 201 | DC | 00157 |  | 40 | SS16 | PIPELINE : WST02-201-DC-00157-40-SS16 | ASME B36.19M | 1000 | PN10 | 0 | 0 | 800 | 48.26 | 3.68 | N/A |  | N/A | 36 | 70 | 20 | 100 | 200
0010331352 | AT_PROCESS | WST02-201-DC-00158-25-SS16 | C4B | 131242-WST02-DR-P-6000.dgn | WST02 | 201 | DC | 00158 |  | 25 | SS16 | PIPELINE : WST02-201-DC-00158-25-SS16 | ASME B36.19M | 1000 | PN10 | 600 | 600 | 600 | 33.4 | 3.38 | N/A |  | N/A | 36 | 100 | 100 | 150 | 300
0010331354 | AT_PROCESS | WST02-201-DC-00159-25-SS16 | C4B | 131242-WST02-DR-P-6000.dgn | WST02 | 201 | DC | 00159 |  | 25 | SS16 | PIPELINE : WST02-201-DC-00159-25-SS16 | ASME B36.19M | 1000 | PN10 | 100 | 100 | 100 | 33.4 | 3.38 | N/A |  | N/A | 36 | 100 | 100 | 150 | 300
0010331365 | AT_PROCESS | WST02-201-DC-00160-25-SS16 | C4B | 131242-WST02-DR-P-6000.dgn | WST02 | 201 | DC | 00160 |  | 25 | SS16 | PIPELINE : WST02-201-DC-00160-25-SS16 | ASME B36.19M | 1000 | PN10 | 40 | 40 | 40 | 33.4 | 3.38 | N/A |  | N/A | 36 | 100 | 100 | 150 | 300
0010331377 | AT_PROCESS | WST02-201-DC-00161-40-SS16 | C4B | 131242-WST02-DR-P-6000.dgn | WST02 | 201 | DC | 00161 |  | 40 | SS16 | PIPELINE : WST02-201-DC-00161-40-SS16 | ASME B36.19M | 1000 | PN10 | 800 | 800 | 800 | 48.26 | 3.68 | N/A |  | N/A | 36 | 100 | 100 | 150 | 300
0010292648 | AT_PROCESS | WST02-201-DC-00201-250-CSEL | C4B | 131242-WST02-DR-P-6000.dgn | WST02 | 201 | DC | 00201 |  | 250 | CSEL | PIPELINE : WST02-201-DC-00201-250-CSEL | ASME B36.10M | 1000 | PN10 | 263300 | 263300 | 288000 | 273 | 6.35 | FUSION BONDED EPOXY LINED |  | N/A | 40 | 230 | 110 | 230 | 400
0010331342 | AT_PROCESS | WST02-201-DC-00202-100-CSEL | C4B | 131242-WST02-DR-P-6000.dgn | WST02 | 201 | DC | 00202 |  | 100 | CSEL | PIPELINE : WST02-201-DC-00202-100-CSEL | ASME B36.10M | 1000 | PN10 | 0 | 0 | 0 | 114.3 | 6.02 | FUSION BONDED EPOXY LINED |  | N/A | 40 | 230 | 110 | 230 | 400
0010254217 | AT_PROCESS | WST02-201-DC-00204-300-CSEL | C4B | 131242-WST02-DR-P-6300.dgn | WST02 | 201 | DC | 00204 |  | 300 | CSEL | PIPELINE : WST02-201-DC-00204-300-CSEL | ASME B36.10M | 1000 | PN10 | 0 | 0 | 526700 | 323.8 | 6.35 | FUSION BONDED EPOXY LINED |  |  | 36 | 0 | 0 | 100 | 200
0010254217 | AT_PROCESS | WST02-201-DC-00204-300-CSEL | C4B | 131242-WST02-DR-P-6000.dgn | WST02 | 201 | DC | 00204 |  | 300 | CSEL | PIPELINE : WST02-201-DC-00204-300-CSEL | ASME B36.10M | 1000 | PN10 | 0 | 0 | 526700 | 323.8 | 6.35 | FUSION BONDED EPOXY LINED |  |  | 36 | 0 | 0 | 100 | 200
0010298267 | AT_PROCESS | WST02-201-DC-00206-400-CSEL | C4B | 131242-WST02-DR-P-6000.dgn | WST02 | 201 | DC | 00206 |  | 400 | CSEL | PIPELINE : WST02-201-DC-00206-400-CSEL | ASME B36.10M | 1000 | PN10 | 425800 | 425800 | 544400 | 406.4 | 7.92 | FUSION BONDED EPOXY LINED |  | N/A | 36 | 70 | 20 | 100 | 200
0010298267 | AT_PROCESS | WST02-201-DC-00206-400-CSEL | C4B | 131242-WST02-DR-P-6001.dgn | WST02 | 201 | DC | 00206 |  | 400 | CSEL | PIPELINE : WST02-201-DC-00206-400-CSEL | ASME B36.10M | 1000 | PN10 | 425800 | 425800 | 544400 | 406.4 | 7.92 | FUSION BONDED EPOXY LINED |  | N/A | 36 | 70 | 20 | 100 | 200
0010298429 | AT_PROCESS | WST02-201-DC-00207-150-CSEL | C4B | 131242-WST02-DR-P-6001.dgn | WST02 | 201 | DC | 00207 |  | 150 | CSEL | PIPELINE : WST02-201-DC-00207-150-CSEL | ASME B36.10M | 1000 | PN10 | 131700 | 65000 | 135000 | 168.3 | 7.11 | FUSION BONDED EPOXY LINED |  | N/A | 36 | 122 | 95 | 156 | 300
0010298429 | AT_PROCESS | WST02-201-DC-00207-150-CSEL | C4B | 131242-WST02-DR-P-6001.dgn | WST02 | 201 | DC | 00207 |  | 150 | CSEL | PIPELINE : WST02-201-DC-00207-150-CSEL | ASME B36.10M | 1000 | PN10 | 131700 | 65000 | 135000 | 168.3 | 7.11 | FUSION BONDED EPOXY LINED |  | N/A | 36 | 122 | 95 | 156 | 300
0010298429 | AT_PROCESS | WST02-201-DC-00207-150-CSEL | C4B | 131242-WST02-DR-P-6002.dgn | WST02 | 201 | DC | 00207 |  | 150 | CSEL | PIPELINE : WST02-201-DC-00207-150-CSEL | ASME B36.10M | 1000 | PN10 | 131700 | 65000 | 135000 | 168.3 | 7.11 | FUSION BONDED EPOXY LINED |  | N/A | 36 | 122 | 95 | 156 | 300
0010298429 | AT_PROCESS | WST02-201-DC-00207-150-CSEL | C4B | 131242-WST02-DR-P-6002.dgn | WST02 | 201 | DC | 00207 |  | 150 | CSEL | PIPELINE : WST02-201-DC-00207-150-CSEL | ASME B36.10M | 1000 | PN10 | 131700 | 65000 | 135000 | 168.3 | 7.11 | FUSION BONDED EPOXY LINED |  | N/A | 36 | 122 | 95 | 156 | 300
0010298429 | AT_PROCESS | WST02-201-DC-00207-150-CSEL | C4B | 131242-WST02-DR-P-6002.dgn | WST02 | 201 | DC | 00207 |  | 150 | CSEL | PIPELINE : WST02-201-DC-00207-150-CSEL | ASME B36.10M | 1000 | PN10 | 131700 | 65000 | 135000 | 168.3 | 7.11 | FUSION BONDED EPOXY LINED |  | N/A | 36 | 122 | 95 | 156 | 300
0010292602 | AT_PROCESS | WST02-201-DC-00207-25-CSEL | C4B | 131242-WST02-DR-P-6000.dgn | WST02 | 201 | DC | 00207 |  | 25 | CSEL | PIPELINE : WST02-201-DC-00207-25-CSEL | ASME B36.10M | 1000 | PN10 | 800 | 800 | 800 | 33.4 | 3.38 | FUSION BONDED EPOXY LINED |  | N/A | 36 | 100 | 100 | 150 | 300
0010298648 | AT_PROCESS | WST02-201-DC-00207A-150-CSEL | C4B | 131242-WST02-DR-P-6002.dgn | WST02 | 201 | DC | 00207 | A | 150 | CSEL | PIPELINE : WST02-201-DC-00207A-150-CSEL | ASME B36.10M | 1000 | PN10 | 65850 | 32500 | 67500 | 168.3 | 7.11 | FUSION BONDED EPOXY LINED |  | N/A | 36 | 123 | 95 | 156 | 300
0010298648 | AT_PROCESS | WST02-201-DC-00207A-150-CSEL | C4B | 131242-WST02-DR-P-6002.dgn | WST02 | 201 | DC | 00207 | A | 150 | CSEL | PIPELINE : WST02-201-DC-00207A-150-CSEL | ASME B36.10M | 1000 | PN10 | 65850 | 32500 | 67500 | 168.3 | 7.11 | FUSION BONDED EPOXY LINED |  | N/A | 36 | 123 | 95 | 156 | 300
0010298646 | AT_PROCESS | WST02-201-DC-00207B-150-CSEL | C4B | 131242-WST02-DR-P-6002.dgn | WST02 | 201 | DC | 00207 | B | 150 | CSEL | PIPELINE : WST02-201-DC-00207B-150-CSEL | ASME B36.10M | 1000 | PN10 | 65850 | 32500 | 67500 | 168.3 | 7.11 | FUSION BONDED EPOXY LINED |  | N/A | 36 | 123 | 95 | 156 | 300
0010298646 | AT_PROCESS | WST02-201-DC-00207B-150-CSEL | C4B | 131242-WST02-DR-P-6002.dgn | WST02 | 201 | DC | 00207 | B | 150 | CSEL | PIPELINE : WST02-201-DC-00207B-150-CSEL | ASME B36.10M | 1000 | PN10 | 65850 | 32500 | 67500 | 168.3 | 7.11 | FUSION BONDED EPOXY LINED |  | N/A | 36 | 123 | 95 | 156 | 300
0010298423 | AT_PROCESS | WST02-201-DC-00208-200-CSEL | C4B | 131242-WST02-DR-P-6300.dgn | WST02 | 201 | DC | 00208 |  | 200 | CSEL | PIPELINE : WST02-201-DC-00208-200-CSEL | ASME B36.10M | 1000 | PN10 | 0 | 0 | 135000 | 219.1 | 6.35 | FUSION BONDED EPOXY LINED |  |  | 36 | 0 | 0 | 0 | 100
0010298423 | AT_PROCESS | WST02-201-DC-00208-200-CSEL | C4B | 131242-WST02-DR-P-6002.dgn | WST02 | 201 | DC | 00208 |  | 200 | CSEL | PIPELINE : WST02-201-DC-00208-200-CSEL | ASME B36.10M | 1000 | PN10 | 0 | 0 | 135000 | 219.1 | 6.35 | FUSION BONDED EPOXY LINED |  |  | 36 | 0 | 0 | 0 | 100
0010298423 | AT_PROCESS | WST02-201-DC-00208-200-CSEL | C4B | 131242-WST02-DR-P-6002.dgn | WST02 | 201 | DC | 00208 |  | 200 | CSEL | PIPELINE : WST02-201-DC-00208-200-CSEL | ASME B36.10M | 1000 | PN10 | 0 | 0 | 135000 | 219.1 | 6.35 | FUSION BONDED EPOXY LINED |  |  | 36 | 0 | 0 | 0 | 100
0010298420 | AT_PROCESS | WST02-201-DC-00209-200-CSEL | C4B | 131242-WST02-DR-P-6002.dgn | WST02 | 201 | DC | 00209 |  | 200 | CSEL | PIPELINE : WST02-201-DC-00209-200-CSEL | ASME B36.10M | 1000 | PN10 | 131700 | 65000 | 135000 | 219.1 | 6.35 | FUSION BONDED EPOXY LINED |  |  | 36 | 72 | 72 | 72 | 200
0010298420 | AT_PROCESS | WST02-201-DC-00209-200-CSEL | C4B | 131242-WST02-DR-P-6006.dgn | WST02 | 201 | DC | 00209 |  | 200 | CSEL | PIPELINE : WST02-201-DC-00209-200-CSEL | ASME B36.10M | 1000 | PN10 | 131700 | 65000 | 135000 | 219.1 | 6.35 | FUSION BONDED EPOXY LINED |  |  | 36 | 72 | 72 | 72 | 200
0010298420 | AT_PROCESS | WST02-201-DC-00209-200-CSEL | C4B | 131242-WST02-DR-P-6002.dgn | WST02 | 201 | DC | 00209 |  | 200 | CSEL | PIPELINE : WST02-201-DC-00209-200-CSEL | ASME B36.10M | 1000 | PN10 | 131700 | 65000 | 135000 | 219.1 | 6.35 | FUSION BONDED EPOXY LINED |  |  | 36 | 72 | 72 | 72 | 200
0010298752 | AT_PROCESS | WST02-201-DC-00210-100-CSEL | C4B | 131242-WST02-DR-P-6002.dgn | WST02 | 201 | DC | 00210 |  | 100 | CSEL | PIPELINE : WST02-201-DC-00210-100-CSEL | ASME B36.10M | 1000 | PN10 | 20000 | 0 | 20000 | 114.3 | 6.02 | FUSION BONDED EPOXY LINED |  | N/A | 36 | 84 | 0 | 85 | 200
0010298720 | AT_PROCESS | WST02-201-DC-00211-100-CSEL | C4B | 131242-WST02-DR-P-6002.dgn | WST02 | 201 | DC | 00211 |  | 100 | CSEL | PIPELINE : WST02-201-DC-00211-100-CSEL | ASME B36.10M | 1000 | PN10 | 20000 | 0 | 20000 | 114.3 | 6.02 | FUSION BONDED EPOXY LINED |  | N/A | 36 | 84 | 0 | 85 | 200
0010298666 | AT_PROCESS | WST02-201-DC-00212-100-CSEL | C4B | 131242-WST02-DR-P-6002.dgn | WST02 | 201 | DC | 00212 |  | 100 | CSEL | PIPELINE : WST02-201-DC-00212-100-CSEL | ASME B36.10M | 1000 | PN10 | 20000 | 0 | 20000 | 114.3 | 6.02 | FUSION BONDED EPOXY LINED |  | N/A | 36 | 84 | 0 | 85 | 200
0010298691 | AT_PROCESS | WST02-201-DC-00213-100-CSEL | C4B | 131242-WST02-DR-P-6002.dgn | WST02 | 201 | DC | 00213 |  | 100 | CSEL | PIPELINE : WST02-201-DC-00213-100-CSEL | ASME B36.10M | 1000 | PN10 | 20000 | 0 | 20000 | 114.3 | 6.02 | FUSION BONDED EPOXY LINED |  | N/A | 36 | 84 | 0 | 85 | 200
0010293410 | AT_PROCESS | WST02-201-DC-00215-150-CSEL | C4B | 131242-WST02-DR-P-6002.dgn | WST02 | 201 | DC | 00215 |  | 150 | CSEL | PIPELINE : WST02-201-DC-00215-150-CSEL | ASME B36.10M | 1000 | PN10 | 60000 | 29000 | 60000 | 168.3 | 7.11 | FUSION BONDED EPOXY LINED |  | N/A | 36 | 80 | 0 | 85 | 200
0010293410 | AT_PROCESS | WST02-201-DC-00215-150-CSEL | C4B | 131242-WST02-DR-P-6004.dgn | WST02 | 201 | DC | 00215 |  | 150 | CSEL | PIPELINE : WST02-201-DC-00215-150-CSEL | ASME B36.10M | 1000 | PN10 | 60000 | 29000 | 60000 | 168.3 | 7.11 | FUSION BONDED EPOXY LINED |  | N/A | 36 | 80 | 0 | 85 | 200
0010293324 | AT_PROCESS | WST02-201-DC-00216-150-CSEL | C4B | 131242-WST02-DR-P-6004.dgn | WST02 | 201 | DC | 00216 |  | 150 | CSEL | WASTE SLUDGE P B DISCHARGE | ASME B36.10M | 1000 | PN10 | 60000 | 29000 | 60000 | 168.3 | 7.11 | FUSION BONDED EPOXY LINED |  |  | 36 | 247 | 242 | 261 | 400
0010293329 | AT_PROCESS | WST02-201-DC-00218-50-CSEL | C4B | 131242-WST02-DR-P-6004.dgn | WST02 | 201 | DC | 00218 |  | 50 | CSEL | WASTE SLUDGE P B SUCTION DRAIN | ASME B36.10M | 1000 | PN10 | 0 | 0 | 0 | 60.3 | 3.91 | FUSION BONDED EPOXY LINED |  |  | 36 | 80 | 0 | 85 | 200
0010293343 | AT_PROCESS | WST02-201-DC-00219-25-CSEL | C4B | 131242-WST02-DR-P-6004.dgn | WST02 | 201 | DC | 00219 |  | 25 | CSEL | WASTE SLUDGE P B DISCHARGE PI ISOLATION | ASME B36.10M | 1000 | PN10 | 0 | 0 | 0 | 33.4 | 3.38 | FUSION BONDED EPOXY LINED |  |  | 36 | 247 | 242 | 261 | 400
0010293335 | AT_PROCESS | WST02-201-DC-00220-25-CSEL | C4B | 131242-WST02-DR-P-6004.dgn | WST02 | 201 | DC | 00220 |  | 25 | CSEL | WASTE SLUDGE P B DISCHARGE PIT ISOLATION | ASME B36.10M | 1000 | PN10 | 0 | 0 | 0 | 33.4 | 3.38 | FUSION BONDED EPOXY LINED |  |  | 36 | 247 | 242 | 261 | 400
0010298931 | AT_PROCESS | WST02-201-DC-00221-50-CSEL | C4B | 131242-WST02-DR-P-6004.dgn | WST02 | 201 | DC | 00221 |  | 50 | CSEL | WASTE SLUDGE P B DISCHARGE DRAIN | ASME B36.10M | 1000 | PN10 | 0 | 0 | 0 | 60.3 | 3.91 | FUSION BONDED EPOXY LINED |  |  | 36 | 247 | 242 | 261 | 400
0010293443 | AT_PROCESS | WST02-201-DC-00222-80-CSEL | C4B | 131242-WST02-DR-P-6004.dgn | WST02 | 201 | DC | 00222 |  | 80 | CSEL | WASTE SLDUGE P B DISCHARGE SRV OUTLET | ASME B36.10M | 1000 | PN10 | 0 | 0 | 60000 | 88.9 | 5.49 | FUSION BONDED EPOXY LINED |  |  | 36 | 0 | 0 | 85 | 200
0010293401 | AT_PROCESS | WST02-201-DC-00223-50-CSEL | C4B | 131242-WST02-DR-P-6004.dgn | WST02 | 201 | DC | 00223 |  | 50 | CSEL | WASTE SLDUGE P B DISCHARGE SRV INLET | ASME B36.10M | 1000 | PN10 | 0 | 0 | 60000 | 60.3 | 3.91 | FUSION BONDED EPOXY LINED |  |  | 36 | 247 | 242 | 453 | 700
0010329827 | AT_PROCESS | WST02-201-DC-00225-25-CSEL | C4B | 131242-WST02-DR-P-6002.dgn | WST02 | 201 | DC | 00225 |  | 25 | CSEL | PIPELINE : WST02-201-DC-00225-25-CSEL | ASME B36.10M | 1000 | PN10 | 0 | 0 | 0 | 33.4 | 3.38 | FUSION BONDED EPOXY LINED |  | N/A | 36 | 80 | 0 | 85 | 200
0010330203 | AT_PROCESS | WST02-201-DC-00231-125-CSEL | C4B | 131242-WST02-DR-P-6001.dgn | WST02 | 201 | DC | 00231 |  | 125 | CSEL | EQ TANK TRANSFER P B SUCTION | ASME B36.10M | 1000 | PN10 | 132000 | 106000 | 132000 | 141.3 | 6.55 | FUSION BONDED EPOXY LINED |  |  | 36 | 70 | 22 | 95 | 200
0010292861 | AT_PROCESS | WST02-201-DC-00231-200-CSEL | C4B | 131242-WST02-DR-P-6001.dgn | WST02 | 201 | DC | 00231 |  | 200 | CSEL | EQ TANK TRANSFER P B SUCTION | ASME B36.10M | 1000 | PN10 | 131700 | 6500 | 135000 | 219.1 | 6.35 | FUSION BONDED EPOXY LINED |  |  | 36 | 70 | 22 | 95 | 200
0010292861 | AT_PROCESS | WST02-201-DC-00231-200-CSEL | C4B | 131242-WST02-DR-P-6001.dgn | WST02 | 201 | DC | 00231 |  | 200 | CSEL | EQ TANK TRANSFER P B SUCTION | ASME B36.10M | 1000 | PN10 | 131700 | 6500 | 135000 | 219.1 | 6.35 | FUSION BONDED EPOXY LINED |  |  | 36 | 70 | 22 | 95 | 200
0010292843 | AT_PROCESS | WST02-201-DC-00234-50-CSEL | C4B | 131242-WST02-DR-P-6001.dgn | WST02 | 201 | DC | 00234 |  | 50 | CSEL | EQ TANK TRANSFER P B SUCTION DRAIN | ASME B36.10M | 1000 | PN10 | 0 | 0 | 0 | 60.3 | 3.91 | FUSION BONDED EPOXY LINED |  |  | 36 | 70 | 22 | 95 | 200
0010292837 | AT_PROCESS | WST02-201-DC-00235-25-CSEL | C4B | 131242-WST02-DR-P-6001.dgn | WST02 | 201 | DC | 00235 |  | 25 | CSEL | EQ TANK TRANSFER P B DISCHARGE PIT ISOLATION | ASME B36.10M | 1000 | PN10 | 0 | 0 | 0 | 33.4 | 3.38 | FUSION BONDED EPOXY LINED |  |  | 36 | 122 | 95 | 156 | 300
0010298595 | AT_PROCESS | WST02-201-DC-00236-50-CSEL | C4B | 131242-WST02-DR-P-6001.dgn | WST02 | 201 | DC | 00236 |  | 50 | CSEL | EQ TANK TRANSFER P B DISCHARGE DRAIN | ASME B36.10M | 1000 | PN10 | 0 | 0 | 0 | 60.3 | 3.91 | FUSION BONDED EPOXY LINED |  |  | 36 | 123 | 95 | 156 | 300
0010311199 | AT_PROCESS | WST02-201-DC-00237-50-CSEL | C4B | 131242-WST02-DR-P-6001.dgn | WST02 | 201 | DC | 00237 |  | 50 | CSEL | LAMELLA CLARIFIER 2 INLET DRAIN | ASME B36.10M | 1000 | PN10 | 0 | 0 | 0 | 60.3 | 3.91 | FUSION BONDED EPOXY LINED |  |  | 36 | 123 | 95 | 156 | 300
0010329796 | AT_PROCESS | WST02-201-DC-00238-25-CSEL | C4B | 131242-WST02-DR-P-6001.dgn | WST02 | 201 | DC | 00238 |  | 25 | CSEL | EQ TANK TRANSFER P B DISCHARGE PI ISOLATION | ASME B36.10M | 1000 | PN10 | 0 | 0 | 0 | 33.4 | 3.38 | FUSION BONDED EPOXY LINED |  |  | 36 | 122 | 95 | 156 | 300
0010300898 | AT_PROCESS | WST02-201-DC-00240-25-CSEL | C4B | 131242-WST02-DR-P-6002.dgn | WST02 | 201 | DC | 00240 |  | 25 | CSEL | PIPELINE : WST02-201-DC-00240-25-CSEL | ASME B36.10M | 1000 | PN10 | 0 | 0 | 0 | 33.4 | 3.38 | FUSION BONDED EPOXY LINED |  | N/A | 36 | 72 | 0 | 72 | 200
0010301015 | AT_PROCESS | WST02-201-DC-00250-40-SS16 | C4B | 131242-WST02-DR-P-6000.dgn | WST02 | 201 | DC | 00250 |  | 40 | SS16 | PIPELINE : WST02-201-DC-00250-40-SS16 | ASME B36.19M | 1000 | PN10 | 800 | 800 | 800 | 48.26 | 3.68 | N/A |  | N/A | 36 | 50 | 50 | 100 | 200
0010301059 | AT_PROCESS | WST02-201-DC-00251-25-SS16 | C4B | 131242-WST02-DR-P-6000.dgn | WST02 | 201 | DC | 00251 |  | 25 | SS16 | PIPELINE : WST02-201-DC-00251-25-SS16 | ASME B36.19M | 1000 | PN10 | 0 | 0 | 800 | 33.4 | 3.38 | N/A |  | N/A | 36 | 50 | 50 | 100 | 200
0010301067 | AT_PROCESS | WST02-201-DC-00252-25-SS16 | C4B | 131242-WST02-DR-P-6000.dgn | WST02 | 201 | DC | 00252 |  | 25 | SS16 | PIPELINE : WST02-201-DC-00252-25-SS16 | ASME B36.19M | 1000 | PN10 | 0 | 0 | 800 | 33.4 | 3.38 | N/A |  | N/A | 36 | 100 | 100 | 150 | 300
0010301069 | AT_PROCESS | WST02-201-DC-00253-25-SS16 | C4B | 131242-WST02-DR-P-6000.dgn | WST02 | 201 | DC | 00253 |  | 25 | SS16 | PIPELINE : WST02-201-DC-00253-25-SS16 | ASME B36.19M | 1000 | PN10 | 0 | 0 | 0 | 33.4 | 3.38 | N/A |  | N/A | 36 | 100 | 100 | 150 | 300
0010301071 | AT_PROCESS | WST02-201-DC-00254-25-SS16 | C4B | 131242-WST02-DR-P-6000.dgn | WST02 | 201 | DC | 00254 |  | 25 | SS16 | PIPELINE : WST02-201-DC-00254-25-SS16 | ASME B36.19M | 1000 | PN10 | 0 | 0 | 0 | 33.4 | 3.38 | N/A |  | N/A | 36 | 100 | 100 | 150 | 300
0010301061 | AT_PROCESS | WST02-201-DC-00255-40-SS16 | C4B | 131242-WST02-DR-P-6000.dgn | WST02 | 201 | DC | 00255 |  | 40 | SS16 | PIPELINE : WST02-201-DC-00255-40-SS16 | ASME B36.19M | 1000 | PN10 | 800 | 800 | 800 | 48.26 | 3.68 | N/A |  | N/A | 36 | 100 | 100 | 150 | 300
0010301106 | AT_PROCESS | WST02-201-DC-00256-25-SS16 | C4B | 131242-WST02-DR-P-6000.dgn | WST02 | 201 | DC | 00256 |  | 25 | SS16 | PIPELINE : WST02-201-DC-00256-25-SS16 | ASME B36.19M | 1000 | PN10 | 0 | 0 | 800 | 33.4 | 3.38 | N/A |  | N/A | 36 | 100 | 100 | 325 | 500
0010301104 | AT_PROCESS | WST02-201-DC-00257-40-SS16 | C4B | 131242-WST02-DR-P-6000.dgn | WST02 | 201 | DC | 00257 |  | 40 | SS16 | PIPELINE : WST02-201-DC-00257-40-SS16 | ASME B36.19M | 1000 | PN10 | 0 | 0 | 800 | 48.26 | 3.68 | N/A |  | N/A | 36 | 70 | 20 | 100 | 200
0010331356 | AT_PROCESS | WST02-201-DC-00258-25-SS16 | C4B | 131242-WST02-DR-P-6000.dgn | WST02 | 201 | DC | 00258 |  | 25 | SS16 | PIPELINE : WST02-201-DC-00258-25-SS16 | ASME B36.19M | 1000 | PN10 | 600 | 600 | 600 | 33.4 | 3.38 | N/A |  | N/A | 36 | 100 | 100 | 150 | 300
0010331358 | AT_PROCESS | WST02-201-DC-00259-25-SS16 | C4B | 131242-WST02-DR-P-6000.dgn | WST02 | 201 | DC | 00259 |  | 25 | SS16 | PIPELINE : WST02-201-DC-00259-25-SS16 | ASME B36.19M | 1000 | PN10 | 100 | 100 | 100 | 33.4 | 3.38 | N/A |  | N/A | 36 | 100 | 100 | 150 | 300
0010331360 | AT_PROCESS | WST02-201-DC-00260-25-SS16 | C4B | 131242-WST02-DR-P-6000.dgn | WST02 | 201 | DC | 00260 |  | 25 | SS16 | PIPELINE : WST02-201-DC-00260-25-SS16 | ASME B36.19M | 1000 | PN10 | 40 | 40 | 40 | 33.4 | 3.38 | N/A |  | N/A | 36 | 100 | 100 | 150 | 300
0010331380 | AT_PROCESS | WST02-201-DC-00261-40-SS16 | C4B | 131242-WST02-DR-P-6000.dgn | WST02 | 201 | DC | 00261 |  | 40 | SS16 | PIPELINE : WST02-201-DC-00261-40-SS16 | ASME B36.19M | 1000 | PN10 | 800 | 800 | 800 | 48.26 | 3.68 | N/A |  | N/A | 36 | 100 | 100 | 150 | 300
0010298459 | AT_PROCESS | WST02-201-DC-00307-150-CSEL | C4B | 131242-WST02-DR-P-6001.dgn | WST02 | 201 | DC | 00307 |  | 150 | CSEL | PIPELINE : WST02-201-DC-00307-150-CSEL | ASME B36.10M | 1000 | PN10 | 131700 | 65000 | 135000 | 168.3 | 7.11 | FUSION BONDED EPOXY LINED |  | N/A | 36 | 122 | 95 | 156 | 300
0010298459 | AT_PROCESS | WST02-201-DC-00307-150-CSEL | C4B | 131242-WST02-DR-P-6001.dgn | WST02 | 201 | DC | 00307 |  | 150 | CSEL | PIPELINE : WST02-201-DC-00307-150-CSEL | ASME B36.10M | 1000 | PN10 | 131700 | 65000 | 135000 | 168.3 | 7.11 | FUSION BONDED EPOXY LINED |  | N/A | 36 | 122 | 95 | 156 | 300
0010298459 | AT_PROCESS | WST02-201-DC-00307-150-CSEL | C4B | 131242-WST02-DR-P-6003.dgn | WST02 | 201 | DC | 00307 |  | 150 | CSEL | PIPELINE : WST02-201-DC-00307-150-CSEL | ASME B36.10M | 1000 | PN10 | 131700 | 65000 | 135000 | 168.3 | 7.11 | FUSION BONDED EPOXY LINED |  | N/A | 36 | 122 | 95 | 156 | 300
0010298459 | AT_PROCESS | WST02-201-DC-00307-150-CSEL | C4B | 131242-WST02-DR-P-6003.dgn | WST02 | 201 | DC | 00307 |  | 150 | CSEL | PIPELINE : WST02-201-DC-00307-150-CSEL | ASME B36.10M | 1000 | PN10 | 131700 | 65000 | 135000 | 168.3 | 7.11 | FUSION BONDED EPOXY LINED |  | N/A | 36 | 122 | 95 | 156 | 300
0010298459 | AT_PROCESS | WST02-201-DC-00307-150-CSEL | C4B | 131242-WST02-DR-P-6003.dgn | WST02 | 201 | DC | 00307 |  | 150 | CSEL | PIPELINE : WST02-201-DC-00307-150-CSEL | ASME B36.10M | 1000 | PN10 | 131700 | 65000 | 135000 | 168.3 | 7.11 | FUSION BONDED EPOXY LINED |  | N/A | 36 | 122 | 95 | 156 | 300
0010298897 | AT_PROCESS | WST02-201-DC-00307A-150-CSEL | C4B | 131242-WST02-DR-P-6003.dgn | WST02 | 201 | DC | 00307 | A | 150 | CSEL | PIPELINE : WST02-201-DC-00307A-150-CSEL | ASME B36.10M | 1000 | PN10 | 65850 | 32500 | 67500 | 168.3 | 7.11 | FUSION BONDED EPOXY LINED |  | N/A | 36 | 123 | 95 | 156 | 300
0010298897 | AT_PROCESS | WST02-201-DC-00307A-150-CSEL | C4B | 131242-WST02-DR-P-6003.dgn | WST02 | 201 | DC | 00307 | A | 150 | CSEL | PIPELINE : WST02-201-DC-00307A-150-CSEL | ASME B36.10M | 1000 | PN10 | 65850 | 32500 | 67500 | 168.3 | 7.11 | FUSION BONDED EPOXY LINED |  | N/A | 36 | 123 | 95 | 156 | 300
0010298829 | AT_PROCESS | WST02-201-DC-00307B-150-CSEL | C4B | 131242-WST02-DR-P-6003.dgn | WST02 | 201 | DC | 00307 | B | 150 | CSEL | PIPELINE : WST02-201-DC-00307B-150-CSEL | ASME B36.10M | 1000 | PN10 | 65850 | 32500 | 67500 | 168.3 | 7.11 | FUSION BONDED EPOXY LINED |  | N/A | 36 | 123 | 95 | 156 | 300
0010298829 | AT_PROCESS | WST02-201-DC-00307B-150-CSEL | C4B | 131242-WST02-DR-P-6003.dgn | WST02 | 201 | DC | 00307 | B | 150 | CSEL | PIPELINE : WST02-201-DC-00307B-150-CSEL | ASME B36.10M | 1000 | PN10 | 65850 | 32500 | 67500 | 168.3 | 7.11 | FUSION BONDED EPOXY LINED |  | N/A | 36 | 123 | 95 | 156 | 300
0010298438 | AT_PROCESS | WST02-201-DC-00308-200-CSEL | C4B | 131242-WST02-DR-P-6003.dgn | WST02 | 201 | DC | 00308 |  | 200 | CSEL | PIPELINE : WST02-201-DC-00308-200-CSEL | ASME B36.10M | 1000 | PN10 | 0 | 0 | 135000 | 219.1 | 6.35 | FUSION BONDED EPOXY LINED |  |  | 36 | 0 | 0 | 0 | 100
0010298438 | AT_PROCESS | WST02-201-DC-00308-200-CSEL | C4B | 131242-WST02-DR-P-6300.dgn | WST02 | 201 | DC | 00308 |  | 200 | CSEL | PIPELINE : WST02-201-DC-00308-200-CSEL | ASME B36.10M | 1000 | PN10 | 0 | 0 | 135000 | 219.1 | 6.35 | FUSION BONDED EPOXY LINED |  |  | 36 | 0 | 0 | 0 | 100
0010294226 | AT_PROCESS | WST02-201-DC-00309-200-CSEL | C4B | 131242-WST02-DR-P-6007.dgn | WST02 | 201 | DC | 00309 |  | 200 | CSEL | PIPELINE : WST02-201-DC-00309-200-CSEL | ASME B36.10M | 1000 | PN10 | 131700 | 65000 | 135000 | 219.1 | 6.35 | FUSION BONDED EPOXY LINED |  | N/A | 36 | 72 | 72 | 72 | 200
0010294226 | AT_PROCESS | WST02-201-DC-00309-200-CSEL | C4B | 131242-WST02-DR-P-6003.dgn | WST02 | 201 | DC | 00309 |  | 200 | CSEL | PIPELINE : WST02-201-DC-00309-200-CSEL | ASME B36.10M | 1000 | PN10 | 131700 | 65000 | 135000 | 219.1 | 6.35 | FUSION BONDED EPOXY LINED |  | N/A | 36 | 72 | 72 | 72 | 200
0010294226 | AT_PROCESS | WST02-201-DC-00309-200-CSEL | C4B | 131242-WST02-DR-P-6003.dgn | WST02 | 201 | DC | 00309 |  | 200 | CSEL | PIPELINE : WST02-201-DC-00309-200-CSEL | ASME B36.10M | 1000 | PN10 | 131700 | 65000 | 135000 | 219.1 | 6.35 | FUSION BONDED EPOXY LINED |  | N/A | 36 | 72 | 72 | 72 | 200
0010298875 | AT_PROCESS | WST02-201-DC-00310-100-CSEL | C4B | 131242-WST02-DR-P-6003.dgn | WST02 | 201 | DC | 00310 |  | 100 | CSEL | PIPELINE : WST02-201-DC-00310-100-CSEL | ASME B36.10M | 1000 | PN10 | 20000 | 0 | 20000 | 114.3 | 6.02 | FUSION BONDED EPOXY LINED |  | N/A | 36 | 84 | 0 | 100 | 200
0010298846 | AT_PROCESS | WST02-201-DC-00311-100-CSEL | C4B | 131242-WST02-DR-P-6003.dgn | WST02 | 201 | DC | 00311 |  | 100 | CSEL | PIPELINE : WST02-201-DC-00311-100-CSEL | ASME B36.10M | 1000 | PN10 | 20000 | 0 | 20000 | 114.3 | 6.02 | FUSION BONDED EPOXY LINED |  | N/A | 36 | 84 | 0 | 100 | 200
0010298852 | AT_PROCESS | WST02-201-DC-00312-100-CSEL | C4B | 131242-WST02-DR-P-6003.dgn | WST02 | 201 | DC | 00312 |  | 100 | CSEL | PIPELINE : WST02-201-DC-00312-100-CSEL | ASME B36.10M | 1000 | PN10 | 20000 | 0 | 20000 | 114.3 | 6.02 | FUSION BONDED EPOXY LINED |  | N/A | 36 | 84 | 0 | 100 | 200
0010298850 | AT_PROCESS | WST02-201-DC-00313-100-CSEL | C4B | 131242-WST02-DR-P-6003.dgn | WST02 | 201 | DC | 00313 |  | 100 | CSEL | PIPELINE : WST02-201-DC-00313-100-CSEL | ASME B36.10M | 1000 | PN10 | 20000 | 0 | 20000 | 114.3 | 6.02 | FUSION BONDED EPOXY LINED |  | N/A | 36 | 84 | 0 | 85 | 200
0010298842 | AT_PROCESS | WST02-201-DC-00314-150-CSEL | C4B | 131242-WST02-DR-P-6003.dgn | WST02 | 201 | DC | 00314 |  | 150 | CSEL | PIPELINE : WST02-201-DC-00314-150-CSEL | ASME B36.10M | 1000 | PN10 | 40000 | 19000 | 40000 | 168.3 | 7.11 | FUSION BONDED EPOXY LINED |  | N/A | 36 | 80 | 0 | 85 | 200
0010293177 | AT_PROCESS | WST02-201-DC-00315-150-CSEL | C4B | 131242-WST02-DR-P-6003.dgn | WST02 | 201 | DC | 00315 |  | 150 | CSEL | PIPELINE : WST02-201-DC-00315-150-CSEL | ASME B36.10M | 1000 | PN10 | 40000 | 19000 | 40000 | 168.3 | 7.11 | FUSION BONDED EPOXY LINED |  | N/A | 36 | 80 | 0 | 85 | 200
0010293177 | AT_PROCESS | WST02-201-DC-00315-150-CSEL | C4B | 131242-WST02-DR-P-6004.dgn | WST02 | 201 | DC | 00315 |  | 150 | CSEL | PIPELINE : WST02-201-DC-00315-150-CSEL | ASME B36.10M | 1000 | PN10 | 40000 | 19000 | 40000 | 168.3 | 7.11 | FUSION BONDED EPOXY LINED |  | N/A | 36 | 80 | 0 | 85 | 200
0010293177 | AT_PROCESS | WST02-201-DC-00315-150-CSEL | C4B | 131242-WST02-DR-P-6004.dgn | WST02 | 201 | DC | 00315 |  | 150 | CSEL | PIPELINE : WST02-201-DC-00315-150-CSEL | ASME B36.10M | 1000 | PN10 | 40000 | 19000 | 40000 | 168.3 | 7.11 | FUSION BONDED EPOXY LINED |  | N/A | 36 | 80 | 0 | 85 | 200
0010293347 | AT_PROCESS | WST02-201-DC-00316-150-CSEL | C4B | 131242-WST02-DR-P-6004.dgn | WST02 | 201 | DC | 00316 |  | 150 | CSEL | WASTE SLUDGE P C DISCHARGE | ASME B36.10M | 1000 | PN10 | 40000 | 19000 | 40000 | 168.3 | 7.11 | FUSION BONDED EPOXY LINED |  |  | 36 | 244 | 242 | 256 | 400
0010293347 | AT_PROCESS | WST02-201-DC-00316-150-CSEL | C4B | 131242-WST02-DR-P-6004.dgn | WST02 | 201 | DC | 00316 |  | 150 | CSEL | WASTE SLUDGE P C DISCHARGE | ASME B36.10M | 1000 | PN10 | 40000 | 19000 | 40000 | 168.3 | 7.11 | FUSION BONDED EPOXY LINED |  |  | 36 | 244 | 242 | 256 | 400
0010293312 | AT_PROCESS | WST02-201-DC-00318-50-CSEL | C4B | 131242-WST02-DR-P-6004.dgn | WST02 | 201 | DC | 00318 |  | 50 | CSEL | WASTE SLUDGE P C SUCTION DRAIN | ASME B36.10M | 1000 | PN10 | 0 | 0 | 0 | 60.3 | 3.91 | FUSION BONDED EPOXY LINED |  |  | 36 | 80 | 0 | 85 | 200
0010293361 | AT_PROCESS | WST02-201-DC-00319-25-CSEL | C4B | 131242-WST02-DR-P-6004.dgn | WST02 | 201 | DC | 00319 |  | 25 | CSEL | WASTE SLUDGE P C DISCHARGE PI ISOLATION | ASME B36.10M | 1000 | PN10 | 0 | 0 | 0 | 33.4 | 3.38 | FUSION BONDED EPOXY LINED |  |  | 36 | 244 | 242 | 256 | 400
0010293399 | AT_PROCESS | WST02-201-DC-00320-25-CSEL | C4B | 131242-WST02-DR-P-6004.dgn | WST02 | 201 | DC | 00320 |  | 25 | CSEL | WASTE SLUDGE P C DISCHARGE PIT ISOLATION | ASME B36.10M | 1000 | PN10 | 0 | 0 | 0 | 33.4 | 3.38 | FUSION BONDED EPOXY LINED |  |  | 36 | 244 | 242 | 256 | 400
0010298929 | AT_PROCESS | WST02-201-DC-00321-50-CSEL | C4B | 131242-WST02-DR-P-6004.dgn | WST02 | 201 | DC | 00321 |  | 50 | CSEL | WASTE SLUDGE P C DISCHARGE DRAIN | ASME B36.10M | 1000 | PN10 | 0 | 0 | 0 | 60.3 | 3.91 | FUSION BONDED EPOXY LINED |  |  | 36 | 244 | 242 | 256 | 400
0010293385 | AT_PROCESS | WST02-201-DC-00322-65-CSEL | C4B | 131242-WST02-DR-P-6004.dgn | WST02 | 201 | DC | 00322 |  | 65 | CSEL | WASTE SLDUGE P C DISCHARGE SRV OUTLET | ASME B36.10M | 1000 | PN10 | 0 | 0 | 40000 | 73 | 3.05 | FUSION BONDED EPOXY LINED |  |  | 36 | 0 | 0 | 85 | 200
0010293389 | AT_PROCESS | WST02-201-DC-00323-40-CSEL | C4B | 131242-WST02-DR-P-6004.dgn | WST02 | 201 | DC | 00323 |  | 40 | CSEL | WASTE SLDUGE P C DISCHARGE SRV INLET | ASME B36.10M | 1000 | PN10 | 0 | 0 | 40000 | 48.26 | 3.68 | FUSION BONDED EPOXY LINED |  |  | 36 | 244 | 242 | 443 | 700
0010329844 | AT_PROCESS | WST02-201-DC-00325-25-CSEL | C4B | 131242-WST02-DR-P-6003.dgn | WST02 | 201 | DC | 00325 |  | 25 | CSEL | PIPELINE : WST02-201-DC-00325-25-CSEL | ASME B36.10M | 1000 | PN10 | 0 | 0 | 0 | 33.4 | 3.91 | FUSION BONDED EPOXY LINED |  | N/A | 36 | 80 | 0 | 85 | 200
0010330206 | AT_PROCESS | WST02-201-DC-00331-125-CSEL | C4B | 131242-WST02-DR-P-6001.dgn | WST02 | 201 | DC | 00331 |  | 125 | CSEL | EQ TANK TRANSFER P C SUCTION | ASME B36.10M | 1000 | PN10 | 132000 | 106000 | 132000 | 141.3 | 6.55 | FUSION BONDED EPOXY LINED |  |  | 36 | 70 | 22 | 95 | 200
0010292868 | AT_PROCESS | WST02-201-DC-00331-200-CSEL | C4B | 131242-WST02-DR-P-6001.dgn | WST02 | 201 | DC | 00331 |  | 200 | CSEL | EQ TANK TRANSFER P C SUCTION | ASME B36.10M | 1000 | PN10 | 131700 | 65000 | 135000 | 219.1 | 6.35 | FUSION BONDED EPOXY LINED |  |  | 36 | 70 | 22 | 95 | 200
0010292868 | AT_PROCESS | WST02-201-DC-00331-200-CSEL | C4B | 131242-WST02-DR-P-6001.dgn | WST02 | 201 | DC | 00331 |  | 200 | CSEL | EQ TANK TRANSFER P C SUCTION | ASME B36.10M | 1000 | PN10 | 131700 | 65000 | 135000 | 219.1 | 6.35 | FUSION BONDED EPOXY LINED |  |  | 36 | 70 | 22 | 95 | 200
0010292935 | AT_PROCESS | WST02-201-DC-00334-50-CSEL | C4B | 131242-WST02-DR-P-6001.dgn | WST02 | 201 | DC | 00334 |  | 50 | CSEL | EQ TANK TRANSFER P C SUCTION DRAIN | ASME B36.10M | 1000 | PN10 | 0 | 0 | 0 | 60.3 | 3.91 | FUSION BONDED EPOXY LINED |  |  | 36 | 70 | 22 | 95 | 200
0010292835 | AT_PROCESS | WST02-201-DC-00335-25-CSEL | C4B | 131242-WST02-DR-P-6001.dgn | WST02 | 201 | DC | 00335 |  | 25 | CSEL | EQ TANK TRANSFER P C DISCHARGE PIT ISOLATION | ASME B36.10M | 1000 | PN10 | 0 | 0 | 0 | 33.4 | 3.38 | FUSION BONDED EPOXY LINED |  |  | 36 | 122 | 95 | 156 | 300
0010292835 | AT_PROCESS | WST02-201-DC-00335-25-CSEL | C4B | 131242-WST02-DR-P-6001.dgn | WST02 | 201 | DC | 00335 |  | 25 | CSEL | EQ TANK TRANSFER P C DISCHARGE PIT ISOLATION | ASME B36.10M | 1000 | PN10 | 0 | 0 | 0 | 33.4 | 3.38 | FUSION BONDED EPOXY LINED |  |  | 36 | 122 | 95 | 156 | 300
0010298585 | AT_PROCESS | WST02-201-DC-00336-50-CSEL | C4B | 131242-WST02-DR-P-6001.dgn | WST02 | 201 | DC | 00336 |  | 50 | CSEL | EQ TANK TRANSFER P C DISCHARGE DRAIN | ASME B36.10M | 1000 | PN10 | 0 | 0 | 0 | 60.3 | 3.91 | FUSION BONDED EPOXY LINED |  |  | 36 | 123 | 95 | 156 | 300
0010311201 | AT_PROCESS | WST02-201-DC-00337-50-CSEL | C4B | 131242-WST02-DR-P-6001.dgn | WST02 | 201 | DC | 00337 |  | 50 | CSEL | LAMELLA CLARIFIER 3 INLET DRAIN | ASME B36.10M | 1000 | PN10 | 0 | 0 | 0 | 60.3 | 3.91 | FUSION BONDED EPOXY LINED |  |  | 36 | 123 | 95 | 156 | 300
0010329794 | AT_PROCESS | WST02-201-DC-00338-25-CSEL | C4B | 131242-WST02-DR-P-6001.dgn | WST02 | 201 | DC | 00338 |  | 25 | CSEL | EQ TANK TRANSFER P C DISCHARGE PI ISOLATION | ASME B36.10M | 1000 | PN10 | 0 | 0 | 0 | 33.4 | 3.38 | FUSION BONDED EPOXY LINED |  |  | 36 | 122 | 95 | 156 | 300
0010300914 | AT_PROCESS | WST02-201-DC-00340-25-CSEL | C4B | 131242-WST02-DR-P-6003.dgn | WST02 | 201 | DC | 00340 |  | 25 | CSEL | PIPELINE : WST02-201-DC-00340-25-CSEL | ASME B36.10M | 1000 | PN10 | 0 | 0 | 0 | 33.4 | 3.38 | FUSION BONDED EPOXY LINED |  | N/A | 36 | 72 | 0 | 72 | 200
0010298465 | AT_PROCESS | WST02-201-DC-00407-150-CSEL | C4B | 131242-WST02-DR-P-6001.dgn | WST02 | 201 | DC | 00407 |  | 150 | CSEL | PIPELINE : WST02-201-DC-00407-150-CSEL | ASME B36.10M | 1000 | PN10 | 131700 | 65000 | 135000 | 168.3 | 7.11 | FUSION BONDED EPOXY LINED |  | N/A | 36 | 122 | 95 | 156 | 300
0010298465 | AT_PROCESS | WST02-201-DC-00407-150-CSEL | C4B | 131242-WST02-DR-P-6001.dgn | WST02 | 201 | DC | 00407 |  | 150 | CSEL | PIPELINE : WST02-201-DC-00407-150-CSEL | ASME B36.10M | 1000 | PN10 | 131700 | 65000 | 135000 | 168.3 | 7.11 | FUSION BONDED EPOXY LINED |  | N/A | 36 | 122 | 95 | 156 | 300
0010298465 | AT_PROCESS | WST02-201-DC-00407-150-CSEL | C4B | 131242-WST02-DR-P-6003.dgn | WST02 | 201 | DC | 00407 |  | 150 | CSEL | PIPELINE : WST02-201-DC-00407-150-CSEL | ASME B36.10M | 1000 | PN10 | 131700 | 65000 | 135000 | 168.3 | 7.11 | FUSION BONDED EPOXY LINED |  | N/A | 36 | 122 | 95 | 156 | 300
0010298465 | AT_PROCESS | WST02-201-DC-00407-150-CSEL | C4B | 131242-WST02-DR-P-6003.dgn | WST02 | 201 | DC | 00407 |  | 150 | CSEL | PIPELINE : WST02-201-DC-00407-150-CSEL | ASME B36.10M | 1000 | PN10 | 131700 | 65000 | 135000 | 168.3 | 7.11 | FUSION BONDED EPOXY LINED |  | N/A | 36 | 122 | 95 | 156 | 300
0010298465 | AT_PROCESS | WST02-201-DC-00407-150-CSEL | C4B | 131242-WST02-DR-P-6003.dgn | WST02 | 201 | DC | 00407 |  | 150 | CSEL | PIPELINE : WST02-201-DC-00407-150-CSEL | ASME B36.10M | 1000 | PN10 | 131700 | 65000 | 135000 | 168.3 | 7.11 | FUSION BONDED EPOXY LINED |  | N/A | 36 | 122 | 95 | 156 | 300
0010298856 | AT_PROCESS | WST02-201-DC-00407A-150-CSEL | C4B | 131242-WST02-DR-P-6003.dgn | WST02 | 201 | DC | 00407 | A | 150 | CSEL | PIPELINE : WST02-201-DC-00407A-150-CSEL | ASME B36.10M | 1000 | PN10 | 65850 | 32500 | 67500 | 168.3 | 7.11 | FUSION BONDED EPOXY LINED |  | N/A | 36 | 123 | 95 | 156 | 300
0010298856 | AT_PROCESS | WST02-201-DC-00407A-150-CSEL | C4B | 131242-WST02-DR-P-6003.dgn | WST02 | 201 | DC | 00407 | A | 150 | CSEL | PIPELINE : WST02-201-DC-00407A-150-CSEL | ASME B36.10M | 1000 | PN10 | 65850 | 32500 | 67500 | 168.3 | 7.11 | FUSION BONDED EPOXY LINED |  | N/A | 36 | 123 | 95 | 156 | 300
0010298819 | AT_PROCESS | WST02-201-DC-00407B-150-CSEL | C4B | 131242-WST02-DR-P-6003.dgn | WST02 | 201 | DC | 00407 | B | 150 | CSEL | PIPELINE : WST02-201-DC-00407B-150-CSEL | ASME B36.10M | 1000 | PN10 | 65850 | 32500 | 67500 | 168.3 | 7.11 | FUSION BONDED EPOXY LINED |  | N/A | 36 | 123 | 95 | 156 | 300
0010298819 | AT_PROCESS | WST02-201-DC-00407B-150-CSEL | C4B | 131242-WST02-DR-P-6003.dgn | WST02 | 201 | DC | 00407 | B | 150 | CSEL | PIPELINE : WST02-201-DC-00407B-150-CSEL | ASME B36.10M | 1000 | PN10 | 65850 | 32500 | 67500 | 168.3 | 7.11 | FUSION BONDED EPOXY LINED |  | N/A | 36 | 123 | 95 | 156 | 300
0010298441 | AT_PROCESS | WST02-201-DC-00409-200-CSEL | C4B | 131242-WST02-DR-P-6003.dgn | WST02 | 201 | DC | 00409 |  | 200 | CSEL | PIPELINE : WST02-201-DC-00409-200-CSEL | ASME B36.10M | 1000 | PN10 | 131700 | 65000 | 135000 | 219.1 | 6.35 | FUSION BONDED EPOXY LINED |  | N/A | 36 | 72 | 72 | 72 | 200
0010298441 | AT_PROCESS | WST02-201-DC-00409-200-CSEL | C4B | 131242-WST02-DR-P-6008.dgn | WST02 | 201 | DC | 00409 |  | 200 | CSEL | PIPELINE : WST02-201-DC-00409-200-CSEL | ASME B36.10M | 1000 | PN10 | 131700 | 65000 | 135000 | 219.1 | 6.35 | FUSION BONDED EPOXY LINED |  | N/A | 36 | 72 | 72 | 72 | 200
0010298441 | AT_PROCESS | WST02-201-DC-00409-200-CSEL | C4B | 131242-WST02-DR-P-6003.dgn | WST02 | 201 | DC | 00409 |  | 200 | CSEL | PIPELINE : WST02-201-DC-00409-200-CSEL | ASME B36.10M | 1000 | PN10 | 131700 | 65000 | 135000 | 219.1 | 6.35 | FUSION BONDED EPOXY LINED |  | N/A | 36 | 72 | 72 | 72 | 200
0010298879 | AT_PROCESS | WST02-201-DC-00410-100-CSEL | C4B | 131242-WST02-DR-P-6003.dgn | WST02 | 201 | DC | 00410 |  | 100 | CSEL | PIPELINE : WST02-201-DC-00410-100-CSEL | ASME B36.10M | 1000 | PN10 | 20000 | 0 | 20000 | 114.3 | 6.02 | FUSION BONDED EPOXY LINED |  | N/A | 36 | 84 | 0 | 100 | 200
0010298840 | AT_PROCESS | WST02-201-DC-00411-100-CSEL | C4B | 131242-WST02-DR-P-6003.dgn | WST02 | 201 | DC | 00411 |  | 100 | CSEL | PIPELINE : WST02-201-DC-00411-100-CSEL | ASME B36.10M | 1000 | PN10 | 20000 | 0 | 20000 | 114.3 | 6.02 | FUSION BONDED EPOXY LINED |  | N/A | 36 | 84 | 0 | 100 | 200
0010298847 | AT_PROCESS | WST02-201-DC-00412-100-CSEL | C4B | 131242-WST02-DR-P-6003.dgn | WST02 | 201 | DC | 00412 |  | 100 | CSEL | PIPELINE : WST02-201-DC-00412-100-CSEL | ASME B36.10M | 1000 | PN10 | 20000 | 0 | 20000 | 114.3 | 6.02 | FUSION BONDED EPOXY LINED |  | N/A | 36 | 84 | 0 | 100 | 200
0010298858 | AT_PROCESS | WST02-201-DC-00413-100-CSEL | C4B | 131242-WST02-DR-P-6003.dgn | WST02 | 201 | DC | 00413 |  | 100 | CSEL | PIPELINE : WST02-201-DC-00413-100-CSEL | ASME B36.10M | 1000 | PN10 | 20000 | 0 | 20000 | 114.3 | 6.02 | FUSION BONDED EPOXY LINED |  | N/A | 36 | 84 | 0 | 85 | 200
0010293133 | AT_PROCESS | WST02-201-DC-00415-150-CSEL | C4B | 131242-WST02-DR-P-6004.dgn | WST02 | 201 | DC | 00415 |  | 150 | CSEL | PIPELINE : WST02-201-DC-00415-150-CSEL | ASME B36.10M | 1000 | PN10 | 40000 | 19000 | 40000 | 168.3 | 7.11 | FUSION BONDED EPOXY LINED |  | N/A | 36 | 80 | 0 | 85 | 200
0010293133 | AT_PROCESS | WST02-201-DC-00415-150-CSEL | C4B | 131242-WST02-DR-P-6003.dgn | WST02 | 201 | DC | 00415 |  | 150 | CSEL | PIPELINE : WST02-201-DC-00415-150-CSEL | ASME B36.10M | 1000 | PN10 | 40000 | 19000 | 40000 | 168.3 | 7.11 | FUSION BONDED EPOXY LINED |  | N/A | 36 | 80 | 0 | 85 | 200
0010293133 | AT_PROCESS | WST02-201-DC-00415-150-CSEL | C4B | 131242-WST02-DR-P-6004.dgn | WST02 | 201 | DC | 00415 |  | 150 | CSEL | PIPELINE : WST02-201-DC-00415-150-CSEL | ASME B36.10M | 1000 | PN10 | 40000 | 19000 | 40000 | 168.3 | 7.11 | FUSION BONDED EPOXY LINED |  | N/A | 36 | 80 | 0 | 85 | 200
0010293314 | AT_PROCESS | WST02-201-DC-00416-150-CSEL | C4B | 131242-WST02-DR-P-6004.dgn | WST02 | 201 | DC | 00416 |  | 150 | CSEL | WASTE SLUDGE P D DISCHARGE | ASME B36.10M | 1000 | PN10 | 40000 | 19000 | 40000 | 168.3 | 7.11 | FUSION BONDED EPOXY LINED |  |  | 36 | 244 | 242 | 256 | 400
0010293314 | AT_PROCESS | WST02-201-DC-00416-150-CSEL | C4B | 131242-WST02-DR-P-6004.dgn | WST02 | 201 | DC | 00416 |  | 150 | CSEL | WASTE SLUDGE P D DISCHARGE | ASME B36.10M | 1000 | PN10 | 40000 | 19000 | 40000 | 168.3 | 7.11 | FUSION BONDED EPOXY LINED |  |  | 36 | 244 | 242 | 256 | 400
0010293375 | AT_PROCESS | WST02-201-DC-00418-50-CSEL | C4B | 131242-WST02-DR-P-6004.dgn | WST02 | 201 | DC | 00418 |  | 50 | CSEL | WASTE SLUDGE P D SUCTION DRAIN | ASME B36.10M | 1000 | PN10 | 0 | 0 | 0 | 60.3 | 3.91 | FUSION BONDED EPOXY LINED |  |  | 36 | 80 | 0 | 85 | 200
0010293364 | AT_PROCESS | WST02-201-DC-00419-25-CSEL | C4B | 131242-WST02-DR-P-6004.dgn | WST02 | 201 | DC | 00419 |  | 25 | CSEL | WASTE SLUDGE P D DISCHARGE PI ISOLATION | ASME B36.10M | 1000 | PN10 | 0 | 0 | 0 | 33.4 | 3.38 | FUSION BONDED EPOXY LINED |  |  | 36 | 244 | 242 | 256 | 400
0010293339 | AT_PROCESS | WST02-201-DC-00420-25-CSEL | C4B | 131242-WST02-DR-P-6004.dgn | WST02 | 201 | DC | 00420 |  | 25 | CSEL | WASTE SLUDGE P D DISCHARGE PIT ISOLATION | ASME B36.10M | 1000 | PN10 | 0 | 0 | 0 | 33.4 | 3.38 | FUSION BONDED EPOXY LINED |  |  | 36 | 244 | 242 | 256 | 400
0010298933 | AT_PROCESS | WST02-201-DC-00421-50-CSEL | C4B | 131242-WST02-DR-P-6004.dgn | WST02 | 201 | DC | 00421 |  | 50 | CSEL | WASTE SLUDGE P D DISCHARGE DRAIN | ASME B36.10M | 1000 | PN10 | 0 | 0 | 0 | 60.3 | 3.91 | FUSION BONDED EPOXY LINED |  |  | 36 | 244 | 242 | 256 | 400
0010293436 | AT_PROCESS | WST02-201-DC-00422-65-CSEL | C4B | 131242-WST02-DR-P-6004.dgn | WST02 | 201 | DC | 00422 |  | 65 | CSEL | WASTE SLDUGE P D DISCHARGE SRV OUTLET | ASME B36.10M | 1000 | PN10 | 0 | 0 | 40000 | 73 | 3.05 | FUSION BONDED EPOXY LINED |  |  | 36 | 0 | 0 | 85 | 200
0010293404 | AT_PROCESS | WST02-201-DC-00423-40-CSEL | C4B | 131242-WST02-DR-P-6004.dgn | WST02 | 201 | DC | 00423 |  | 40 | CSEL | WASTE SLDUGE P D DISCHARGE SRV INLET | ASME B36.10M | 1000 | PN10 | 0 | 0 | 40000 | 48.26 | 3.68 | FUSION BONDED EPOXY LINED |  |  | 36 | 244 | 242 | 443 | 700
0010329848 | AT_PROCESS | WST02-201-DC-00425-25-CSEL | C4B | 131242-WST02-DR-P-6003.dgn | WST02 | 201 | DC | 00425 |  | 25 | CSEL | PIPELINE : WST02-201-DC-00425-25-CSEL | ASME B36.10M | 1000 | PN10 | 0 | 0 | 0 | 33.4 | 3.91 | FUSION BONDED EPOXY LINED |  | N/A | 36 | 80 | 0 | 85 | 200
0010330209 | AT_PROCESS | WST02-201-DC-00431-125-CSEL | C4B | 131242-WST02-DR-P-6001.dgn | WST02 | 201 | DC | 00431 |  | 125 | CSEL | EQ TANK TRANSFER P D SUCTION | ASME B36.10M | 1000 | PN10 | 132000 | 106000 | 132000 | 141.3 | 6.55 | FUSION BONDED EPOXY LINED |  |  | 36 | 70 | 22 | 95 | 200
0010292823 | AT_PROCESS | WST02-201-DC-00431-200-CSEL | C4B | 131242-WST02-DR-P-6001.dgn | WST02 | 201 | DC | 00431 |  | 200 | CSEL | EQ TANK TRANSFER P D SUCTION | ASME B36.10M | 1000 | PN10 | 131700 | 65000 | 135000 | 219.1 | 6.35 | FUSION BONDED EPOXY LINED |  |  | 36 | 70 | 22 | 95 | 200
0010292823 | AT_PROCESS | WST02-201-DC-00431-200-CSEL | C4B | 131242-WST02-DR-P-6001.dgn | WST02 | 201 | DC | 00431 |  | 200 | CSEL | EQ TANK TRANSFER P D SUCTION | ASME B36.10M | 1000 | PN10 | 131700 | 65000 | 135000 | 219.1 | 6.35 | FUSION BONDED EPOXY LINED |  |  | 36 | 70 | 22 | 95 | 200
0010292852 | AT_PROCESS | WST02-201-DC-00434-50-CSEL | C4B | 131242-WST02-DR-P-6001.dgn | WST02 | 201 | DC | 00434 |  | 50 | CSEL | EQ TANK TRANSFER P D SUCTION DRAIN | ASME B36.10M | 1000 | PN10 | 0 | 0 | 0 | 60.3 | 3.91 | FUSION BONDED EPOXY LINED |  |  | 36 | 70 | 22 | 95 | 200
0010292849 | AT_PROCESS | WST02-201-DC-00435-25-CSEL | C4B | 131242-WST02-DR-P-6001.dgn | WST02 | 201 | DC | 00435 |  | 25 | CSEL | EQ TANK TRANSFER P D DISCHARGE PIT ISOLATION | ASME B36.10M | 1000 | PN10 | 0 | 0 | 0 | 33.4 | 3.38 | FUSION BONDED EPOXY LINED |  |  | 36 | 122 | 95 | 156 | 300
0010292849 | AT_PROCESS | WST02-201-DC-00435-25-CSEL | C4B | 131242-WST02-DR-P-6001.dgn | WST02 | 201 | DC | 00435 |  | 25 | CSEL | EQ TANK TRANSFER P D DISCHARGE PIT ISOLATION | ASME B36.10M | 1000 | PN10 | 0 | 0 | 0 | 33.4 | 3.38 | FUSION BONDED EPOXY LINED |  |  | 36 | 122 | 95 | 156 | 300
0010298589 | AT_PROCESS | WST02-201-DC-00436-50-CSEL | C4B | 131242-WST02-DR-P-6001.dgn | WST02 | 201 | DC | 00436 |  | 50 | CSEL | EQ TANK TRANSFER P D DISCHARGE DRAIN | ASME B36.10M | 1000 | PN10 | 0 | 0 | 0 | 60.3 | 3.91 | FUSION BONDED EPOXY LINED |  |  | 36 | 123 | 95 | 156 | 300
0010311195 | AT_PROCESS | WST02-201-DC-00437-50-CSEL | C4B | 131242-WST02-DR-P-6001.dgn | WST02 | 201 | DC | 00437 |  | 50 | CSEL | LAMELLA CLARIFIER 4 INLET DRAIN | ASME B36.10M | 1000 | PN10 | 0 | 0 | 0 | 60.3 | 3.91 | FUSION BONDED EPOXY LINED |  |  | 36 | 123 | 95 | 156 | 300
0010329792 | AT_PROCESS | WST02-201-DC-00438-25-CSEL | C4B | 131242-WST02-DR-P-6001.dgn | WST02 | 201 | DC | 00438 |  | 25 | CSEL | EQ TANK TRANSFER P D DISCHARGE PI ISOLATION | ASME B36.10M | 1000 | PN10 | 0 | 0 | 0 | 33.4 | 3.38 | FUSION BONDED EPOXY LINED |  |  | 36 | 122 | 95 | 156 | 300
0010300921 | AT_PROCESS | WST02-201-DC-00440-25-CSEL | C4B | 131242-WST02-DR-P-6003.dgn | WST02 | 201 | DC | 00440 |  | 25 | CSEL | PIPELINE : WST02-201-DC-00440-25-CSEL | ASME B36.10M | 1000 | PN10 | 0 | 0 | 0 | 33.4 | 3.38 | FUSION BONDED EPOXY LINED |  | N/A | 36 | 72 | 0 | 72 | 200
0010298414 | AT_PROCESS | WST02-201-DC-00507-150-CSEL | C4B | 131242-WST02-DR-P-6001.dgn | WST02 | 201 | DC | 00507 |  | 150 | CSEL | PIPELINE : WST02-201-DC-00507-150-CSEL | ASME B36.10M | 1000 | PN10 | 131700 | 65000 | 135000 | 168.3 | 7.11 | FUSION BONDED EPOXY LINED |  | N/A | 36 | 122 | 95 | 156 | 300
0010298414 | AT_PROCESS | WST02-201-DC-00507-150-CSEL | C4B | 131242-WST02-DR-P-6001.dgn | WST02 | 201 | DC | 00507 |  | 150 | CSEL | PIPELINE : WST02-201-DC-00507-150-CSEL | ASME B36.10M | 1000 | PN10 | 131700 | 65000 | 135000 | 168.3 | 7.11 | FUSION BONDED EPOXY LINED |  | N/A | 36 | 122 | 95 | 156 | 300
0010298414 | AT_PROCESS | WST02-201-DC-00507-150-CSEL | C4B | 131242-WST02-DR-P-6002.dgn | WST02 | 201 | DC | 00507 |  | 150 | CSEL | PIPELINE : WST02-201-DC-00507-150-CSEL | ASME B36.10M | 1000 | PN10 | 131700 | 65000 | 135000 | 168.3 | 7.11 | FUSION BONDED EPOXY LINED |  | N/A | 36 | 122 | 95 | 156 | 300
0010298414 | AT_PROCESS | WST02-201-DC-00507-150-CSEL | C4B | 131242-WST02-DR-P-6001.dgn | WST02 | 201 | DC | 00507 |  | 150 | CSEL | PIPELINE : WST02-201-DC-00507-150-CSEL | ASME B36.10M | 1000 | PN10 | 131700 | 65000 | 135000 | 168.3 | 7.11 | FUSION BONDED EPOXY LINED |  | N/A | 36 | 122 | 95 | 156 | 300
0010298414 | AT_PROCESS | WST02-201-DC-00507-150-CSEL | C4B | 131242-WST02-DR-P-6002.dgn | WST02 | 201 | DC | 00507 |  | 150 | CSEL | PIPELINE : WST02-201-DC-00507-150-CSEL | ASME B36.10M | 1000 | PN10 | 131700 | 65000 | 135000 | 168.3 | 7.11 | FUSION BONDED EPOXY LINED |  | N/A | 36 | 122 | 95 | 156 | 300
0010298414 | AT_PROCESS | WST02-201-DC-00507-150-CSEL | C4B | 131242-WST02-DR-P-6002.dgn | WST02 | 201 | DC | 00507 |  | 150 | CSEL | PIPELINE : WST02-201-DC-00507-150-CSEL | ASME B36.10M | 1000 | PN10 | 131700 | 65000 | 135000 | 168.3 | 7.11 | FUSION BONDED EPOXY LINED |  | N/A | 36 | 122 | 95 | 156 | 300
0010298649 | AT_PROCESS | WST02-201-DC-00507A-150-CSEL | C4B | 131242-WST02-DR-P-6002.dgn | WST02 | 201 | DC | 00507 | A | 150 | CSEL | PIPELINE : WST02-201-DC-00507A-150-CSEL | ASME B36.10M | 1000 | PN10 | 65850 | 32500 | 67500 | 168.3 | 7.11 | FUSION BONDED EPOXY LINED |  | N/A | 36 | 123 | 95 | 156 | 300
0010298649 | AT_PROCESS | WST02-201-DC-00507A-150-CSEL | C4B | 131242-WST02-DR-P-6002.dgn | WST02 | 201 | DC | 00507 | A | 150 | CSEL | PIPELINE : WST02-201-DC-00507A-150-CSEL | ASME B36.10M | 1000 | PN10 | 65850 | 32500 | 67500 | 168.3 | 7.11 | FUSION BONDED EPOXY LINED |  | N/A | 36 | 123 | 95 | 156 | 300
0010298659 | AT_PROCESS | WST02-201-DC-00507B-150-CSEL | C4B | 131242-WST02-DR-P-6002.dgn | WST02 | 201 | DC | 00507 | B | 150 | CSEL | PIPELINE : WST02-201-DC-00507B-150-CSEL | ASME B36.10M | 1000 | PN10 | 65850 | 32500 | 67500 | 168.3 | 7.11 | FUSION BONDED EPOXY LINED |  | N/A | 36 | 123 | 95 | 156 | 300
0010298659 | AT_PROCESS | WST02-201-DC-00507B-150-CSEL | C4B | 131242-WST02-DR-P-6002.dgn | WST02 | 201 | DC | 00507 | B | 150 | CSEL | PIPELINE : WST02-201-DC-00507B-150-CSEL | ASME B36.10M | 1000 | PN10 | 65850 | 32500 | 67500 | 168.3 | 7.11 | FUSION BONDED EPOXY LINED |  | N/A | 36 | 123 | 95 | 156 | 300
0010324583 | AT_PROCESS | WST02-201-DC-00508-200-CSEL | C4B | 131242-WST02-DR-P-6002.dgn | WST02 | 201 | DC | 00508 |  | 200 | CSEL | PIPELINE : WST02-201-DC-00508-200-CSEL | ASME B36.10M | 1000 | PN10 | 0 | 0 | 135000 | 219.1 | 6.35 | FUSION BONDED EPOXY LINED |  |  | 36 | 0 | 0 | 0 | 100
0010324583 | AT_PROCESS | WST02-201-DC-00508-200-CSEL | C4B | 131242-WST02-DR-P-6300.dgn | WST02 | 201 | DC | 00508 |  | 200 | CSEL | PIPELINE : WST02-201-DC-00508-200-CSEL | ASME B36.10M | 1000 | PN10 | 0 | 0 | 135000 | 219.1 | 6.35 | FUSION BONDED EPOXY LINED |  |  | 36 | 0 | 0 | 0 | 100
0010324584 | AT_PROCESS | WST02-201-DC-00509-300-CSEL | C4B | 131242-WST02-DR-P-6002.dgn | WST02 | 201 | DC | 00509 |  | 300 | CSEL | PIPELINE : WST02-201-DC-00509-300-CSEL | ASME B36.10M | 1000 | PN10 | 131700 | 106400 | 131700 | 323.8 | 6.35 | FUSION BONDED EPOXY LINED |  | N/A | 36 | 10 | 10 | 10 | 100
0010298405 | AT_PROCESS | WST02-201-DC-00509A-200-CSEL | C4B | 131242-WST02-DR-P-6002.dgn | WST02 | 201 | DC | 00509 | A | 200 | CSEL | PIPELINE : WST02-201-DC-00509A-200-CSEL | ASME B36.10M | 1000 | PN10 | 26500 | 21000 | 135000 | 219.1 | 6.35 | FUSION BONDED EPOXY LINED |  | N/A | 36 | 72 | 72 | 72 | 200
0010298405 | AT_PROCESS | WST02-201-DC-00509A-200-CSEL | C4B | 131242-WST02-DR-P-6005.dgn | WST02 | 201 | DC | 00509 | A | 200 | CSEL | PIPELINE : WST02-201-DC-00509A-200-CSEL | ASME B36.10M | 1000 | PN10 | 26500 | 21000 | 135000 | 219.1 | 6.35 | FUSION BONDED EPOXY LINED |  | N/A | 36 | 72 | 72 | 72 | 200
0010298396 | AT_PROCESS | WST02-201-DC-00509B-200-CSEL | C4B | 131242-WST02-DR-P-6002.dgn | WST02 | 201 | DC | 00509 | B | 200 | CSEL | PIPELINE : WST02-201-DC-00509B-200-CSEL | ASME B36.10M | 1000 | PN10 | 26500 | 21000 | 135000 | 219.1 | 6.35 | FUSION BONDED EPOXY LINED |  |  | 36 | 72 | 72 | 72 | 200
0010298396 | AT_PROCESS | WST02-201-DC-00509B-200-CSEL | C4B | 131242-WST02-DR-P-6006.dgn | WST02 | 201 | DC | 00509 | B | 200 | CSEL | PIPELINE : WST02-201-DC-00509B-200-CSEL | ASME B36.10M | 1000 | PN10 | 26500 | 21000 | 135000 | 219.1 | 6.35 | FUSION BONDED EPOXY LINED |  |  | 36 | 72 | 72 | 72 | 200
0010298408 | AT_PROCESS | WST02-201-DC-00509C-200-CSEL | C4B | 131242-WST02-DR-P-6007.dgn | WST02 | 201 | DC | 00509 | C | 200 | CSEL | PIPELINE : WST02-201-DC-00509C-200-CSEL | ASME B36.10M | 1000 | PN10 | 26500 | 21000 | 135000 | 219.1 | 6.35 | FUSION BONDED EPOXY LINED |  | N/A | 36 | 72 | 72 | 72 | 200
0010298408 | AT_PROCESS | WST02-201-DC-00509C-200-CSEL | C4B | 131242-WST02-DR-P-6002.dgn | WST02 | 201 | DC | 00509 | C | 200 | CSEL | PIPELINE : WST02-201-DC-00509C-200-CSEL | ASME B36.10M | 1000 | PN10 | 26500 | 21000 | 135000 | 219.1 | 6.35 | FUSION BONDED EPOXY LINED |  | N/A | 36 | 72 | 72 | 72 | 200
0010298399 | AT_PROCESS | WST02-201-DC-00509D-200-CSEL | C4B | 131242-WST02-DR-P-6002.dgn | WST02 | 201 | DC | 00509 | D | 200 | CSEL | PIPELINE : WST02-201-DC-00509D-200-CSEL | ASME B36.10M | 1000 | PN10 | 26500 | 21000 | 135000 | 219.1 | 6.35 | FUSION BONDED EPOXY LINED |  | N/A | 36 | 72 | 72 | 72 | 200
0010298399 | AT_PROCESS | WST02-201-DC-00509D-200-CSEL | C4B | 131242-WST02-DR-P-6008.dgn | WST02 | 201 | DC | 00509 | D | 200 | CSEL | PIPELINE : WST02-201-DC-00509D-200-CSEL | ASME B36.10M | 1000 | PN10 | 26500 | 21000 | 135000 | 219.1 | 6.35 | FUSION BONDED EPOXY LINED |  | N/A | 36 | 72 | 72 | 72 | 200
0010298689 | AT_PROCESS | WST02-201-DC-00510-100-CSEL | C4B | 131242-WST02-DR-P-6002.dgn | WST02 | 201 | DC | 00510 |  | 100 | CSEL | PIPELINE : WST02-201-DC-00510-100-CSEL | ASME B36.10M | 1000 | PN10 | 20000 | 0 | 20000 | 114.3 | 6.02 | FUSION BONDED EPOXY LINED |  | N/A | 36 | 84 | 0 | 85 | 200
0010298687 | AT_PROCESS | WST02-201-DC-00511-100-CSEL | C4B | 131242-WST02-DR-P-6002.dgn | WST02 | 201 | DC | 00511 |  | 100 | CSEL | PIPELINE : WST02-201-DC-00511-100-CSEL | ASME B36.10M | 1000 | PN10 | 20000 | 0 | 20000 | 114.3 | 6.02 | FUSION BONDED EPOXY LINED |  | N/A | 36 | 84 | 0 | 85 | 200
0010298685 | AT_PROCESS | WST02-201-DC-00512-100-CSEL | C4B | 131242-WST02-DR-P-6002.dgn | WST02 | 201 | DC | 00512 |  | 100 | CSEL | PIPELINE : WST02-201-DC-00512-100-CSEL | ASME B36.10M | 1000 | PN10 | 20000 | 0 | 20000 | 114.3 | 6.02 | FUSION BONDED EPOXY LINED |  | N/A | 36 | 84 | 0 | 85 | 200
0010301693 | AT_PROCESS | WST02-201-DC-00513-100-CSEL | C4B | 131242-WST02-DR-P-6002.dgn | WST02 | 201 | DC | 00513 |  | 100 | CSEL | PIPELINE : WST02-201-DC-00513-100-CSEL | ASME B36.10M | 1000 | PN10 | 20000 | 0 | 20000 | 114.3 | 6.02 | FUSION BONDED EPOXY LINED |  | N/A | 36 | 84 | 0 | 85 | 200
0010300900 | AT_PROCESS | WST02-201-DC-00514-25-CSEL | C4B | 131242-WST02-DR-P-6002.dgn | WST02 | 201 | DC | 00514 |  | 25 | CSEL | PIPELINE : WST02-201-DC-00514-25-CSEL | ASME B36.10M | 1000 | PN10 | 0 | 0 | 0 | 33.4 | 3.38 | FUSION BONDED EPOXY LINED |  | N/A | 36 | 72 | 0 | 72 | 200
0010331161 | AT_PROCESS | WST02-201-DC-00515-50-CSEL | C4B | 131242-WST02-DR-P-6002.dgn | WST02 | 201 | DC | 00515 |  | 50 | CSEL | PIPELINE : WST02-201-DC-00515-50-CSEL | ASME B36.10M | 1000 | PN10 | 0 | 0 | 0 | 60.3 | 3.91 | FUSION BONDED EPOXY LINED |  | N/A | 36 | 0 | 0 | 10 | 100
0010329834 | AT_PROCESS | WST02-201-DC-00525-25-CSEL | C4B | 131242-WST02-DR-P-6002.dgn | WST02 | 201 | DC | 00525 |  | 25 | CSEL | PIPELINE : WST02-201-DC-00525-25-CSEL | ASME B36.10M | 1000 | PN10 | 0 | 0 | 0 | 33.4 | 3.38 | FUSION BONDED EPOXY LINED |  | N/A | 36 | 80 | 0 | 85 | 200
0010330198 | AT_PROCESS | WST02-201-DC-00531-125-CSEL | C4B | 131242-WST02-DR-P-6001.dgn | WST02 | 201 | DC | 00531 |  | 125 | CSEL | EQ TANK TRANSFER P E SUCTION | ASME B36.10M | 1000 | PN10 | 132000 | 106000 | 132000 | 141.3 | 6.55 | FUSION BONDED EPOXY LINED |  |  | 36 | 70 | 22 | 95 | 200
0010292870 | AT_PROCESS | WST02-201-DC-00531-200-CSEL | C4B | 131242-WST02-DR-P-6001.dgn | WST02 | 201 | DC | 00531 |  | 200 | CSEL | EQ TANK TRANSFER P E SUCTION | ASME B36.10M | 1000 | PN10 | 131700 | 65000 | 135000 | 219.1 | 6.35 | FUSION BONDED EPOXY LINED |  |  | 36 | 70 | 22 | 95 | 200
0010292870 | AT_PROCESS | WST02-201-DC-00531-200-CSEL | C4B | 131242-WST02-DR-P-6001.dgn | WST02 | 201 | DC | 00531 |  | 200 | CSEL | EQ TANK TRANSFER P E SUCTION | ASME B36.10M | 1000 | PN10 | 131700 | 65000 | 135000 | 219.1 | 6.35 | FUSION BONDED EPOXY LINED |  |  | 36 | 70 | 22 | 95 | 200
0010292930 | AT_PROCESS | WST02-201-DC-00534-50-CSEL | C4B | 131242-WST02-DR-P-6001.dgn | WST02 | 201 | DC | 00534 |  | 50 | CSEL | EQ TANK TRANSFER P E SUCTION DRAIN | ASME B36.10M | 1000 | PN10 | 0 | 0 | 0 | 60.3 | 3.91 | FUSION BONDED EPOXY LINED |  |  | 36 | 70 | 22 | 95 | 200
0010292981 | AT_PROCESS | WST02-201-DC-00535-25-CSEL | C4B | 131242-WST02-DR-P-6001.dgn | WST02 | 201 | DC | 00535 |  | 25 | CSEL | EQ TANK TRANSFER P E DISCHARGE PIT ISOLATION | ASME B36.10M | 1000 | PN10 | 0 | 0 | 0 | 33.4 | 3.38 | FUSION BONDED EPOXY LINED |  |  | 36 | 122 | 95 | 156 | 300
0010298601 | AT_PROCESS | WST02-201-DC-00536-50-CSEL | C4B | 131242-WST02-DR-P-6001.dgn | WST02 | 201 | DC | 00536 |  | 50 | CSEL | EQ TANK TRANSFER P E DISCHARGE DRAIN | ASME B36.10M | 1000 | PN10 | 0 | 0 | 0 | 60.3 | 3.91 | FUSION BONDED EPOXY LINED |  |  | 36 | 123 | 95 | 156 | 300
0010311193 | AT_PROCESS | WST02-201-DC-00537-50-CSEL | C4B | 131242-WST02-DR-P-6001.dgn | WST02 | 201 | DC | 00537 |  | 50 | CSEL | LAMELLA CLARIFIER 5 INLET DRAIN | ASME B36.10M | 1000 | PN10 | 0 | 0 | 0 | 60.3 | 3.91 | FUSION BONDED EPOXY LINED |  |  | 36 | 123 | 95 | 156 | 300
0010329798 | AT_PROCESS | WST02-201-DC-00538-25-CSEL | C4B | 131242-WST02-DR-P-6001.dgn | WST02 | 201 | DC | 00538 |  | 25 | CSEL | EQ TANK TRANSFER P E DISCHARGE PI ISOLATION | ASME B36.10M | 1000 | PN10 | 0 | 0 | 0 | 33.4 | 3.38 | FUSION BONDED EPOXY LINED |  |  | 36 | 122 | 95 | 156 | 300
0010336783 | AT_PROCESS | WST02-201-FC-00001-80-TBD |  | 131242-WST02-DR-P-6001.dgn | WST02 | 201 | FC | 00001 |  | 80 | TBD | PIPELINE : WST02-201-FC-00001-80-TBD | None
0010298307 | AT_PROCESS | WST02-201-TCI-00001-250-CSEL | C4B | 131242-WST02-DR-P-6000.dgn | WST02 | 201 | TCI | 00001 |  | 250 | CSEL | PIPELINE : WST02-201-TCI-00001-250-CSEL | ASME B36.10M | 1000 | PN10 | 263000 | 65000 | 288000 | 273 | 6.35 | FUSION BONDED EPOXY LINED |  | N/A | 32 | 98 | 98 | 98 | 200
0010298307 | AT_PROCESS | WST02-201-TCI-00001-250-CSEL | C4B | 131242-WSW41-DR-P-6000.dgn | WST02 | 201 | TCI | 00001 |  | 250 | CSEL | PIPELINE : WST02-201-TCI-00001-250-CSEL | ASME B36.10M | 1000 | PN10 | 263000 | 65000 | 288000 | 273 | 6.35 | FUSION BONDED EPOXY LINED |  | N/A | 32 | 98 | 98 | 98 | 200
0010298307 | AT_PROCESS | WST02-201-TCI-00001-250-CSEL | C4B | 131242-WST02-DR-P-6000.dgn | WST02 | 201 | TCI | 00001 |  | 250 | CSEL | PIPELINE : WST02-201-TCI-00001-250-CSEL | ASME B36.10M | 1000 | PN10 | 263000 | 65000 | 288000 | 273 | 6.35 | FUSION BONDED EPOXY LINED |  | N/A | 32 | 98 | 98 | 98 | 200
0010298307 | AT_PROCESS | WST02-201-TCI-00001-250-CSEL | C4B | 131242-WST02-DR-P-6000.dgn | WST02 | 201 | TCI | 00001 |  | 250 | CSEL | PIPELINE : WST02-201-TCI-00001-250-CSEL | ASME B36.10M | 1000 | PN10 | 263000 | 65000 | 288000 | 273 | 6.35 | FUSION BONDED EPOXY LINED |  | N/A | 32 | 98 | 98 | 98 | 200
0010300774 | AT_PROCESS | WST02-201-TCI-00002-50-SS16 | C4B | 131242-WST02-DR-P-6000.dgn | WST02 | 201 | TCI | 00002 |  | 50 | SS16 | PIPELINE : WST02-201-TCI-00002-50-SS16 | ASME B36.19M | 1000 | PN10 | 0 | 0 | 0 | 60.3 | 3.91 | FUSION BONDED EPOXY LINED |  | N/A | 32 | 98 | 98 | 98 | 200
0010331370 | AT_PROCESS | WST02-201-TCI-00003-50-CSEL | C4B | 131242-WST02-DR-P-6000.dgn | WST02 | 201 | TCI | 00003 |  | 50 | CSEL | PIPELINE : WST02-201-TCI-00003-50-CSEL | ASME B36.10M | 1000 | PN10 | 0 | 0 | 0 | 60.3 | 3.91 | FUSION BONDED EPOXY LINED |  | N/A | 36 | 98 | 98 | 98 | 200
0010334065 | AT_PROCESS | WST02-201-TCI-00004-50-SS16 | C4B | 131242-WST02-DR-P-6000.dgn | WST02 | 201 | TCI | 00004 |  | 50 | SS16 | PIPELINE : WST02-201-TCI-00004-50-SS16 | ASME B36.19M | 1000 | PN10 | 600 | 500 | 750 | 60.3 | 3.91 | N/A |  | N/A | 32 | 0 | 0 | 0 | 100
0010334067 | AT_PROCESS | WST02-201-TCI-00005-50-SS16 | C4B | 131242-WST02-DR-P-6000.dgn | WST02 | 201 | TCI | 00005 |  | 50 | SS16 | PIPELINE : WST02-201-TCI-00005-50-SS16 | ASME B36.19M | 1000 | PN10 | 600 | 500 | 750 | 60.3 | 3.91 | N/A |  | N/A | 32 | 0 | 0 | 0 | 100
0010334063 | AT_PROCESS | WST02-201-TCI-00006-20-SS16 | C4B | 131242-WST02-DR-P-6000.dgn | WST02 | 201 | TCI | 00006 |  | 20 | SS16 | PIPELINE : WST02-201-TCI-00006-20-SS16 | ASME B36.19M | 1000 | PN10 | 1200 | 1000 | 1500 | 26.7 | 3.91 | N/A |  | N/A | 32 | 0 | 0 | 0 | 100
0010292722 | AT_PROCESS | WST02-201-TCI-00101-250-CSEL | C4B | 131242-WST02-DR-P-6000.dgn | WST02 | 201 | TCI | 00101 |  | 250 | CSEL | PIPELINE : WST02-201-TCI-00101-250-CSEL | ASME B36.10M | 1000 | PN10 | 263000 | 65000 | 288000 | 273 | 6.35 | FUSION BONDED EPOXY LINED |  | N/A | 32 | 98 | 98 | 98 | 200
0010331346 | AT_PROCESS | WST02-201-TCI-00102-100-CSEL | C4B | 131242-WST02-DR-P-6000.dgn | WST02 | 201 | TCI | 00102 |  | 100 | CSEL | PIPELINE : WST02-201-TCI-00102-100-CSEL | ASME B36.10M | 1000 | PN10 | 0 | 0 | 0 | 114.3 | 6.02 | FUSION BONDED EPOXY LINED |  | N/A | 32 | 98 | 98 | 98 | 200
0010292609 | AT_PROCESS | WST02-201-TCI-00201-250-CSEL | C4B | 131242-WST02-DR-P-6000.dgn | WST02 | 201 | TCI | 00201 |  | 250 | CSEL | PIPELINE : WST02-201-TCI-00201-250-CSEL | ASME B36.10M | 1000 | PN10 | 263000 | 65000 | 288000 | 273 | 6.35 | FUSION BONDED EPOXY LINED |  | N/A | 32 | 98 | 98 | 98 | 200
0010331336 | AT_PROCESS | WST02-201-TCI-00202-100-CSEL | C4B | 131242-WST02-DR-P-6000.dgn | WST02 | 201 | TCI | 00202 |  | 100 | CSEL | PIPELINE : WST02-201-TCI-00202-100-CSEL | ASME B36.10M | 1000 | PN10 | 0 | 0 | 0 | 114.3 | 6.02 | FUSION BONDED EPOXY LINED |  | N/A | 32 | 98 | 98 | 98 | 200
0010305023 | AT_PROCESS | WST02-202-ALP-00101A-150-SS16 | C4B | 131242-WST02-DR-P-6005.dgn | WST02 | 202 | ALP | 00101 | A | 150 | SS16 | PIPELINE : WST02-202-ALP-00101A-150-SS16 | ASME B36.19M | 1000 | PN10 | 972 | 398 | 1468 | 168.3 | 3.4 | N/A | 75 | SS04 | 98 | 77 | 74 | 98 | 200
0010305019 | AT_PROCESS | WST02-202-ALP-00101B-150-SS16 | C4B | 131242-WST02-DR-P-6005.dgn | WST02 | 202 | ALP | 00101 | B | 150 | SS16 | PIPELINE : WST02-202-ALP-00101B-150-SS16 | ASME B36.19M | 1000 | PN10 | 972 | 398 | 1468 | 168.3 | 3.4 | N/A | 75 | SS04 | 98 | 77 | 74 | 98 | 200
0010304940 | AT_PROCESS | WST02-202-ALP-00101C-150-SS16 | C4B | 131242-WST02-DR-P-6005.dgn | WST02 | 202 | ALP | 00101 | C | 150 | SS16 | PIPELINE : WST02-202-ALP-00101C-150-SS16 | ASME B36.19M | 1000 | PN10 | 972 | 398 | 1468 | 168.3 | 3.4 | N/A | 75 | SS04 | 98 | 77 | 74 | 98 | 200
0010305030 | AT_PROCESS | WST02-202-ALP-00101D-150-SS16 | C4B | 131242-WST02-DR-P-6005.dgn | WST02 | 202 | ALP | 00101 | D | 150 | SS16 | PIPELINE : WST02-202-ALP-00101D-150-SS16 | ASME B36.19M | 1000 | PN10 | 972 | 398 | 1468 | 168.3 | 3.4 | N/A | 75 | SS04 | 98 | 77 | 74 | 98 | 200
0010305090 | AT_PROCESS | WST02-202-ALP-00102A-20-CPVC | C4B | 131242-WST02-DR-P-6005.dgn | WST02 | 202 | ALP | 00102 | A | 20 | CPVC | PIPELINE : WST02-202-ALP-00102A-20-CPVC | ASTM F441 | 1000 | PN10 | 0.03 | 0.03 | 0.03 | 26.7 | 3.91 | N/A |  | N/A | 28 | 77 | 74 | 98 | 200
0010305002 | AT_PROCESS | WST02-202-ALP-00102B-20-CPVC | C4B | 131242-WST02-DR-P-6005.dgn | WST02 | 202 | ALP | 00102 | B | 20 | CPVC | PIPELINE : WST02-202-ALP-00102B-20-CPVC | ASTM F441 | 1000 | PN10 | 0.03 | 0.03 | 0.03 | 26.7 | 3.91 | N/A |  | N/A | 28 | 77 | 74 | 98 | 200
0010305105 | AT_PROCESS | WST02-202-ALP-00102C-20-CPVC | C4B | 131242-WST02-DR-P-6005.dgn | WST02 | 202 | ALP | 00102 | C | 20 | CPVC | PIPELINE : WST02-202-ALP-00102C-20-CPVC | ASTM F441 | 1000 | PN10 | 0.03 | 0.03 | 0.03 | 26.7 | 3.91 | N/A |  | N/A | 28 | 77 | 74 | 98 | 200
0010305049 | AT_PROCESS | WST02-202-ALP-00102D-20-CPVC | C4B | 131242-WST02-DR-P-6005.dgn | WST02 | 202 | ALP | 00102 | D | 20 | CPVC | PIPELINE : WST02-202-ALP-00102D-20-CPVC | ASTM F441 | 1000 | PN10 | 0.03 | 0.03 | 0.03 | 26.7 | 3.91 | N/A |  | N/A | 28 | 77 | 74 | 98 | 200
0010305036 | AT_PROCESS | WST02-202-ALP-00103A-20-CPVC | C4B | 131242-WST02-DR-P-6005.dgn | WST02 | 202 | ALP | 00103 | A | 20 | CPVC | PIPELINE : WST02-202-ALP-00103A-20-CPVC | ASTM F441 | 1000 | PN10 | 0.03 | 0.03 | 0.03 | 26.7 | 3.91 | N/A |  | N/A | 28 | 77 | 74 | 98 | 200
0010304974 | AT_PROCESS | WST02-202-ALP-00103B-20-CPVC | C4B | 131242-WST02-DR-P-6005.dgn | WST02 | 202 | ALP | 00103 | B | 20 | CPVC | PIPELINE : WST02-202-ALP-00103B-20-CPVC | ASTM F441 | 1000 | PN10 | 0.03 | 0.03 | 0.03 | 26.7 | 3.91 | N/A |  | N/A | 28 | 77 | 74 | 98 | 200
0010304994 | AT_PROCESS | WST02-202-ALP-00103C-20-CPVC | C4B | 131242-WST02-DR-P-6005.dgn | WST02 | 202 | ALP | 00103 | C | 20 | CPVC | PIPELINE : WST02-202-ALP-00103C-20-CPVC | ASTM F441 | 1000 | PN10 | 0.03 | 0.03 | 0.03 | 26.7 | 3.91 | N/A |  | N/A | 28 | 77 | 74 | 98 | 200
0010305123 | AT_PROCESS | WST02-202-ALP-00103D-20-CPVC | C4B | 131242-WST02-DR-P-6005.dgn | WST02 | 202 | ALP | 00103 | D | 20 | CPVC | PIPELINE : WST02-202-ALP-00103D-20-CPVC | ASTM F441 | 1000 | PN10 | 0.03 | 0.03 | 0.03 | 26.7 | 3.91 | N/A |  | N/A | 28 | 77 | 74 | 98 | 200
0010331846 | AT_PROCESS | WST02-202-ALP-00104A-150-SS16 | C4B | 131242-WST02-DR-P-6005.dgn | WST02 | 202 | ALP | 00104 | A | 150 | SS16 | PIPELINE : WST02-202-ALP-00104A-150-SS16 | ASME B36.19M | 1000 | PN10 | 972 | 398 | 1468 | 168.3 | 3.4 | N/A |  | N/A | 98 | 77 | 74 | 98 | 200
0010331848 | AT_PROCESS | WST02-202-ALP-00104B-150-SS16 | C4B | 131242-WST02-DR-P-6005.dgn | WST02 | 202 | ALP | 00104 | B | 150 | SS16 | PIPELINE : WST02-202-ALP-00104B-150-SS16 | ASME B36.19M | 1000 | PN10 | 972 | 398 | 1468 | 168.3 | 3.4 | N/A |  | N/A | 98 | 77 | 74 | 98 | 200
0010331850 | AT_PROCESS | WST02-202-ALP-00104C-150-SS16 | C4B | 131242-WST02-DR-P-6005.dgn | WST02 | 202 | ALP | 00104 | C | 150 | SS16 | PIPELINE : WST02-202-ALP-00104C-150-SS16 | ASME B36.19M | 1000 | PN10 | 972 | 398 | 1468 | 168.3 | 3.4 | N/A |  | N/A | 98 | 77 | 74 | 98 | 200
0010331852 | AT_PROCESS | WST02-202-ALP-00104D-150-SS16 | C4B | 131242-WST02-DR-P-6005.dgn | WST02 | 202 | ALP | 00104 | D | 150 | SS16 | PIPELINE : WST02-202-ALP-00104D-150-SS16 | ASME B36.19M | 1000 | PN10 | 972 | 398 | 1468 | 168.3 | 3.4 | N/A |  | N/A | 98 | 77 | 74 | 98 | 200
0010334304 | AT_PROCESS | WST02-202-ALP-00105-15-SS16 | C4B | 131242-WST02-DR-P-6005.dgn | WST02 | 202 | ALP | 00105 |  | 15 | SS16 | PIPELINE : WST02-202-ALP-00105-15-SS16 | ASME B36.19M | 1000 | PN10 | 0 | 0 | 0 | 21.3 | 2.77 | N/A |  | N/A | 98 | 77 | 74 | 98 | 200
0010334304 | AT_PROCESS | WST02-202-ALP-00105-15-SS16 | C4B | 131242-WST02-DR-P-6002.dgn | WST02 | 202 | ALP | 00105 |  | 15 | SS16 | PIPELINE : WST02-202-ALP-00105-15-SS16 | ASME B36.19M | 1000 | PN10 | 0 | 0 | 0 | 21.3 | 2.77 | N/A |  | N/A | 98 | 77 | 74 | 98 | 200
0010304957 | AT_PROCESS | WST02-202-ALP-00105A-150-CPVC | C4B | 131242-WST02-DR-P-6005.dgn | WST02 | 202 | ALP | 00105 | A | 150 | CPVC | PIPELINE : WST02-202-ALP-00105A-150-CPVC | ASTM F441 | 1000 | PN10 | 601 | 228 | 707 | 168 | 11 | N/A |  | N/A | 28 | 77 | 74 | 98 | 200
0010304952 | AT_PROCESS | WST02-202-ALP-00105B-150-CPVC | C4B | 131242-WST02-DR-P-6005.dgn | WST02 | 202 | ALP | 00105 | B | 150 | CPVC | PIPELINE : WST02-202-ALP-00105B-150-CPVC | ASTM F441 | 1000 | PN10 | 601 | 228 | 707 | 168 | 11 | N/A |  | N/A | 28 | 77 | 74 | 98 | 200
0010305074 | AT_PROCESS | WST02-202-ALP-00105C-150-CPVC | C4B | 131242-WST02-DR-P-6005.dgn | WST02 | 202 | ALP | 00105 | C | 150 | CPVC | PIPELINE : WST02-202-ALP-00105C-150-CPVC | ASTM F441 | 1000 | PN10 | 601 | 228 | 707 | 168 | 11 | N/A |  | N/A | 28 | 77 | 74 | 98 | 200
0010305018 | AT_PROCESS | WST02-202-ALP-00105D-150-CPVC | C4B | 131242-WST02-DR-P-6005.dgn | WST02 | 202 | ALP | 00105 | D | 150 | CPVC | PIPELINE : WST02-202-ALP-00105D-150-CPVC | ASTM F441 | 1000 | PN10 | 601 | 228 | 707 | 168 | 11 | N/A |  | N/A | 28 | 77 | 74 | 98 | 200
0010307661 | AT_PROCESS | WST02-202-ALP-00110-100-SS16 | C4B | 131242-WST02-DR-P-6005.dgn | WST02 | 202 | ALP | 00110 |  | 100 | SS16 | PIPELINE : WST02-202-ALP-00110-100-SS16 | ASME B36.19M | 1000 | PN10 | 0 | 0 | 0 | 114.3 | 3.05 | N/A |  | N/A | 98 | 77 | 74 | 98 | 200
0010305053 | AT_PROCESS | WST02-202-ALP-00111-65-SS16 | C4B | 131242-WST02-DR-P-6005.dgn | WST02 | 202 | ALP | 00111 |  | 65 | SS16 | PIPELINE : WST02-202-ALP-00111-65-SS16 | ASME B36.19M | 1000 | PN10 | 0 | 0 | 0 | 73 | 3.05 | N/A | 50 | SS04 | 98 | 77 | 74 | 98 | 200
0010305021 | AT_PROCESS | WST02-202-ALP-00112-65-SS16 | C4B | 131242-WST02-DR-P-6005.dgn | WST02 | 202 | ALP | 00112 |  | 65 | SS16 | PIPELINE : WST02-202-ALP-00112-65-SS16 | ASME B36.19M | 1000 | PN10 | 0 | 0 | 0 | 73 | 3.05 | N/A | 50 | SS04 | 98 | 77 | 74 | 98 | 200
0010311842 | AT_PROCESS | WST02-202-ALP-00113-65-PP | C4B | 131242-WST02-DR-P-6005.dgn | WST02 | 202 | ALP | 00113 |  | 65 | PP | PIPELINE : WST02-202-ALP-00113-65-PP | ASME B36.19M | 1000 | PN10 | 0 | 0 | 0 | 73 | 3.05 | N/A |  | N/A | 98 | 77 | 74 | 98 | 200
0010311841 | AT_PROCESS | WST02-202-ALP-00114-65-PP | C4B | 131242-WST02-DR-P-6005.dgn | WST02 | 202 | ALP | 00114 |  | 65 | PP | PIPELINE : WST02-202-ALP-00114-65-PP | ASME B36.19M | 1000 | PN10 | 0 | 0 | 0 | 73 | 3.05 | N/A |  | N/A | 98 | 77 | 74 | 98 | 200
0010307663 | AT_PROCESS | WST02-202-ALP-00120-100-SS16 | C4B | 131242-WST02-DR-P-6005.dgn | WST02 | 202 | ALP | 00120 |  | 100 | SS16 | PIPELINE : WST02-202-ALP-00120-100-SS16 | ASME B36.19M | 1000 | PN10 | 0 | 0 | 0 | 114.3 | 3.05 | N/A |  | N/A | 98 | 77 | 74 | 98 | 200
0010305057 | AT_PROCESS | WST02-202-ALP-00121-65-SS16 | C4B | 131242-WST02-DR-P-6005.dgn | WST02 | 202 | ALP | 00121 |  | 65 | SS16 | PIPELINE : WST02-202-ALP-00121-65-SS16 | ASME B36.19M | 1000 | PN10 | 0 | 0 | 0 | 73 | 3.05 | N/A | 50 | SS04 | 98 | 77 | 74 | 98 | 200
0010305061 | AT_PROCESS | WST02-202-ALP-00122-65-SS16 | C4B | 131242-WST02-DR-P-6005.dgn | WST02 | 202 | ALP | 00122 |  | 65 | SS16 | PIPELINE : WST02-202-ALP-00122-65-SS16 | ASME B36.19M | 1000 | PN10 | 0 | 0 | 0 | 73 | 3.05 | N/A | 50 | SS04 | 98 | 77 | 74 | 98 | 200
0010305128 | AT_PROCESS | WST02-202-ALP-00123-65-PP | C4B | 131242-WST02-DR-P-6005.dgn | WST02 | 202 | ALP | 00123 |  | 65 | PP | PIPELINE : WST02-202-ALP-00123-65-PP | ASME B36.19M | 1000 | PN10 | 0 | 0 | 0 | 73 | 3.05 | N/A |  | N/A | 98 | 77 | 74 | 98 | 200
0010305130 | AT_PROCESS | WST02-202-ALP-00124-65-PP | C4B | 131242-WST02-DR-P-6005.dgn | WST02 | 202 | ALP | 00124 |  | 65 | PP | PIPELINE : WST02-202-ALP-00124-65-PP | ASME B36.19M | 1000 | PN10 | 0 | 0 | 0 | 73 | 3.05 | N/A |  | N/A | 98 | 77 | 74 | 98 | 200
0010305258 | AT_PROCESS | WST02-202-ALP-00130-100-SS16 | C4B | 131242-WST02-DR-P-6005.dgn | WST02 | 202 | ALP | 00130 |  | 100 | SS16 | PIPELINE : WST02-202-ALP-00130-100-SS16 | ASME B36.19M | 1000 | PN10 | 0 | 0 | 0 | 114.3 | 3.05 | N/A |  | N/A | 98 | 77 | 74 | 98 | 200
0010305224 | AT_PROCESS | WST02-202-ALP-00131-65-SS16 | C4B | 131242-WST02-DR-P-6005.dgn | WST02 | 202 | ALP | 00131 |  | 65 | SS16 | PIPELINE : WST02-202-ALP-00131-65-SS16 | ASME B36.19M | 1000 | PN10 | 0 | 0 | 0 | 73 | 3.05 | N/A | 50 | SS04 | 98 | 77 | 74 | 98 | 200
0010305243 | AT_PROCESS | WST02-202-ALP-00132-65-SS16 | C4B | 131242-WST02-DR-P-6005.dgn | WST02 | 202 | ALP | 00132 |  | 65 | SS16 | PIPELINE : WST02-202-ALP-00132-65-SS16 | ASME B36.19M | 1000 | PN10 | 0 | 0 | 0 | 73 | 3.05 | N/A | 50 | SS04 | 98 | 77 | 74 | 98 | 200
0010304998 | AT_PROCESS | WST02-202-ALP-00133-65-PP | C4B | 131242-WST02-DR-P-6005.dgn | WST02 | 202 | ALP | 00133 |  | 65 | PP | PIPELINE : WST02-202-ALP-00133-65-PP | ASME B36.19M | 1000 | PN10 | 0 | 0 | 0 | 73 | 3.05 | N/A |  | N/A | 98 | 77 | 74 | 98 | 200
0010305079 | AT_PROCESS | WST02-202-ALP-00134-65-PP | C4B | 131242-WST02-DR-P-6005.dgn | WST02 | 202 | ALP | 00134 |  | 65 | PP | PIPELINE : WST02-202-ALP-00134-65-PP | ASME B36.19M | 1000 | PN10 | 0 | 0 | 0 | 73 | 3.05 | N/A |  | N/A | 98 | 77 | 74 | 98 | 200
0010293839 | AT_PROCESS | WST02-202-ALP-00201A-150-SS16 | C4B | 131242-WST02-DR-P-6006.dgn | WST02 | 202 | ALP | 00201 | A | 150 | SS16 | AMX REACTOR 2 DIFFUSER GRID 1 DROPLEG | ASME B36.19M | 1000 | PN10 | 972 | 398 | 1468 | 168.3 | 3.4 |  | 75 | SS04 | 98 | 77 | 74 | 98 | 200
0010293906 | AT_PROCESS | WST02-202-ALP-00201B-150-SS16 | C4B | 131242-WST02-DR-P-6006.dgn | WST02 | 202 | ALP | 00201 | B | 150 | SS16 | AMX REACTOR 2 DIFFUSER GRID 2 DROPLEG | ASME B36.19M | 1000 | PN10 | 972 | 398 | 1468 | 168.3 | 3.4 |  | 75 | SS04 | 98 | 77 | 74 | 98 | 200
0010293813 | AT_PROCESS | WST02-202-ALP-00201C-150-SS16 | C4B | 131242-WST02-DR-P-6006.dgn | WST02 | 202 | ALP | 00201 | C | 150 | SS16 | AMX REACTOR 2 DIFFUSER GRID 3 DROPLEG | ASME B36.19M | 1000 | PN10 | 972 | 398 | 1468 | 168.3 | 3.4 |  | 75 | SS04 | 98 | 77 | 74 | 98 | 200
0010293905 | AT_PROCESS | WST02-202-ALP-00201D-150-SS16 | C4B | 131242-WST02-DR-P-6006.dgn | WST02 | 202 | ALP | 00201 | D | 150 | SS16 | AMX REACTOR 2 DIFFUSER GRID 4 DROPLEG | ASME B36.19M | 1000 | PN10 | 972 | 398 | 1468 | 168.3 | 3.4 |  | 75 | SS04 | 98 | 77 | 74 | 98 | 200
0010293968 | AT_PROCESS | WST02-202-ALP-00202A-20-CPVC | C4B | 131242-WST02-DR-P-6006.dgn | WST02 | 202 | ALP | 00202 | A | 20 | CPVC | AMX REACTOR 2 DIFFUSER GRID 1 PURGE LINE | ASTM F441 | 1000 | PN10 | 0.03 | 0.03 | 0.03 | 26.7 | 3.91 |  |  |  | 28 | 77 | 74 | 98 | 200
0010293887 | AT_PROCESS | WST02-202-ALP-00202B-20-CPVC | C4B | 131242-WST02-DR-P-6006.dgn | WST02 | 202 | ALP | 00202 | B | 20 | CPVC | AMX REACTOR 2 DIFFUSER GRID 2 PURGE LINE | ASTM F441 | 1000 | PN10 | 0.03 | 0.03 | 0.03 | 26.7 | 3.91 |  |  |  | 28 | 77 | 74 | 98 | 200
0010294005 | AT_PROCESS | WST02-202-ALP-00202C-20-CPVC | C4B | 131242-WST02-DR-P-6006.dgn | WST02 | 202 | ALP | 00202 | C | 20 | CPVC | AMX REACTOR 2 DIFFUSER GRID 3 PURGE LINE | ASTM F441 | 1000 | PN10 | 0.03 | 0.03 | 0.03 | 26.7 | 3.91 |  |  |  | 28 | 77 | 74 | 98 | 200
0010293929 | AT_PROCESS | WST02-202-ALP-00202D-20-CPVC | C4B | 131242-WST02-DR-P-6006.dgn | WST02 | 202 | ALP | 00202 | D | 20 | CPVC | AMX REACTOR 2 DIFFUSER GRID 4 PURGE LINE | ASTM F441 | 1000 | PN10 | 0.03 | 0.03 | 0.03 | 26.7 | 3.91 |  |  |  | 28 | 77 | 74 | 98 | 200
0010293893 | AT_PROCESS | WST02-202-ALP-00203A-20-CPVC | C4B | 131242-WST02-DR-P-6006.dgn | WST02 | 202 | ALP | 00203 | A | 20 | CPVC | AMX REACTOR 2 DIFFUSER GRID 1 PURGE LINE RETURN | ASTM F441 | 1000 | PN10 | 0.03 | 0.03 | 0.03 | 26.7 | 3.91 |  |  |  | 28 | 77 | 74 | 98 | 200
0010293889 | AT_PROCESS | WST02-202-ALP-00203B-20-CPVC | C4B | 131242-WST02-DR-P-6006.dgn | WST02 | 202 | ALP | 00203 | B | 20 | CPVC | AMX REACTOR 2 DIFFUSER GRID 2 PURGE LINE RETURN | ASTM F441 | 1000 | PN10 | 0.03 | 0.03 | 0.03 | 26.7 | 3.91 |  |  |  | 28 | 77 | 74 | 98 | 200
0010293973 | AT_PROCESS | WST02-202-ALP-00203C-20-CPVC | C4B | 131242-WST02-DR-P-6006.dgn | WST02 | 202 | ALP | 00203 | C | 20 | CPVC | AMX REACTOR 2 DIFFUSER GRID 3 PURGE LINE RETURN | ASTM F441 | 1000 | PN10 | 0.03 | 0.03 | 0.03 | 26.7 | 3.91 |  |  |  | 28 | 77 | 74 | 98 | 200
0010294077 | AT_PROCESS | WST02-202-ALP-00203D-20-CPVC | C4B | 131242-WST02-DR-P-6006.dgn | WST02 | 202 | ALP | 00203 | D | 20 | CPVC | AMX REACTOR 2 DIFFUSER GRID 4 PURGE LINE RETURN | ASTM F441 | 1000 | PN10 | 0.03 | 0.03 | 0.03 | 26.7 | 3.91 |  |  |  | 28 | 77 | 74 | 98 | 200
0010331894 | AT_PROCESS | WST02-202-ALP-00204A-150-SS16 | C4B | 131242-WST02-DR-P-6006.dgn | WST02 | 202 | ALP | 00204 | A | 150 | SS16 | AMX REACTOR 2 DIFFUSER GRID 1 DROPLEG XYLEM | ASME B36.19M | 1000 | PN10 | 972 | 398 | 1468 | 168.3 | 3.4 |  |  |  | 98 | 77 | 74 | 98 | 200
0010331890 | AT_PROCESS | WST02-202-ALP-00204B-150-SS16 | C4B | 131242-WST02-DR-P-6006.dgn | WST02 | 202 | ALP | 00204 | B | 150 | SS16 | AMX REACTOR 2 DIFFUSER GRID 2 DROPLEG XYLEM | ASME B36.19M | 1000 | PN10 | 972 | 398 | 1468 | 168.3 | 3.4 |  |  |  | 98 | 77 | 74 | 98 | 200
0010331892 | AT_PROCESS | WST02-202-ALP-00204C-150-SS16 | C4B | 131242-WST02-DR-P-6006.dgn | WST02 | 202 | ALP | 00204 | C | 150 | SS16 | AMX REACTOR 2 DIFFUSER GRID 3 DROPLEG XYLEM | ASME B36.19M | 1000 | PN10 | 972 | 398 | 1468 | 168.3 | 3.4 |  |  |  | 98 | 77 | 74 | 98 | 200
0010331888 | AT_PROCESS | WST02-202-ALP-00204D-150-SS16 | C4B | 131242-WST02-DR-P-6006.dgn | WST02 | 202 | ALP | 00204 | D | 150 | SS16 | AMX REACTOR 2 DIFFUSER GRID 4 DROPLEG XYLEM | ASME B36.19M | 1000 | PN10 | 972 | 398 | 1468 | 168.3 | 3.4 |  |  |  | 98 | 77 | 74 | 98 | 200
0010334300 | AT_PROCESS | WST02-202-ALP-00205-15-SS16 | C4B | 131242-WST02-DR-P-6006.dgn | WST02 | 202 | ALP | 00205 |  | 15 | SS16 | PIPELINE : WST02-202-ALP-00205-15-SS16 | ASME B36.19M | 1000 | PN10 | 0 | 0 | 0 | 21.3 | 2.77 | N/A |  | N/A | 98 | 77 | 74 | 98 | 200
0010334300 | AT_PROCESS | WST02-202-ALP-00205-15-SS16 | C4B | 131242-WST02-DR-P-6002.dgn | WST02 | 202 | ALP | 00205 |  | 15 | SS16 | PIPELINE : WST02-202-ALP-00205-15-SS16 | ASME B36.19M | 1000 | PN10 | 0 | 0 | 0 | 21.3 | 2.77 | N/A |  | N/A | 98 | 77 | 74 | 98 | 200
0010293837 | AT_PROCESS | WST02-202-ALP-00205A-150-CPVC | C4B | 131242-WST02-DR-P-6006.dgn | WST02 | 202 | ALP | 00205 | A | 150 | CPVC | AMX REACTOR 2 DIFFUSER GRID 1 DROPLEG SUBMERGED | ASTM F441 | 1000 | PN10 | 601 | 228 | 707 | 168 | 11 |  |  |  | 28 | 77 | 74 | 98 | 200
0010293832 | AT_PROCESS | WST02-202-ALP-00205B-150-CPVC | C4B | 131242-WST02-DR-P-6006.dgn | WST02 | 202 | ALP | 00205 | B | 150 | CPVC | AMX REACTOR 2 DIFFUSER GRID 2 DROPLEG SUBMERGED | ASTM F441 | 1000 | PN10 | 601 | 228 | 707 | 168 | 11 |  |  |  | 28 | 77 | 74 | 98 | 200
0010293956 | AT_PROCESS | WST02-202-ALP-00205C-150-CPVC | C4B | 131242-WST02-DR-P-6006.dgn | WST02 | 202 | ALP | 00205 | C | 150 | CPVC | AMX REACTOR 2 DIFFUSER GRID 3 DROPLEG SUBMERGED | ASTM F441 | 1000 | PN10 | 601 | 228 | 707 | 168 | 11 |  |  |  | 28 | 77 | 74 | 98 | 200
0010293903 | AT_PROCESS | WST02-202-ALP-00205D-150-CPVC | C4B | 131242-WST02-DR-P-6006.dgn | WST02 | 202 | ALP | 00205 | D | 150 | CPVC | AMX REACTOR 2 DIFFUSER GRID 4 DROPLEG SUBMERGED | ASTM F441 | 1000 | PN10 | 601 | 228 | 707 | 168 | 11 |  |  |  | 28 | 77 | 74 | 98 | 200
0010325505 | AT_PROCESS | WST02-202-ALP-00210-100-SS16 | C4B | 131242-WST02-DR-P-6006.dgn | WST02 | 202 | ALP | 00210 |  | 100 | SS16 | BIOMASS SEPARATOR 2-1 FLUSHING HEADER | ASME B36.19M | 1000 | PN10 | 0 | 0 | 0 | 114.3 | 3.05 |  |  |  | 98 | 77 | 74 | 98 | 200
0010293879 | AT_PROCESS | WST02-202-ALP-00211-65-SS16 | C4B | 131242-WST02-DR-P-6006.dgn | WST02 | 202 | ALP | 00211 |  | 65 | SS16 | BIOMASS SEPARATOR 2-1 AIR FLUSHING LINE 1 | ASME B36.19M | 1000 | PN10 | 0 | 0 | 0 | 73 | 3.05 |  | 50 | SS04 | 98 | 77 | 74 | 98 | 200
0010325509 | AT_PROCESS | WST02-202-ALP-00212-65-SS16 | C4B | 131242-WST02-DR-P-6006.dgn | WST02 | 202 | ALP | 00212 |  | 65 | SS16 | BIOMASS SEPARATOR 2-1 AIR FLUSHING LINE 2 | ASME B36.19M | 1000 | PN10 | 0 | 0 | 0 | 73 | 3.05 |  | 50 | SS04 | 98 | 77 | 74 | 98 | 200
0010325509 | AT_PROCESS | WST02-202-ALP-00212-65-SS16 | C4B | 131242-WST02-DR-P-6006.dgn | WST02 | 202 | ALP | 00212 |  | 65 | SS16 | BIOMASS SEPARATOR 2-1 AIR FLUSHING LINE 2 | ASME B36.19M | 1000 | PN10 | 0 | 0 | 0 | 73 | 3.05 |  | 50 | SS04 | 98 | 77 | 74 | 98 | 200
0010294009 | AT_PROCESS | WST02-202-ALP-00213-65-PP | C4B | 131242-WST02-DR-P-6006.dgn | WST02 | 202 | ALP | 00213 |  | 65 | PP | BIOMASS SEPARATOR 2-1 AIR FLUSHING LINE 3 PAQUES | ASME B36.19M | 1000 | PN10 | 0 | 0 | 0 | 73 | 3.05 |  |  |  | 98 | 77 | 74 | 98 | 200
0010294008 | AT_PROCESS | WST02-202-ALP-00214-65-PP | C4B | 131242-WST02-DR-P-6006.dgn | WST02 | 202 | ALP | 00214 |  | 65 | PP | BIOMASS SEPARATOR 2-1 AIR FLUSHING LINE 4 PAQUES | ASME B36.19M | 1000 | PN10 | 0 | 0 | 0 | 73 | 3.05 |  |  |  | 98 | 77 | 74 | 98 | 200
0010325538 | AT_PROCESS | WST02-202-ALP-00220-100-SS16 | C4B | 131242-WST02-DR-P-6006.dgn | WST02 | 202 | ALP | 00220 |  | 100 | SS16 | BIOMASS SEPARATOR 2-2 FLUSHING HEADER | ASME B36.19M | 1000 | PN10 | 0 | 0 | 0 | 114.3 | 3.05 |  |  |  | 98 | 77 | 74 | 98 | 200
0010293934 | AT_PROCESS | WST02-202-ALP-00221-65-SS16 | C4B | 131242-WST02-DR-P-6006.dgn | WST02 | 202 | ALP | 00221 |  | 65 | SS16 | BIOMASS SEPARATOR 2-2 AIR FLUSHING LINE 1 | ASME B36.19M | 1000 | PN10 | 0 | 0 | 0 | 73 | 3.05 |  | 50 | SS04 | 98 | 77 | 74 | 98 | 200
0010293934 | AT_PROCESS | WST02-202-ALP-00221-65-SS16 | C4B | 131242-WST02-DR-P-6006.dgn | WST02 | 202 | ALP | 00221 |  | 65 | SS16 | BIOMASS SEPARATOR 2-2 AIR FLUSHING LINE 1 | ASME B36.19M | 1000 | PN10 | 0 | 0 | 0 | 73 | 3.05 |  | 50 | SS04 | 98 | 77 | 74 | 98 | 200
0010294032 | AT_PROCESS | WST02-202-ALP-00222-65-SS16 | C4B | 131242-WST02-DR-P-6006.dgn | WST02 | 202 | ALP | 00222 |  | 65 | SS16 | BIOMASS SEPARATOR 2-2 AIR FLUSHING LINE 2 | ASME B36.19M | 1000 | PN10 | 0 | 0 | 0 | 73 | 3.05 |  | 50 | SS04 | 98 | 77 | 74 | 98 | 200
0010294012 | AT_PROCESS | WST02-202-ALP-00223-65-PP | C4B | 131242-WST02-DR-P-6006.dgn | WST02 | 202 | ALP | 00223 |  | 65 | PP | BIOMASS SEPARATOR 2-2 AIR FLUSHING LINE 3 PAQUES | ASME B36.19M | 1000 | PN10 | 0 | 0 | 0 | 73 | 3.05 |  |  |  | 98 | 77 | 74 | 98 | 200
0010294015 | AT_PROCESS | WST02-202-ALP-00224-65-PP | C4B | 131242-WST02-DR-P-6006.dgn | WST02 | 202 | ALP | 00224 |  | 65 | PP | BIOMASS SEPARATOR 2-2 AIR FLUSHING LINE 4 PAQUES | ASME B36.19M | 1000 | PN10 | 0 | 0 | 0 | 73 | 3.05 |  |  |  | 98 | 77 | 74 | 98 | 200
0010294112 | AT_PROCESS | WST02-202-ALP-00230-100-SS16 | C4B | 131242-WST02-DR-P-6006.dgn | WST02 | 202 | ALP | 00230 |  | 100 | SS16 | BIOMASS SEPARATOR 2-3 FLUSHING HEADER | ASME B36.19M | 1000 | PN10 | 0 | 0 | 0 | 114.3 | 3.05 |  |  |  | 98 | 77 | 74 | 98 | 200
0010294099 | AT_PROCESS | WST02-202-ALP-00231-65-SS16 | C4B | 131242-WST02-DR-P-6006.dgn | WST02 | 202 | ALP | 00231 |  | 65 | SS16 | BIOMASS SEPARATOR 2-3 AIR FLUSHING LINE 1 | ASME B36.19M | 1000 | PN10 | 0 | 0 | 0 | 73 | 3.05 |  | 50 | SS04 | 98 | 77 | 74 | 98 | 200
0010300796 | AT_PROCESS | WST02-202-ALP-00232-65-SS16 | C4B | 131242-WST02-DR-P-6006.dgn | WST02 | 202 | ALP | 00232 |  | 65 | SS16 | BIOMASS SEPARATOR 2-3 AIR FLUSHING LINE 2 | ASME B36.19M | 1000 | PN10 | 0 | 0 | 0 | 73 | 3.05 |  | 50 | SS04 | 98 | 77 | 74 | 98 | 200
0010300796 | AT_PROCESS | WST02-202-ALP-00232-65-SS16 | C4B | 131242-WST02-DR-P-6006.dgn | WST02 | 202 | ALP | 00232 |  | 65 | SS16 | BIOMASS SEPARATOR 2-3 AIR FLUSHING LINE 2 | ASME B36.19M | 1000 | PN10 | 0 | 0 | 0 | 73 | 3.05 |  | 50 | SS04 | 98 | 77 | 74 | 98 | 200
0010293944 | AT_PROCESS | WST02-202-ALP-00233-65-PP | C4B | 131242-WST02-DR-P-6006.dgn | WST02 | 202 | ALP | 00233 |  | 65 | PP | BIOMASS SEPARATOR 2-3 AIR FLUSHING LINE 3 PAQUES | ASME B36.19M | 1000 | PN10 | 0 | 0 | 0 | 73 | 3.05 |  |  |  | 98 | 77 | 74 | 98 | 200
0010293866 | AT_PROCESS | WST02-202-ALP-00234-65-PP | C4B | 131242-WST02-DR-P-6006.dgn | WST02 | 202 | ALP | 00234 |  | 65 | PP | BIOMASS SEPARATOR 2-3 AIR FLUSHING LINE 4 PAQUES | ASME B36.19M | 1000 | PN10 | 0 | 0 | 0 | 73 | 3.05 |  |  |  | 98 | 77 | 74 | 98 | 200
0010294256 | AT_PROCESS | WST02-202-ALP-00301A-150-SS16 | C4B | 131242-WST02-DR-P-6007.dgn | WST02 | 202 | ALP | 00301 | A | 150 | SS16 | PIPELINE : WST02-202-ALP-00301A-150-SS16 | ASME B36.19M | 1000 | PN10 | 972 | 398 | 1468 | 168.3 | 3.4 | N/A | 75 | SS04 | 98 | 77 | 74 | 98 | 200
0010294254 | AT_PROCESS | WST02-202-ALP-00301B-150-SS16 | C4B | 131242-WST02-DR-P-6007.dgn | WST02 | 202 | ALP | 00301 | B | 150 | SS16 | PIPELINE : WST02-202-ALP-00301B-150-SS16 | ASME B36.19M | 1000 | PN10 | 972 | 398 | 1468 | 168.3 | 3.4 | N/A | 75 | SS04 | 98 | 77 | 74 | 98 | 200
0010294168 | AT_PROCESS | WST02-202-ALP-00301C-150-SS16 | C4B | 131242-WST02-DR-P-6007.dgn | WST02 | 202 | ALP | 00301 | C | 150 | SS16 | PIPELINE : WST02-202-ALP-00301C-150-SS16 | ASME B36.19M | 1000 | PN10 | 972 | 398 | 1468 | 168.3 | 3.4 | N/A | 75 | SS04 | 98 | 77 | 74 | 98 | 200
0010294263 | AT_PROCESS | WST02-202-ALP-00301D-150-SS16 | C4B | 131242-WST02-DR-P-6007.dgn | WST02 | 202 | ALP | 00301 | D | 150 | SS16 | PIPELINE : WST02-202-ALP-00301D-150-SS16 | ASME B36.19M | 1000 | PN10 | 972 | 398 | 1468 | 168.3 | 3.4 | N/A | 75 | SS04 | 98 | 77 | 74 | 98 | 200
0010294318 | AT_PROCESS | WST02-202-ALP-00302A-20-CPVC | C4B | 131242-WST02-DR-P-6007.dgn | WST02 | 202 | ALP | 00302 | A | 20 | CPVC | PIPELINE : WST02-202-ALP-00302A-20-CPVC | ASTM F441 | 1000 | PN10 | 0.03 | 0.03 | 0.03 | 26.7 | 3.91 | N/A |  | N/A | 28 | 77 | 74 | 98 | 200
0010294240 | AT_PROCESS | WST02-202-ALP-00302B-20-CPVC | C4B | 131242-WST02-DR-P-6007.dgn | WST02 | 202 | ALP | 00302 | B | 20 | CPVC | PIPELINE : WST02-202-ALP-00302B-20-CPVC | ASTM F441 | 1000 | PN10 | 0.03 | 0.03 | 0.03 | 26.7 | 3.91 | N/A |  | N/A | 28 | 77 | 74 | 98 | 200
0010294356 | AT_PROCESS | WST02-202-ALP-00302C-20-CPVC | C4B | 131242-WST02-DR-P-6007.dgn | WST02 | 202 | ALP | 00302 | C | 20 | CPVC | PIPELINE : WST02-202-ALP-00302C-20-CPVC | ASTM F441 | 1000 | PN10 | 0.03 | 0.03 | 0.03 | 26.7 | 3.91 | N/A |  | N/A | 28 | 77 | 74 | 98 | 200
0010294286 | AT_PROCESS | WST02-202-ALP-00302D-20-CPVC | C4B | 131242-WST02-DR-P-6007.dgn | WST02 | 202 | ALP | 00302 | D | 20 | CPVC | PIPELINE : WST02-202-ALP-00302D-20-CPVC | ASTM F441 | 1000 | PN10 | 0.03 | 0.03 | 0.03 | 26.7 | 3.91 | N/A |  | N/A | 28 | 77 | 74 | 98 | 200
0010294267 | AT_PROCESS | WST02-202-ALP-00303A-20-CPVC | C4B | 131242-WST02-DR-P-6007.dgn | WST02 | 202 | ALP | 00303 | A | 20 | CPVC | PIPELINE : WST02-202-ALP-00303A-20-CPVC | ASTM F441 | 1000 | PN10 | 0.03 | 0.03 | 0.03 | 26.7 | 3.91 | N/A |  | N/A | 28 | 77 | 74 | 98 | 200
0010294242 | AT_PROCESS | WST02-202-ALP-00303B-20-CPVC | C4B | 131242-WST02-DR-P-6007.dgn | WST02 | 202 | ALP | 00303 | B | 20 | CPVC | PIPELINE : WST02-202-ALP-00303B-20-CPVC | ASTM F441 | 1000 | PN10 | 0.03 | 0.03 | 0.03 | 26.7 | 3.91 | N/A |  | N/A | 28 | 77 | 74 | 98 | 200
0010294327 | AT_PROCESS | WST02-202-ALP-00303C-20-CPVC | C4B | 131242-WST02-DR-P-6007.dgn | WST02 | 202 | ALP | 00303 | C | 20 | CPVC | PIPELINE : WST02-202-ALP-00303C-20-CPVC | ASTM F441 | 1000 | PN10 | 0.03 | 0.03 | 0.03 | 26.7 | 3.91 | N/A |  | N/A | 28 | 77 | 74 | 98 | 200
0010294383 | AT_PROCESS | WST02-202-ALP-00303D-20-CPVC | C4B | 131242-WST02-DR-P-6007.dgn | WST02 | 202 | ALP | 00303 | D | 20 | CPVC | PIPELINE : WST02-202-ALP-00303D-20-CPVC | ASTM F441 | 1000 | PN10 | 0.03 | 0.03 | 0.03 | 26.7 | 3.91 | N/A |  | N/A | 28 | 77 | 74 | 98 | 200
0010332014 | AT_PROCESS | WST02-202-ALP-00304A-150-SS16 | C4B | 131242-WST02-DR-P-6007.dgn | WST02 | 202 | ALP | 00304 | A | 150 | SS16 | PIPELINE : WST02-202-ALP-00304A-150-SS16 | ASME B36.19M | 1000 | PN10 | 972 | 398 | 1468 | 168.3 | 3.4 | N/A |  | N/A | 98 | 77 | 74 | 98 | 200
0010332008 | AT_PROCESS | WST02-202-ALP-00304B-150-SS16 | C4B | 131242-WST02-DR-P-6007.dgn | WST02 | 202 | ALP | 00304 | B | 150 | SS16 | PIPELINE : WST02-202-ALP-00304B-150-SS16 | ASME B36.19M | 1000 | PN10 | 972 | 398 | 1468 | 168.3 | 3.4 | N/A |  | N/A | 98 | 77 | 74 | 98 | 200
0010332010 | AT_PROCESS | WST02-202-ALP-00304C-150-SS16 | C4B | 131242-WST02-DR-P-6007.dgn | WST02 | 202 | ALP | 00304 | C | 150 | SS16 | PIPELINE : WST02-202-ALP-00304C-150-SS16 | ASME B36.19M | 1000 | PN10 | 972 | 398 | 1468 | 168.3 | 3.4 | N/A |  | N/A | 98 | 77 | 74 | 98 | 200
0010332005 | AT_PROCESS | WST02-202-ALP-00304D-150-SS16 | C4B | 131242-WST02-DR-P-6007.dgn | WST02 | 202 | ALP | 00304 | D | 150 | SS16 | PIPELINE : WST02-202-ALP-00304D-150-SS16 | ASME B36.19M | 1000 | PN10 | 972 | 398 | 1468 | 168.3 | 3.4 | N/A |  | N/A | 98 | 77 | 74 | 98 | 200
0010334298 | AT_PROCESS | WST02-202-ALP-00305-15-SS16 | C4B | 131242-WST02-DR-P-6003.dgn | WST02 | 202 | ALP | 00305 |  | 15 | SS16 | PIPELINE : WST02-202-ALP-00305-15-SS16 | ASME B36.19M | 1000 | PN10 | 0 | 0 | 0 | 21.3 | 2.77 | N/A |  | N/A | 98 | 77 | 74 | 98 | 200
0010334298 | AT_PROCESS | WST02-202-ALP-00305-15-SS16 | C4B | 131242-WST02-DR-P-6007.dgn | WST02 | 202 | ALP | 00305 |  | 15 | SS16 | PIPELINE : WST02-202-ALP-00305-15-SS16 | ASME B36.19M | 1000 | PN10 | 0 | 0 | 0 | 21.3 | 2.77 | N/A |  | N/A | 98 | 77 | 74 | 98 | 200
0010294190 | AT_PROCESS | WST02-202-ALP-00305A-150-CPVC | C4B | 131242-WST02-DR-P-6007.dgn | WST02 | 202 | ALP | 00305 | A | 150 | CPVC | PIPELINE : WST02-202-ALP-00305A-150-CPVC | ASTM F441 | 1000 | PN10 | 601 | 228 | 707 | 168 | 11 | N/A |  | N/A | 28 | 77 | 74 | 98 | 200
0010294185 | AT_PROCESS | WST02-202-ALP-00305B-150-CPVC | C4B | 131242-WST02-DR-P-6007.dgn | WST02 | 202 | ALP | 00305 | B | 150 | CPVC | PIPELINE : WST02-202-ALP-00305B-150-CPVC | ASTM F441 | 1000 | PN10 | 601 | 228 | 707 | 168 | 11 | N/A |  | N/A | 28 | 77 | 74 | 98 | 200
0010294305 | AT_PROCESS | WST02-202-ALP-00305C-150-CPVC | C4B | 131242-WST02-DR-P-6007.dgn | WST02 | 202 | ALP | 00305 | C | 150 | CPVC | PIPELINE : WST02-202-ALP-00305C-150-CPVC | ASTM F441 | 1000 | PN10 | 601 | 228 | 707 | 168 | 11 | N/A |  | N/A | 28 | 77 | 74 | 98 | 200
0010294253 | AT_PROCESS | WST02-202-ALP-00305D-150-CPVC | C4B | 131242-WST02-DR-P-6007.dgn | WST02 | 202 | ALP | 00305 | D | 150 | CPVC | PIPELINE : WST02-202-ALP-00305D-150-CPVC | ASTM F441 | 1000 | PN10 | 601 | 228 | 707 | 168 | 11 | N/A |  | N/A | 28 | 77 | 74 | 98 | 200
0010325528 | AT_PROCESS | WST02-202-ALP-00310-100-SS16 | C4B | 131242-WST02-DR-P-6007.dgn | WST02 | 202 | ALP | 00310 |  | 100 | SS16 | PIPELINE : WST02-202-ALP-00310-100-SS16 | ASME B36.19M | 1000 | PN10 | 0 | 0 | 0 | 114.3 | 3.05 | N/A |  | N/A | 98 | 77 | 74 | 98 | 200
0010294232 | AT_PROCESS | WST02-202-ALP-00311-65-SS16 | C4B | 131242-WST02-DR-P-6007.dgn | WST02 | 202 | ALP | 00311 |  | 65 | SS16 | PIPELINE : WST02-202-ALP-00311-65-SS16 | ASME B36.19M | 1000 | PN10 | 0 | 0 | 0 | 73 | 3.05 | N/A | 50 | SS04 | 98 | 77 | 74 | 98 | 200
0010294230 | AT_PROCESS | WST02-202-ALP-00312-65-SS16 | C4B | 131242-WST02-DR-P-6007.dgn | WST02 | 202 | ALP | 00312 |  | 65 | SS16 | PIPELINE : WST02-202-ALP-00312-65-SS16 | ASME B36.19M | 1000 | PN10 | 0 | 0 | 0 | 73 | 3.05 | N/A | 50 | SS04 | 98 | 77 | 74 | 98 | 200
0010294230 | AT_PROCESS | WST02-202-ALP-00312-65-SS16 | C4B | 131242-WST02-DR-P-6007.dgn | WST02 | 202 | ALP | 00312 |  | 65 | SS16 | PIPELINE : WST02-202-ALP-00312-65-SS16 | ASME B36.19M | 1000 | PN10 | 0 | 0 | 0 | 73 | 3.05 | N/A | 50 | SS04 | 98 | 77 | 74 | 98 | 200
0010294357 | AT_PROCESS | WST02-202-ALP-00313-65-PP | C4B | 131242-WST02-DR-P-6007.dgn | WST02 | 202 | ALP | 00313 |  | 65 | PP | PIPELINE : WST02-202-ALP-00313-65-PP | ASME B36.19M | 1000 | PN10 | 0 | 0 | 0 | 73 | 3.05 | N/A |  | N/A | 98 | 77 | 74 | 98 | 200
0010294194 | AT_PROCESS | WST02-202-ALP-00314-65-PP | C4B | 131242-WST02-DR-P-6007.dgn | WST02 | 202 | ALP | 00314 |  | 65 | PP | PIPELINE : WST02-202-ALP-00314-65-PP | ASME B36.19M | 1000 | PN10 | 0 | 0 | 0 | 73 | 3.05 | N/A |  | N/A | 98 | 77 | 74 | 98 | 200
0010325534 | AT_PROCESS | WST02-202-ALP-00320-100-SS16 | C4B | 131242-WST02-DR-P-6007.dgn | WST02 | 202 | ALP | 00320 |  | 100 | SS16 | PIPELINE : WST02-202-ALP-00320-100-SS16 | ASME B36.19M | 1000 | PN10 | 0 | 0 | 0 | 114.3 | 3.05 | N/A |  | N/A | 98 | 77 | 74 | 98 | 200
0010294289 | AT_PROCESS | WST02-202-ALP-00321-65-SS16 | C4B | 131242-WST02-DR-P-6007.dgn | WST02 | 202 | ALP | 00321 |  | 65 | SS16 | PIPELINE : WST02-202-ALP-00321-65-SS16 | ASME B36.19M | 1000 | PN10 | 0 | 0 | 0 | 73 | 3.05 | N/A | 50 | SS04 | 98 | 77 | 74 | 98 | 200
0010294289 | AT_PROCESS | WST02-202-ALP-00321-65-SS16 | C4B | 131242-WST02-DR-P-6007.dgn | WST02 | 202 | ALP | 00321 |  | 65 | SS16 | PIPELINE : WST02-202-ALP-00321-65-SS16 | ASME B36.19M | 1000 | PN10 | 0 | 0 | 0 | 73 | 3.05 | N/A | 50 | SS04 | 98 | 77 | 74 | 98 | 200
0010294292 | AT_PROCESS | WST02-202-ALP-00322-65-SS16 | C4B | 131242-WST02-DR-P-6007.dgn | WST02 | 202 | ALP | 00322 |  | 65 | SS16 | PIPELINE : WST02-202-ALP-00322-65-SS16 | ASME B36.19M | 1000 | PN10 | 0 | 0 | 0 | 73 | 3.05 | N/A | 50 | SS04 | 98 | 77 | 74 | 98 | 200
0010294221 | AT_PROCESS | WST02-202-ALP-00323-65-PP | C4B | 131242-WST02-DR-P-6007.dgn | WST02 | 202 | ALP | 00323 |  | 65 | PP | PIPELINE : WST02-202-ALP-00323-65-PP | ASME B36.19M | 1000 | PN10 | 0 | 0 | 0 | 73 | 3.05 | N/A |  | N/A | 98 | 77 | 74 | 98 | 200
0010294360 | AT_PROCESS | WST02-202-ALP-00324-65-PP | C4B | 131242-WST02-DR-P-6007.dgn | WST02 | 202 | ALP | 00324 |  | 65 | PP | PIPELINE : WST02-202-ALP-00324-65-PP | ASME B36.19M | 1000 | PN10 | 0 | 0 | 0 | 73 | 3.05 | N/A |  | N/A | 98 | 77 | 74 | 98 | 200
0010294419 | AT_PROCESS | WST02-202-ALP-00330-100-SS16 | C4B | 131242-WST02-DR-P-6007.dgn | WST02 | 202 | ALP | 00330 |  | 100 | SS16 | PIPELINE : WST02-202-ALP-00330-100-SS16 | ASME B36.19M | 1000 | PN10 | 0 | 0 | 0 | 114.3 | 3.05 | N/A |  | N/A | 98 | 77 | 74 | 98 | 200
0010294484 | AT_PROCESS | WST02-202-ALP-00331-65-SS16 | C4B | 131242-WST02-DR-P-6007.dgn | WST02 | 202 | ALP | 00331 |  | 65 | SS16 | PIPELINE : WST02-202-ALP-00331-65-SS16 | ASME B36.19M | 1000 | PN10 | 0 | 0 | 0 | 73 | 3.05 | N/A | 50 | SS04 | 98 | 77 | 74 | 98 | 200
0010294482 | AT_PROCESS | WST02-202-ALP-00332-65-SS16 | C4B | 131242-WST02-DR-P-6007.dgn | WST02 | 202 | ALP | 00332 |  | 65 | SS16 | PIPELINE : WST02-202-ALP-00332-65-SS16 | ASME B36.19M | 1000 | PN10 | 0 | 0 | 0 | 73 | 3.05 | N/A | 50 | SS04 | 98 | 77 | 74 | 98 | 200
0010294298 | AT_PROCESS | WST02-202-ALP-00333-65-PP | C4B | 131242-WST02-DR-P-6007.dgn | WST02 | 202 | ALP | 00333 |  | 65 | PP | PIPELINE : WST02-202-ALP-00333-65-PP | ASME B36.19M | 1000 | PN10 | 0 | 0 | 0 | 73 | 3.05 | N/A |  | N/A | 98 | 77 | 74 | 98 | 200
0010294337 | AT_PROCESS | WST02-202-ALP-00334-65-PP | C4B | 131242-WST02-DR-P-6007.dgn | WST02 | 202 | ALP | 00334 |  | 65 | PP | PIPELINE : WST02-202-ALP-00334-65-PP | ASME B36.19M | 1000 | PN10 | 0 | 0 | 0 | 73 | 3.05 | N/A |  | N/A | 98 | 77 | 74 | 98 | 200
0010299081 | AT_PROCESS | WST02-202-ALP-00401A-150-SS16 | C4B | 131242-WST02-DR-P-6008.dgn | WST02 | 202 | ALP | 00401 | A | 150 | SS16 | PIPELINE : WST02-202-ALP-00401A-150-SS16 | ASME B36.19M | 1000 | PN10 | 972 | 398 | 1468 | 168.3 | 3.4 | N/A | 75 | SS04 | 98 | 77 | 74 | 98 | 200
0010299079 | AT_PROCESS | WST02-202-ALP-00401B-150-SS16 | C4B | 131242-WST02-DR-P-6008.dgn | WST02 | 202 | ALP | 00401 | B | 150 | SS16 | PIPELINE : WST02-202-ALP-00401B-150-SS16 | ASME B36.19M | 1000 | PN10 | 972 | 398 | 1468 | 168.3 | 3.4 | N/A | 75 | SS04 | 98 | 77 | 74 | 98 | 200
0010299014 | AT_PROCESS | WST02-202-ALP-00401C-150-SS16 | C4B | 131242-WST02-DR-P-6008.dgn | WST02 | 202 | ALP | 00401 | C | 150 | SS16 | PIPELINE : WST02-202-ALP-00401C-150-SS16 | ASME B36.19M | 1000 | PN10 | 972 | 398 | 1468 | 168.3 | 3.4 | N/A | 75 | SS04 | 98 | 77 | 74 | 98 | 200
0010299088 | AT_PROCESS | WST02-202-ALP-00401D-150-SS16 | C4B | 131242-WST02-DR-P-6008.dgn | WST02 | 202 | ALP | 00401 | D | 150 | SS16 | PIPELINE : WST02-202-ALP-00401D-150-SS16 | ASME B36.19M | 1000 | PN10 | 972 | 398 | 1468 | 168.3 | 3.4 | N/A | 75 | SS04 | 98 | 77 | 74 | 98 | 200
0010299145 | AT_PROCESS | WST02-202-ALP-00402A-20-CPVC | C4B | 131242-WST02-DR-P-6008.dgn | WST02 | 202 | ALP | 00402 | A | 20 | CPVC | PIPELINE : WST02-202-ALP-00402A-20-CPVC | ASTM F441 | 1000 | PN10 | 0.03 | 0.03 | 0.03 | 26.7 | 3.91 | N/A |  | N/A | 28 | 77 | 74 | 98 | 200
0010299064 | AT_PROCESS | WST02-202-ALP-00402B-20-CPVC | C4B | 131242-WST02-DR-P-6008.dgn | WST02 | 202 | ALP | 00402 | B | 20 | CPVC | PIPELINE : WST02-202-ALP-00402B-20-CPVC | ASTM F441 | 1000 | PN10 | 0.03 | 0.03 | 0.03 | 26.7 | 3.91 | N/A |  | N/A | 28 | 77 | 74 | 98 | 200
0010299170 | AT_PROCESS | WST02-202-ALP-00402C-20-CPVC | C4B | 131242-WST02-DR-P-6008.dgn | WST02 | 202 | ALP | 00402 | C | 20 | CPVC | PIPELINE : WST02-202-ALP-00402C-20-CPVC | ASTM F441 | 1000 | PN10 | 0.03 | 0.03 | 0.03 | 26.7 | 3.91 | N/A |  | N/A | 28 | 77 | 74 | 98 | 200
0010299106 | AT_PROCESS | WST02-202-ALP-00402D-20-CPVC | C4B | 131242-WST02-DR-P-6008.dgn | WST02 | 202 | ALP | 00402 | D | 20 | CPVC | PIPELINE : WST02-202-ALP-00402D-20-CPVC | ASTM F441 | 1000 | PN10 | 0.03 | 0.03 | 0.03 | 26.7 | 3.91 | N/A |  | N/A | 28 | 77 | 74 | 98 | 200
0010299070 | AT_PROCESS | WST02-202-ALP-00403A-20-CPVC | C4B | 131242-WST02-DR-P-6008.dgn | WST02 | 202 | ALP | 00403 | A | 20 | CPVC | PIPELINE : WST02-202-ALP-00403A-20-CPVC | ASTM F441 | 1000 | PN10 | 0.03 | 0.03 | 0.03 | 26.7 | 3.91 | N/A |  | N/A | 28 | 77 | 74 | 98 | 200
0010299066 | AT_PROCESS | WST02-202-ALP-00403B-20-CPVC | C4B | 131242-WST02-DR-P-6008.dgn | WST02 | 202 | ALP | 00403 | B | 20 | CPVC | PIPELINE : WST02-202-ALP-00403B-20-CPVC | ASTM F441 | 1000 | PN10 | 0.03 | 0.03 | 0.03 | 26.7 | 3.91 | N/A |  | N/A | 28 | 77 | 74 | 98 | 200
0010299150 | AT_PROCESS | WST02-202-ALP-00403C-20-CPVC | C4B | 131242-WST02-DR-P-6008.dgn | WST02 | 202 | ALP | 00403 | C | 20 | CPVC | PIPELINE : WST02-202-ALP-00403C-20-CPVC | ASTM F441 | 1000 | PN10 | 0.03 | 0.03 | 0.03 | 26.7 | 3.91 | N/A |  | N/A | 28 | 77 | 74 | 98 | 200
0010299190 | AT_PROCESS | WST02-202-ALP-00403D-20-CPVC | C4B | 131242-WST02-DR-P-6008.dgn | WST02 | 202 | ALP | 00403 | D | 20 | CPVC | PIPELINE : WST02-202-ALP-00403D-20-CPVC | ASTM F441 | 1000 | PN10 | 0.03 | 0.03 | 0.03 | 26.7 | 3.91 | N/A |  | N/A | 28 | 77 | 74 | 98 | 200
0010332090 | AT_PROCESS | WST02-202-ALP-00404A-150-SS16 | C4B | 131242-WST02-DR-P-6008.dgn | WST02 | 202 | ALP | 00404 | A | 150 | SS16 | PIPELINE : WST02-202-ALP-00404A-150-SS16 | ASME B36.19M | 1000 | PN10 | 972 | 398 | 1468 | 168.3 | 3.4 | N/A |  | N/A | 98 | 77 | 74 | 98 | 200
0010332086 | AT_PROCESS | WST02-202-ALP-00404B-150-SS16 | C4B | 131242-WST02-DR-P-6008.dgn | WST02 | 202 | ALP | 00404 | B | 150 | SS16 | PIPELINE : WST02-202-ALP-00404B-150-SS16 | ASME B36.19M | 1000 | PN10 | 972 | 398 | 1468 | 168.3 | 3.4 | N/A |  | N/A | 98 | 77 | 74 | 98 | 200
0010332088 | AT_PROCESS | WST02-202-ALP-00404C-150-SS16 | C4B | 131242-WST02-DR-P-6008.dgn | WST02 | 202 | ALP | 00404 | C | 150 | SS16 | PIPELINE : WST02-202-ALP-00404C-150-SS16 | ASME B36.19M | 1000 | PN10 | 972 | 398 | 1468 | 168.3 | 3.4 | N/A |  | N/A | 98 | 77 | 74 | 98 | 200
0010332083 | AT_PROCESS | WST02-202-ALP-00404D-150-SS16 | C4B | 131242-WST02-DR-P-6008.dgn | WST02 | 202 | ALP | 00404 | D | 150 | SS16 | PIPELINE : WST02-202-ALP-00404D-150-SS16 | ASME B36.19M | 1000 | PN10 | 972 | 398 | 1468 | 168.3 | 3.4 | N/A |  | N/A | 98 | 77 | 74 | 98 | 200
0010334294 | AT_PROCESS | WST02-202-ALP-00405-15-SS16 | C4B | 131242-WST02-DR-P-6008.dgn | WST02 | 202 | ALP | 00405 |  | 15 | SS16 | PIPELINE : WST02-202-ALP-00405-15-SS16 | ASME B36.19M | 1000 | PN10 | 0 | 0 | 0 | 21.3 | 2.77 | N/A |  | N/A | 98 | 77 | 74 | 98 | 200
0010334294 | AT_PROCESS | WST02-202-ALP-00405-15-SS16 | C4B | 131242-WST02-DR-P-6003.dgn | WST02 | 202 | ALP | 00405 |  | 15 | SS16 | PIPELINE : WST02-202-ALP-00405-15-SS16 | ASME B36.19M | 1000 | PN10 | 0 | 0 | 0 | 21.3 | 2.77 | N/A |  | N/A | 98 | 77 | 74 | 98 | 200
0010299029 | AT_PROCESS | WST02-202-ALP-00405A-150-CPVC | C4B | 131242-WST02-DR-P-6008.dgn | WST02 | 202 | ALP | 00405 | A | 150 | CPVC | PIPELINE : WST02-202-ALP-00405A-150-CPVC | ASTM F441 | 1000 | PN10 | 601 | 228 | 707 | 168 | 11 | N/A |  | N/A | 28 | 77 | 74 | 98 | 200
0010299024 | AT_PROCESS | WST02-202-ALP-00405B-150-CPVC | C4B | 131242-WST02-DR-P-6008.dgn | WST02 | 202 | ALP | 00405 | B | 150 | CPVC | PIPELINE : WST02-202-ALP-00405B-150-CPVC | ASTM F441 | 1000 | PN10 | 601 | 228 | 707 | 168 | 11 | N/A |  | N/A | 28 | 77 | 74 | 98 | 200
0010299131 | AT_PROCESS | WST02-202-ALP-00405C-150-CPVC | C4B | 131242-WST02-DR-P-6008.dgn | WST02 | 202 | ALP | 00405 | C | 150 | CPVC | PIPELINE : WST02-202-ALP-00405C-150-CPVC | ASTM F441 | 1000 | PN10 | 601 | 228 | 707 | 168 | 11 | N/A |  | N/A | 28 | 77 | 74 | 98 | 200
0010299078 | AT_PROCESS | WST02-202-ALP-00405D-150-CPVC | C4B | 131242-WST02-DR-P-6008.dgn | WST02 | 202 | ALP | 00405 | D | 150 | CPVC | PIPELINE : WST02-202-ALP-00405D-150-CPVC | ASTM F441 | 1000 | PN10 | 601 | 228 | 707 | 168 | 11 | N/A |  | N/A | 28 | 77 | 74 | 98 | 200
0010325543 | AT_PROCESS | WST02-202-ALP-00410-100-SS16 | C4B | 131242-WST02-DR-P-6008.dgn | WST02 | 202 | ALP | 00410 |  | 100 | SS16 | PIPELINE : WST02-202-ALP-00410-100-SS16 | ASME B36.19M | 1000 | PN10 | 0 | 0 | 0 | 114.3 | 3.05 | N/A |  | N/A | 98 | 77 | 74 | 98 | 200
0010299058 | AT_PROCESS | WST02-202-ALP-00411-65-SS16 | C4B | 131242-WST02-DR-P-6008.dgn | WST02 | 202 | ALP | 00411 |  | 65 | SS16 | PIPELINE : WST02-202-ALP-00411-65-SS16 | ASME B36.19M | 1000 | PN10 | 0 | 0 | 0 | 73 | 3.05 | N/A | 50 | SS04 | 98 | 77 | 74 | 98 | 200
0010299056 | AT_PROCESS | WST02-202-ALP-00412-65-SS16 | C4B | 131242-WST02-DR-P-6008.dgn | WST02 | 202 | ALP | 00412 |  | 65 | SS16 | PIPELINE : WST02-202-ALP-00412-65-SS16 | ASME B36.19M | 1000 | PN10 | 0 | 0 | 0 | 73 | 3.05 | N/A | 50 | SS04 | 98 | 77 | 74 | 98 | 200
0010299173 | AT_PROCESS | WST02-202-ALP-00413-65-PP | C4B | 131242-WST02-DR-P-6008.dgn | WST02 | 202 | ALP | 00413 |  | 65 | PP | PIPELINE : WST02-202-ALP-00413-65-PP | ASME B36.19M | 1000 | PN10 | 0 | 0 | 0 | 73 | 3.05 | N/A |  | N/A | 98 | 77 | 74 | 98 | 200
0010299172 | AT_PROCESS | WST02-202-ALP-00414-65-PP | C4B | 131242-WST02-DR-P-6008.dgn | WST02 | 202 | ALP | 00414 |  | 65 | PP | PIPELINE : WST02-202-ALP-00414-65-PP | ASME B36.19M | 1000 | PN10 | 0 | 0 | 0 | 73 | 3.05 | N/A |  | N/A | 98 | 77 | 74 | 98 | 200
0010325545 | AT_PROCESS | WST02-202-ALP-00420-100-SS16 | C4B | 131242-WST02-DR-P-6008.dgn | WST02 | 202 | ALP | 00420 |  | 100 | SS16 | PIPELINE : WST02-202-ALP-00420-100-SS16 | ASME B36.19M | 1000 | PN10 | 0 | 0 | 0 | 114.3 | 3.05 | N/A |  | N/A | 98 | 77 | 74 | 98 | 200
0010299110 | AT_PROCESS | WST02-202-ALP-00421-65-SS16 | C4B | 131242-WST02-DR-P-6008.dgn | WST02 | 202 | ALP | 00421 |  | 65 | SS16 | PIPELINE : WST02-202-ALP-00421-65-SS16 | ASME B36.19M | 1000 | PN10 | 0 | 0 | 0 | 73 | 3.05 | N/A | 50 | SS04 | 98 | 77 | 74 | 98 | 200
0010299110 | AT_PROCESS | WST02-202-ALP-00421-65-SS16 | C4B | 131242-WST02-DR-P-6008.dgn | WST02 | 202 | ALP | 00421 |  | 65 | SS16 | PIPELINE : WST02-202-ALP-00421-65-SS16 | ASME B36.19M | 1000 | PN10 | 0 | 0 | 0 | 73 | 3.05 | N/A | 50 | SS04 | 98 | 77 | 74 | 98 | 200
0010299113 | AT_PROCESS | WST02-202-ALP-00422-65-SS16 | C4B | 131242-WST02-DR-P-6008.dgn | WST02 | 202 | ALP | 00422 |  | 65 | SS16 | PIPELINE : WST02-202-ALP-00422-65-SS16 | ASME B36.19M | 1000 | PN10 | 0 | 0 | 0 | 73 | 3.05 | N/A | 50 | SS04 | 98 | 77 | 74 | 98 | 200
0010299175 | AT_PROCESS | WST02-202-ALP-00423-65-PP | C4B | 131242-WST02-DR-P-6008.dgn | WST02 | 202 | ALP | 00423 |  | 65 | PP | PIPELINE : WST02-202-ALP-00423-65-PP | ASME B36.19M | 1000 | PN10 | 0 | 0 | 0 | 73 | 3.05 | N/A |  | N/A | 98 | 77 | 74 | 98 | 200
0010299177 | AT_PROCESS | WST02-202-ALP-00424-65-PP | C4B | 131242-WST02-DR-P-6008.dgn | WST02 | 202 | ALP | 00424 |  | 65 | PP | PIPELINE : WST02-202-ALP-00424-65-PP | ASME B36.19M | 1000 | PN10 | 0 | 0 | 0 | 73 | 3.05 | N/A |  | N/A | 98 | 77 | 74 | 98 | 200
0010299224 | AT_PROCESS | WST02-202-ALP-00430-100-SS16 | C4B | 131242-WST02-DR-P-6008.dgn | WST02 | 202 | ALP | 00430 |  | 100 | SS16 | PIPELINE : WST02-202-ALP-00430-100-SS16 | ASME B36.19M | 1000 | PN10 | 0 | 0 | 0 | 114.3 | 3.05 | N/A |  | N/A | 98 | 77 | 74 | 98 | 200
0010299296 | AT_PROCESS | WST02-202-ALP-00431-65-SS16 | C4B | 131242-WST02-DR-P-6008.dgn | WST02 | 202 | ALP | 00431 |  | 65 | SS16 | PIPELINE : WST02-202-ALP-00431-65-SS16 | ASME B36.19M | 1000 | PN10 | 0 | 0 | 0 | 73 | 3.05 | N/A | 50 | SS04 | 98 | 77 | 74 | 98 | 200
0010299294 | AT_PROCESS | WST02-202-ALP-00432-65-SS16 | C4B | 131242-WST02-DR-P-6008.dgn | WST02 | 202 | ALP | 00432 |  | 65 | SS16 | PIPELINE : WST02-202-ALP-00432-65-SS16 | ASME B36.19M | 1000 | PN10 | 0 | 0 | 0 | 73 | 3.05 | N/A | 50 | SS04 | 98 | 77 | 74 | 98 | 200
0010299292 | AT_PROCESS | WST02-202-ALP-00433-65-PP | C4B | 131242-WST02-DR-P-6008.dgn | WST02 | 202 | ALP | 00433 |  | 65 | PP | PIPELINE : WST02-202-ALP-00433-65-PP | ASME B36.19M | 1000 | PN10 | 0 | 0 | 0 | 73 | 3.05 | N/A |  | N/A | 98 | 77 | 74 | 98 | 200
0010299289 | AT_PROCESS | WST02-202-ALP-00434-65-PP | C4B | 131242-WST02-DR-P-6008.dgn | WST02 | 202 | ALP | 00434 |  | 65 | PP | PIPELINE : WST02-202-ALP-00434-65-PP | ASME B36.19M | 1000 | PN10 | 0 | 0 | 0 | 73 | 3.05 | N/A |  | N/A | 98 | 77 | 74 | 98 | 200
0010286614 | AT_PROCESS | WST02-202-DC-00101-200-CSEL | C4B | 131242-WST02-DR-P-6005.dgn | WST02 | 202 | DC | 00101 |  | 200 | CSEL | PIPELINE : WST02-202-DC-00101-200-CSEL | ASME B36.10M | 1000 | PN10 | 0 | 0 | 181670 | 219.1 | 6.35 | FUSION BONDED EPOXY LINED |  |  | 36 | 0 | 0 | 0 | 100
0010286614 | AT_PROCESS | WST02-202-DC-00101-200-CSEL | C4B | 131242-WST02-DR-P-6300.dgn | WST02 | 202 | DC | 00101 |  | 200 | CSEL | PIPELINE : WST02-202-DC-00101-200-CSEL | ASME B36.10M | 1000 | PN10 | 0 | 0 | 181670 | 219.1 | 6.35 | FUSION BONDED EPOXY LINED |  |  | 36 | 0 | 0 | 0 | 100
0010297778 | AT_PROCESS | WST02-202-DC-00104A-200-CSEL | C4B | 131242-WST02-DR-P-6005.dgn | WST02 | 202 | DC | 00104 | A | 200 | CSEL | PIPELINE : WST02-202-DC-00104A-200-CSEL | ASME B36.10M | 1000 | PN10 | 60555 | 32500 | 68125 | 219.1 | 6.35 | FUSION BONDED EPOXY LINED |  | N/A | 38 | 8 | 8 | 8 | 100
0010297778 | AT_PROCESS | WST02-202-DC-00104A-200-CSEL | C4B | 131242-WST02-DR-P-6011.dgn | WST02 | 202 | DC | 00104 | A | 200 | CSEL | PIPELINE : WST02-202-DC-00104A-200-CSEL | ASME B36.10M | 1000 | PN10 | 60555 | 32500 | 68125 | 219.1 | 6.35 | FUSION BONDED EPOXY LINED |  | N/A | 38 | 8 | 8 | 8 | 100
0010297778 | AT_PROCESS | WST02-202-DC-00104A-200-CSEL | C4B | 131242-WST02-DR-P-6005.dgn | WST02 | 202 | DC | 00104 | A | 200 | CSEL | PIPELINE : WST02-202-DC-00104A-200-CSEL | ASME B36.10M | 1000 | PN10 | 60555 | 32500 | 68125 | 219.1 | 6.35 | FUSION BONDED EPOXY LINED |  | N/A | 38 | 8 | 8 | 8 | 100
0010297776 | AT_PROCESS | WST02-202-DC-00104B-200-CSEL | C4B | 131242-WST02-DR-P-6005.dgn | WST02 | 202 | DC | 00104 | B | 200 | CSEL | PIPELINE : WST02-202-DC-00104B-200-CSEL | ASME B36.10M | 1000 | PN10 | 60555 | 32500 | 68125 | 219.1 | 6.35 | FUSION BONDED EPOXY LINED |  | N/A | 38 | 8 | 8 | 8 | 100
0010297776 | AT_PROCESS | WST02-202-DC-00104B-200-CSEL | C4B | 131242-WST02-DR-P-6011.dgn | WST02 | 202 | DC | 00104 | B | 200 | CSEL | PIPELINE : WST02-202-DC-00104B-200-CSEL | ASME B36.10M | 1000 | PN10 | 60555 | 32500 | 68125 | 219.1 | 6.35 | FUSION BONDED EPOXY LINED |  | N/A | 38 | 8 | 8 | 8 | 100
0010297776 | AT_PROCESS | WST02-202-DC-00104B-200-CSEL | C4B | 131242-WST02-DR-P-6005.dgn | WST02 | 202 | DC | 00104 | B | 200 | CSEL | PIPELINE : WST02-202-DC-00104B-200-CSEL | ASME B36.10M | 1000 | PN10 | 60555 | 32500 | 68125 | 219.1 | 6.35 | FUSION BONDED EPOXY LINED |  | N/A | 38 | 8 | 8 | 8 | 100
0010297780 | AT_PROCESS | WST02-202-DC-00104C-200-CSEL | C4B | 131242-WST02-DR-P-6005.dgn | WST02 | 202 | DC | 00104 | C | 200 | CSEL | PIPELINE : WST02-202-DC-00104C-200-CSEL | ASME B36.10M | 1000 | PN10 | 60555 | 32500 | 68125 | 219.1 | 6.35 | FUSION BONDED EPOXY LINED |  | N/A | 38 | 8 | 8 | 8 | 100
0010297780 | AT_PROCESS | WST02-202-DC-00104C-200-CSEL | C4B | 131242-WST02-DR-P-6011.dgn | WST02 | 202 | DC | 00104 | C | 200 | CSEL | PIPELINE : WST02-202-DC-00104C-200-CSEL | ASME B36.10M | 1000 | PN10 | 60555 | 32500 | 68125 | 219.1 | 6.35 | FUSION BONDED EPOXY LINED |  | N/A | 38 | 8 | 8 | 8 | 100
0010297780 | AT_PROCESS | WST02-202-DC-00104C-200-CSEL | C4B | 131242-WST02-DR-P-6005.dgn | WST02 | 202 | DC | 00104 | C | 200 | CSEL | PIPELINE : WST02-202-DC-00104C-200-CSEL | ASME B36.10M | 1000 | PN10 | 60555 | 32500 | 68125 | 219.1 | 6.35 | FUSION BONDED EPOXY LINED |  | N/A | 38 | 8 | 8 | 8 | 100
0010305117 | AT_PROCESS | WST02-202-DC-00105A-25-CSEL | C4B | 131242-WST02-DR-P-6005.dgn | WST02 | 202 | DC | 00105 | A | 25 | CSEL | PIPELINE : WST02-202-DC-00105A-25-CSEL | ASME B36.10M | 1000 | PN10 | 0 | 0 | 0 | 33.4 | 3.38 | FUSION BONDED EPOXY LINED |  | N/A | 38 | 72 | 8 | 72 | 200
0010305111 | AT_PROCESS | WST02-202-DC-00105B-25-CSEL | C4B | 131242-WST02-DR-P-6005.dgn | WST02 | 202 | DC | 00105 | B | 25 | CSEL | PIPELINE : WST02-202-DC-00105B-25-CSEL | ASME B36.10M | 1000 | PN10 | 0 | 0 | 0 | 33.4 | 3.38 | FUSION BONDED EPOXY LINED |  | N/A | 38 | 72 | 8 | 72 | 200
0010305108 | AT_PROCESS | WST02-202-DC-00105C-25-CSEL | C4B | 131242-WST02-DR-P-6005.dgn | WST02 | 202 | DC | 00105 | C | 25 | CSEL | PIPELINE : WST02-202-DC-00105C-25-CSEL | ASME B36.10M | 1000 | PN10 | 0 | 0 | 0 | 33.4 | 3.38 | FUSION BONDED EPOXY LINED |  | N/A | 38 | 72 | 8 | 72 | 200
0010304991 | AT_PROCESS | WST02-202-DC-00106-50-CSEL | C4B | 131242-WST02-DR-P-6005.dgn | WST02 | 202 | DC | 00106 |  | 50 | CSEL | PIPELINE : WST02-202-DC-00106-50-CSEL | ASME B36.10M | 1000 | PN10 | 0 | 0 | 0 | 60.3 | 3.91 | FUSION BONDED EPOXY LINED |  | N/A | 36 | 72 | 0 | 72 | 200
0010305083 | AT_PROCESS | WST02-202-DC-00107-50-CSEL | C4B | 131242-WST02-DR-P-6005.dgn | WST02 | 202 | DC | 00107 |  | 50 | CSEL | PIPELINE : WST02-202-DC-00107-50-CSEL | ASME B36.10M | 1000 | PN10 | 0 | 0 | 0 | 60.3 | 3.91 | FUSION BONDED EPOXY LINED |  | N/A | 38 | 0 | 0 | 72 | 200
0010304945 | AT_PROCESS | WST02-202-DC-00109-50-CSEL | C4B | 131242-WST02-DR-P-6005.dgn | WST02 | 202 | DC | 00109 |  | 50 | CSEL | PIPELINE : WST02-202-DC-00109-50-CSEL | ASME B36.10M | 1000 | PN10 | 0 | 0 | 0 | 60.3 | 3.91 | FUSION BONDED EPOXY LINED |  | N/A | 38 | 0 | 0 | 72 | 200
0010307348 | AT_PROCESS | WST02-202-DC-00110-50-CSEL | C4B | 131242-WST02-DR-P-6005.dgn | WST02 | 202 | DC | 00110 |  | 50 | CSEL | PIPELINE : WST02-202-DC-00110-50-CSEL | ASME B36.10M | 1000 | PN10 | 0 | 0 | 0 | 60.3 | 3.91 | FUSION BONDED EPOXY LINED |  | N/A | 38 | 72 | 0 | 72 | 200
0010305046 | AT_PROCESS | WST02-202-DC-00120-50-SS16 | C4B | 131242-WST02-DR-P-6005.dgn | WST02 | 202 | DC | 00120 |  | 50 | SS16 | PIPELINE : WST02-202-DC-00120-50-SS16 | ASME B36.19M | 1000 | PN10 | 0 | 0 | 0 | 60.3 | 3.91 | N/A |  | N/A | 38 | 0 | 0 | 72 | 200
0010305097 | AT_PROCESS | WST02-202-DC-00121-50-SS16 | C4B | 131242-WST02-DR-P-6005.dgn | WST02 | 202 | DC | 00121 |  | 50 | SS16 | PIPELINE : WST02-202-DC-00121-50-SS16 | ASME B36.19M | 1000 | PN10 | 0 | 0 | 0 | 60.3 | 3.91 | N/A |  | N/A | 38 | 0 | 0 | 72 | 200
0010305136 | AT_PROCESS | WST02-202-DC-00122-50-SS16 | C4B | 131242-WST02-DR-P-6005.dgn | WST02 | 202 | DC | 00122 |  | 50 | SS16 | PIPELINE : WST02-202-DC-00122-50-SS16 | ASME B36.19M | 1000 | PN10 | 0 | 0 | 0 | 60.3 | 3.91 | N/A |  | N/A | 38 | 0 | 0 | 72 | 200
0010305094 | AT_PROCESS | WST02-202-DC-00123-50-SS16 | C4B | 131242-WST02-DR-P-6005.dgn | WST02 | 202 | DC | 00123 |  | 50 | SS16 | PIPELINE : WST02-202-DC-00123-50-SS16 | ASME B36.19M | 1000 | PN10 | 0 | 0 | 0 | 60.3 | 3.91 | N/A |  | N/A | 38 | 0 | 0 | 72 | 200
0010255327 | AT_PROCESS | WST02-202-DC-00201-200-CSEL | C4B | 131242-WST02-DR-P-6300.dgn | WST02 | 202 | DC | 00201 |  | 200 | CSEL | AMX REACTOR 2 OVERFLOW | ASME B36.10M | 1000 | PN10 | 0 | 0 | 233600 | 219.1 | 6.35 | FUSION BONDED EPOXY LINED |  |  | 38 | 0 | 0 | 0 | 100
0010255327 | AT_PROCESS | WST02-202-DC-00201-200-CSEL | C4B | 131242-WST02-DR-P-6006.dgn | WST02 | 202 | DC | 00201 |  | 200 | CSEL | AMX REACTOR 2 OVERFLOW | ASME B36.10M | 1000 | PN10 | 0 | 0 | 233600 | 219.1 | 6.35 | FUSION BONDED EPOXY LINED |  |  | 38 | 0 | 0 | 0 | 100
0010297786 | AT_PROCESS | WST02-202-DC-00204A-200-CSEL | C4B | 131242-WST02-DR-P-6006.dgn | WST02 | 202 | DC | 00204 | A | 200 | CSEL | AMX REACTOR 2 OUTLET 1 | ASME B36.10M | 1000 | PN10 | 60555 | 32500 | 68125 | 219.1 | 6.35 | FUSION BONDED EPOXY LINED |  |  | 38 | 8 | 8 | 8 | 100
0010297786 | AT_PROCESS | WST02-202-DC-00204A-200-CSEL | C4B | 131242-WST02-DR-P-6011.dgn | WST02 | 202 | DC | 00204 | A | 200 | CSEL | AMX REACTOR 2 OUTLET 1 | ASME B36.10M | 1000 | PN10 | 60555 | 32500 | 68125 | 219.1 | 6.35 | FUSION BONDED EPOXY LINED |  |  | 38 | 8 | 8 | 8 | 100
0010297786 | AT_PROCESS | WST02-202-DC-00204A-200-CSEL | C4B | 131242-WST02-DR-P-6006.dgn | WST02 | 202 | DC | 00204 | A | 200 | CSEL | AMX REACTOR 2 OUTLET 1 | ASME B36.10M | 1000 | PN10 | 60555 | 32500 | 68125 | 219.1 | 6.35 | FUSION BONDED EPOXY LINED |  |  | 38 | 8 | 8 | 8 | 100
0010297784 | AT_PROCESS | WST02-202-DC-00204B-200-CSEL | C4B | 131242-WST02-DR-P-6006.dgn | WST02 | 202 | DC | 00204 | B | 200 | CSEL | AMX REACTOR 2 OUTLET 2 | ASME B36.10M | 1000 | PN10 | 65800 | 53200 | 66000 | 219.1 | 6.35 | FUSION BONDED EPOXY LINED |  |  | 38 | 8 | 8 | 8 | 100
0010297784 | AT_PROCESS | WST02-202-DC-00204B-200-CSEL | C4B | 131242-WST02-DR-P-6011.dgn | WST02 | 202 | DC | 00204 | B | 200 | CSEL | AMX REACTOR 2 OUTLET 2 | ASME B36.10M | 1000 | PN10 | 65800 | 53200 | 66000 | 219.1 | 6.35 | FUSION BONDED EPOXY LINED |  |  | 38 | 8 | 8 | 8 | 100
0010297788 | AT_PROCESS | WST02-202-DC-00204C-200-CSEL | C4B | 131242-WST02-DR-P-6006.dgn | WST02 | 202 | DC | 00204 | C | 200 | CSEL | AMX REACTOR 2 OUTLET 3 | ASME B36.10M | 1000 | PN10 | 60555 | 32500 | 68125 | 219.1 | 6.35 | FUSION BONDED EPOXY LINED |  |  | 38 | 8 | 8 | 8 | 100
0010297788 | AT_PROCESS | WST02-202-DC-00204C-200-CSEL | C4B | 131242-WST02-DR-P-6006.dgn | WST02 | 202 | DC | 00204 | C | 200 | CSEL | AMX REACTOR 2 OUTLET 3 | ASME B36.10M | 1000 | PN10 | 60555 | 32500 | 68125 | 219.1 | 6.35 | FUSION BONDED EPOXY LINED |  |  | 38 | 8 | 8 | 8 | 100
0010297788 | AT_PROCESS | WST02-202-DC-00204C-200-CSEL | C4B | 131242-WST02-DR-P-6011.dgn | WST02 | 202 | DC | 00204 | C | 200 | CSEL | AMX REACTOR 2 OUTLET 3 | ASME B36.10M | 1000 | PN10 | 60555 | 32500 | 68125 | 219.1 | 6.35 | FUSION BONDED EPOXY LINED |  |  | 38 | 8 | 8 | 8 | 100
0010293999 | AT_PROCESS | WST02-202-DC-00205A-25-CSEL | C4B | 131242-WST02-DR-P-6006.dgn | WST02 | 202 | DC | 00205 | A | 25 | CSEL | AMX REACTOR 2 OUTLET 1 SAMPLING LINE | ASME B36.10M | 1000 | PN10 | 0 | 0 | 0 | 33.4 | 3.38 | FUSION BONDED EPOXY LINED |  |  | 38 | 72 | 8 | 72 | 200
0010293992 | AT_PROCESS | WST02-202-DC-00205B-25-CSEL | C4B | 131242-WST02-DR-P-6006.dgn | WST02 | 202 | DC | 00205 | B | 25 | CSEL | AMX REACTOR 2 OUTLET 2 SAMPLING LINE | ASME B36.10M | 1000 | PN10 | 0 | 0 | 0 | 33.4 | 3.38 | FUSION BONDED EPOXY LINED |  |  | 38 | 72 | 8 | 72 | 200
0010293938 | AT_PROCESS | WST02-202-DC-00205C-25-CSEL | C4B | 131242-WST02-DR-P-6006.dgn | WST02 | 202 | DC | 00205 | C | 25 | CSEL | AMX REACTOR 2 OUTLET 3 SAMPLING LINE | ASME B36.10M | 1000 | PN10 | 0 | 0 | 0 | 33.4 | 3.38 | FUSION BONDED EPOXY LINED |  |  | 38 | 72 | 8 | 72 | 200
0010293873 | AT_PROCESS | WST02-202-DC-00206-50-CSEL | C4B | 131242-WST02-DR-P-6006.dgn | WST02 | 202 | DC | 00206 |  | 50 | CSEL | LAMELLA CLARIFIER 2 OUTLET DRAIN | ASME B36.10M | 1000 | PN10 | 0 | 0 | 0 | 60.3 | 3.91 | FUSION BONDED EPOXY LINED |  |  | 36 | 72 | 0 | 72 | 200
0010293825 | AT_PROCESS | WST02-202-DC-00207-50-CSEL | C4B | 131242-WST02-DR-P-6006.dgn | WST02 | 202 | DC | 00207 |  | 50 | CSEL | AMX REACTOR 2 TO GRANULAR SLUDGE OUTLET DRAIN | ASME B36.10M | 1000 | PN10 | 0 | 0 | 0 | 60.3 | 3.91 | FUSION BONDED EPOXY LINED |  |  | 38 | 0 | 0 | 72 | 200
0010293823 | AT_PROCESS | WST02-202-DC-00209-50-CSEL | C4B | 131242-WST02-DR-P-6006.dgn | WST02 | 202 | DC | 00209 |  | 50 | CSEL | AMX REACTOR 2 GRANULAR SLUDGE OUTLET FLUSH POINT | ASME B36.10M | 1000 | PN10 | 0 | 0 | 0 | 60.3 | 3.91 | FUSION BONDED EPOXY LINED |  |  | 38 | 0 | 0 | 72 | 200
0010307352 | AT_PROCESS | WST02-202-DC-00210-50-CSEL | C4B | 131242-WST02-DR-P-6006.dgn | WST02 | 202 | DC | 00210 |  | 50 | CSEL | LAMELLA CLARIFIER 5 OUTLET TO AMX REACTOR 2 DRAIN | ASME B36.10M | 1000 | PN10 | 0 | 0 | 0 | 60.3 | 3.91 | FUSION BONDED EPOXY LINED |  |  | 38 | 72 | 0 | 72 | 200
0010293926 | AT_PROCESS | WST02-202-DC-00220-50-SS16 | C4B | 131242-WST02-DR-P-6006.dgn | WST02 | 202 | DC | 00220 |  | 50 | SS16 | AMX REACTOR 2 SAMPLING LINE 1 | ASME B36.19M | 1000 | PN10 | 0 | 0 | 0 | 60.3 | 3.91 |  |  |  | 38 | 0 | 0 | 72 | 200
0010293976 | AT_PROCESS | WST02-202-DC-00221-50-SS16 | C4B | 131242-WST02-DR-P-6006.dgn | WST02 | 202 | DC | 00221 |  | 50 | SS16 | AMX REACTOR 2 SAMPLING LINE 2 | ASME B36.19M | 1000 | PN10 | 0 | 0 | 0 | 60.3 | 3.91 |  |  |  | 38 | 0 | 0 | 72 | 200
0010294021 | AT_PROCESS | WST02-202-DC-00222-50-SS16 | C4B | 131242-WST02-DR-P-6006.dgn | WST02 | 202 | DC | 00222 |  | 50 | SS16 | AMX REACTOR 2 SAMPLING LINE 3 | ASME B36.19M | 1000 | PN10 | 0 | 0 | 0 | 60.3 | 3.91 |  |  |  | 38 | 0 | 0 | 72 | 200
0010293948 | AT_PROCESS | WST02-202-DC-00223-50-SS16 | C4B | 131242-WST02-DR-P-6006.dgn | WST02 | 202 | DC | 00223 |  | 50 | SS16 | AMX REACTOR 2 SAMPLING LINE 4 | ASME B36.19M | 1000 | PN10 | 0 | 0 | 0 | 60.3 | 3.91 |  |  |  | 38 | 0 | 0 | 72 | 200
0010255642 | AT_PROCESS | WST02-202-DC-00301-200-CSEL | C4B | 131242-WST02-DR-P-6007.dgn | WST02 | 202 | DC | 00301 |  | 200 | CSEL | PIPELINE : WST02-202-DC-00301-200-CSEL | ASME B36.10M | 1000 | PN10 | 0 | 0 | 233600 | 219.1 | 6.35 | FUSION BONDED EPOXY LINED |  |  | 38 | 0 | 0 | 0 | 100
0010255642 | AT_PROCESS | WST02-202-DC-00301-200-CSEL | C4B | 131242-WST02-DR-P-6300.dgn | WST02 | 202 | DC | 00301 |  | 200 | CSEL | PIPELINE : WST02-202-DC-00301-200-CSEL | ASME B36.10M | 1000 | PN10 | 0 | 0 | 233600 | 219.1 | 6.35 | FUSION BONDED EPOXY LINED |  |  | 38 | 0 | 0 | 0 | 100
0010297792 | AT_PROCESS | WST02-202-DC-00304A-200-CSEL | C4B | 131242-WST02-DR-P-6007.dgn | WST02 | 202 | DC | 00304 | A | 200 | CSEL | PIPELINE : WST02-202-DC-00304A-200-CSEL | ASME B36.10M | 1000 | PN10 | 60555 | 32500 | 68125 | 219.1 | 6.35 | FUSION BONDED EPOXY LINED |  | N/A | 38 | 8 | 8 | 8 | 100
0010297792 | AT_PROCESS | WST02-202-DC-00304A-200-CSEL | C4B | 131242-WST02-DR-P-6011.dgn | WST02 | 202 | DC | 00304 | A | 200 | CSEL | PIPELINE : WST02-202-DC-00304A-200-CSEL | ASME B36.10M | 1000 | PN10 | 60555 | 32500 | 68125 | 219.1 | 6.35 | FUSION BONDED EPOXY LINED |  | N/A | 38 | 8 | 8 | 8 | 100
0010297792 | AT_PROCESS | WST02-202-DC-00304A-200-CSEL | C4B | 131242-WST02-DR-P-6007.dgn | WST02 | 202 | DC | 00304 | A | 200 | CSEL | PIPELINE : WST02-202-DC-00304A-200-CSEL | ASME B36.10M | 1000 | PN10 | 60555 | 32500 | 68125 | 219.1 | 6.35 | FUSION BONDED EPOXY LINED |  | N/A | 38 | 8 | 8 | 8 | 100
0010297790 | AT_PROCESS | WST02-202-DC-00304B-200-CSEL | C4B | 131242-WST02-DR-P-6011.dgn | WST02 | 202 | DC | 00304 | B | 200 | CSEL | PIPELINE : WST02-202-DC-00304B-200-CSEL | ASME B36.10M | 1000 | PN10 | 60555 | 32500 | 68125 | 219.1 | 6.35 | FUSION BONDED EPOXY LINED |  | N/A | 38 | 8 | 8 | 8 | 100
0010297790 | AT_PROCESS | WST02-202-DC-00304B-200-CSEL | C4B | 131242-WST02-DR-P-6007.dgn | WST02 | 202 | DC | 00304 | B | 200 | CSEL | PIPELINE : WST02-202-DC-00304B-200-CSEL | ASME B36.10M | 1000 | PN10 | 60555 | 32500 | 68125 | 219.1 | 6.35 | FUSION BONDED EPOXY LINED |  | N/A | 38 | 8 | 8 | 8 | 100
0010297794 | AT_PROCESS | WST02-202-DC-00304C-200-CSEL | C4B | 131242-WST02-DR-P-6007.dgn | WST02 | 202 | DC | 00304 | C | 200 | CSEL | PIPELINE : WST02-202-DC-00304C-200-CSEL | ASME B36.10M | 1000 | PN10 | 60555 | 32500 | 68125 | 219.1 | 6.35 | FUSION BONDED EPOXY LINED |  | N/A | 38 | 8 | 8 | 8 | 100
0010297794 | AT_PROCESS | WST02-202-DC-00304C-200-CSEL | C4B | 131242-WST02-DR-P-6007.dgn | WST02 | 202 | DC | 00304 | C | 200 | CSEL | PIPELINE : WST02-202-DC-00304C-200-CSEL | ASME B36.10M | 1000 | PN10 | 60555 | 32500 | 68125 | 219.1 | 6.35 | FUSION BONDED EPOXY LINED |  | N/A | 38 | 8 | 8 | 8 | 100
0010297794 | AT_PROCESS | WST02-202-DC-00304C-200-CSEL | C4B | 131242-WST02-DR-P-6011.dgn | WST02 | 202 | DC | 00304 | C | 200 | CSEL | PIPELINE : WST02-202-DC-00304C-200-CSEL | ASME B36.10M | 1000 | PN10 | 60555 | 32500 | 68125 | 219.1 | 6.35 | FUSION BONDED EPOXY LINED |  | N/A | 38 | 8 | 8 | 8 | 100
0010294351 | AT_PROCESS | WST02-202-DC-00305A-25-CSEL | C4B | 131242-WST02-DR-P-6007.dgn | WST02 | 202 | DC | 00305 | A | 25 | CSEL | PIPELINE : WST02-202-DC-00305A-25-CSEL | ASME B36.10M | 1000 | PN10 | 0 | 0 | 0 | 33.4 | 3.38 | FUSION BONDED EPOXY LINED |  | N/A | 38 | 72 | 8 | 72 | 200
0010294344 | AT_PROCESS | WST02-202-DC-00305B-25-CSEL | C4B | 131242-WST02-DR-P-6007.dgn | WST02 | 202 | DC | 00305 | B | 25 | CSEL | PIPELINE : WST02-202-DC-00305B-25-CSEL | ASME B36.10M | 1000 | PN10 | 0 | 0 | 0 | 33.4 | 3.38 | FUSION BONDED EPOXY LINED |  | N/A | 38 | 72 | 8 | 72 | 200
0010294491 | AT_PROCESS | WST02-202-DC-00305C-25-CSEL | C4B | 131242-WST02-DR-P-6007.dgn | WST02 | 202 | DC | 00305 | C | 25 | CSEL | PIPELINE : WST02-202-DC-00305C-25-CSEL | ASME B36.10M | 1000 | PN10 | 0 | 0 | 0 | 33.4 | 3.38 | FUSION BONDED EPOXY LINED |  | N/A | 38 | 72 | 8 | 72 | 200
0010294228 | AT_PROCESS | WST02-202-DC-00306-50-CSEL | C4B | 131242-WST02-DR-P-6007.dgn | WST02 | 202 | DC | 00306 |  | 50 | CSEL | PIPELINE : WST02-202-DC-00306-50-CSEL | ASME B36.10M | 1000 | PN10 | 0 | 0 | 0 | 60.3 | 3.91 | FUSION BONDED EPOXY LINED |  | N/A | 36 | 72 | 0 | 72 | 200
0010294312 | AT_PROCESS | WST02-202-DC-00307-50-CSEL | C4B | 131242-WST02-DR-P-6007.dgn | WST02 | 202 | DC | 00307 |  | 50 | CSEL | PIPELINE : WST02-202-DC-00307-50-CSEL | ASME B36.10M | 1000 | PN10 | 0 | 0 | 0 | 60.3 | 3.91 | FUSION BONDED EPOXY LINED |  | N/A | 38 | 0 | 0 | 72 | 200
0010294178 | AT_PROCESS | WST02-202-DC-00309-50-CSEL | C4B | 131242-WST02-DR-P-6007.dgn | WST02 | 202 | DC | 00309 |  | 50 | CSEL | PIPELINE : WST02-202-DC-00309-50-CSEL | ASME B36.10M | 1000 | PN10 | 0 | 0 | 0 | 60.3 | 3.91 | FUSION BONDED EPOXY LINED |  | N/A | 38 | 0 | 0 | 72 | 200
0010307356 | AT_PROCESS | WST02-202-DC-00310-50-CSEL | C4B | 131242-WST02-DR-P-6007.dgn | WST02 | 202 | DC | 00310 |  | 50 | CSEL | PIPELINE : WST02-202-DC-00310-50-CSEL | ASME B36.10M | 1000 | PN10 | 0 | 0 | 0 | 60.3 | 3.91 | FUSION BONDED EPOXY LINED |  | N/A | 38 | 72 | 0 | 72 | 200
0010294283 | AT_PROCESS | WST02-202-DC-00320-50-SS16 | C4B | 131242-WST02-DR-P-6007.dgn | WST02 | 202 | DC | 00320 |  | 50 | SS16 | PIPELINE : WST02-202-DC-00320-50-SS16 | ASME B36.19M | 1000 | PN10 | 0 | 0 | 0 | 60.3 | 3.91 | N/A |  | N/A | 38 | 0 | 0 | 72 | 200
0010294330 | AT_PROCESS | WST02-202-DC-00321-50-SS16 | C4B | 131242-WST02-DR-P-6007.dgn | WST02 | 202 | DC | 00321 |  | 50 | SS16 | PIPELINE : WST02-202-DC-00321-50-SS16 | ASME B36.19M | 1000 | PN10 | 0 | 0 | 0 | 60.3 | 3.91 | N/A |  | N/A | 38 | 0 | 0 | 72 | 200
0010294366 | AT_PROCESS | WST02-202-DC-00322-50-SS16 | C4B | 131242-WST02-DR-P-6007.dgn | WST02 | 202 | DC | 00322 |  | 50 | SS16 | PIPELINE : WST02-202-DC-00322-50-SS16 | ASME B36.19M | 1000 | PN10 | 0 | 0 | 0 | 60.3 | 3.91 | N/A |  | N/A | 38 | 0 | 0 | 72 | 200
0010294324 | AT_PROCESS | WST02-202-DC-00323-50-SS16 | C4B | 131242-WST02-DR-P-6007.dgn | WST02 | 202 | DC | 00323 |  | 50 | SS16 | PIPELINE : WST02-202-DC-00323-50-SS16 | ASME B36.19M | 1000 | PN10 | 0 | 0 | 0 | 60.3 | 3.91 | N/A |  | N/A | 38 | 0 | 0 | 72 | 200
0010299141 | AT_PROCESS | WST02-202-DC-00401-200-CSEL | C4B | 131242-WST02-DR-P-6300.dgn | WST02 | 202 | DC | 00401 |  | 200 | CSEL | PIPELINE : WST02-202-DC-00401-200-CSEL | ASME B36.10M | 1000 | PN10 | 0 | 0 | 233600 | 219.1 | 6.35 | FUSION BONDED EPOXY LINED |  |  | 36 | 0 | 0 | 0 | 100
0010299141 | AT_PROCESS | WST02-202-DC-00401-200-CSEL | C4B | 131242-WST02-DR-P-6008.dgn | WST02 | 202 | DC | 00401 |  | 200 | CSEL | PIPELINE : WST02-202-DC-00401-200-CSEL | ASME B36.10M | 1000 | PN10 | 0 | 0 | 233600 | 219.1 | 6.35 | FUSION BONDED EPOXY LINED |  |  | 36 | 0 | 0 | 0 | 100
0010297798 | AT_PROCESS | WST02-202-DC-00404A-200-CSEL | C4B | 131242-WST02-DR-P-6008.dgn | WST02 | 202 | DC | 00404 | A | 200 | CSEL | PIPELINE : WST02-202-DC-00404A-200-CSEL | ASME B36.10M | 1000 | PN10 | 60555 | 32500 | 68125 | 219.1 | 6.35 | FUSION BONDED EPOXY LINED |  | N/A | 38 | 8 | 8 | 8 | 100
0010297798 | AT_PROCESS | WST02-202-DC-00404A-200-CSEL | C4B | 131242-WST02-DR-P-6011.dgn | WST02 | 202 | DC | 00404 | A | 200 | CSEL | PIPELINE : WST02-202-DC-00404A-200-CSEL | ASME B36.10M | 1000 | PN10 | 60555 | 32500 | 68125 | 219.1 | 6.35 | FUSION BONDED EPOXY LINED |  | N/A | 38 | 8 | 8 | 8 | 100
0010297798 | AT_PROCESS | WST02-202-DC-00404A-200-CSEL | C4B | 131242-WST02-DR-P-6008.dgn | WST02 | 202 | DC | 00404 | A | 200 | CSEL | PIPELINE : WST02-202-DC-00404A-200-CSEL | ASME B36.10M | 1000 | PN10 | 60555 | 32500 | 68125 | 219.1 | 6.35 | FUSION BONDED EPOXY LINED |  | N/A | 38 | 8 | 8 | 8 | 100
0010297796 | AT_PROCESS | WST02-202-DC-00404B-200-CSEL | C4B | 131242-WST02-DR-P-6008.dgn | WST02 | 202 | DC | 00404 | B | 200 | CSEL | PIPELINE : WST02-202-DC-00404B-200-CSEL | ASME B36.10M | 1000 | PN10 | 60555 | 32500 | 68125 | 219.1 | 6.35 | FUSION BONDED EPOXY LINED |  | N/A | 38 | 8 | 8 | 8 | 100
0010297796 | AT_PROCESS | WST02-202-DC-00404B-200-CSEL | C4B | 131242-WST02-DR-P-6011.dgn | WST02 | 202 | DC | 00404 | B | 200 | CSEL | PIPELINE : WST02-202-DC-00404B-200-CSEL | ASME B36.10M | 1000 | PN10 | 60555 | 32500 | 68125 | 219.1 | 6.35 | FUSION BONDED EPOXY LINED |  | N/A | 38 | 8 | 8 | 8 | 100
0010297796 | AT_PROCESS | WST02-202-DC-00404B-200-CSEL | C4B | 131242-WST02-DR-P-6008.dgn | WST02 | 202 | DC | 00404 | B | 200 | CSEL | PIPELINE : WST02-202-DC-00404B-200-CSEL | ASME B36.10M | 1000 | PN10 | 60555 | 32500 | 68125 | 219.1 | 6.35 | FUSION BONDED EPOXY LINED |  | N/A | 38 | 8 | 8 | 8 | 100
0010297800 | AT_PROCESS | WST02-202-DC-00404C-200-CSEL | C4B | 131242-WST02-DR-P-6011.dgn | WST02 | 202 | DC | 00404 | C | 200 | CSEL | PIPELINE : WST02-202-DC-00404C-200-CSEL | ASME B36.10M | 1000 | PN10 | 60555 | 32500 | 68125 | 219.1 | 6.35 | FUSION BONDED EPOXY LINED |  | N/A | 38 | 8 | 8 | 8 | 100
0010297800 | AT_PROCESS | WST02-202-DC-00404C-200-CSEL | C4B | 131242-WST02-DR-P-6008.dgn | WST02 | 202 | DC | 00404 | C | 200 | CSEL | PIPELINE : WST02-202-DC-00404C-200-CSEL | ASME B36.10M | 1000 | PN10 | 60555 | 32500 | 68125 | 219.1 | 6.35 | FUSION BONDED EPOXY LINED |  | N/A | 38 | 8 | 8 | 8 | 100
0010297800 | AT_PROCESS | WST02-202-DC-00404C-200-CSEL | C4B | 131242-WST02-DR-P-6008.dgn | WST02 | 202 | DC | 00404 | C | 200 | CSEL | PIPELINE : WST02-202-DC-00404C-200-CSEL | ASME B36.10M | 1000 | PN10 | 60555 | 32500 | 68125 | 219.1 | 6.35 | FUSION BONDED EPOXY LINED |  | N/A | 38 | 8 | 8 | 8 | 100
0010299164 | AT_PROCESS | WST02-202-DC-00405A-25-CSEL | C4B | 131242-WST02-DR-P-6008.dgn | WST02 | 202 | DC | 00405 | A | 25 | CSEL | PIPELINE : WST02-202-DC-00405A-25-CSEL | ASME B36.10M | 1000 | PN10 | 0 | 0 | 0 | 33.4 | 3.38 | FUSION BONDED EPOXY LINED |  | N/A | 38 | 72 | 8 | 72 | 200
0010299161 | AT_PROCESS | WST02-202-DC-00405B-25-CSEL | C4B | 131242-WST02-DR-P-6008.dgn | WST02 | 202 | DC | 00405 | B | 25 | CSEL | PIPELINE : WST02-202-DC-00405B-25-CSEL | ASME B36.10M | 1000 | PN10 | 0 | 0 | 0 | 33.4 | 3.38 | FUSION BONDED EPOXY LINED |  | N/A | 38 | 72 | 8 | 72 | 200
0010299300 | AT_PROCESS | WST02-202-DC-00405C-25-CSEL | C4B | 131242-WST02-DR-P-6008.dgn | WST02 | 202 | DC | 00405 | C | 25 | CSEL | PIPELINE : WST02-202-DC-00405C-25-CSEL | ASME B36.10M | 1000 | PN10 | 0 | 0 | 0 | 33.4 | 3.38 | FUSION BONDED EPOXY LINED |  | N/A | 38 | 72 | 8 | 72 | 200
0010299054 | AT_PROCESS | WST02-202-DC-00406-50-CSEL | C4B | 131242-WST02-DR-P-6008.dgn | WST02 | 202 | DC | 00406 |  | 50 | CSEL | PIPELINE : WST02-202-DC-00406-50-CSEL | ASME B36.10M | 1000 | PN10 | 0 | 0 | 0 | 60.3 | 3.91 | FUSION BONDED EPOXY LINED |  | N/A | 36 | 72 | 0 | 72 | 200
0010299138 | AT_PROCESS | WST02-202-DC-00407-50-CSEL | C4B | 131242-WST02-DR-P-6008.dgn | WST02 | 202 | DC | 00407 |  | 50 | CSEL | PIPELINE : WST02-202-DC-00407-50-CSEL | ASME B36.10M | 1000 | PN10 | 0 | 0 | 0 | 60.3 | 3.91 | FUSION BONDED EPOXY LINED |  | N/A | 38 | 0 | 0 | 72 | 200
0010299048 | AT_PROCESS | WST02-202-DC-00409-50-CSEL | C4B | 131242-WST02-DR-P-6008.dgn | WST02 | 202 | DC | 00409 |  | 50 | CSEL | PIPELINE : WST02-202-DC-00409-50-CSEL | ASME B36.10M | 1000 | PN10 | 0 | 0 | 0 | 60.3 | 3.91 | FUSION BONDED EPOXY LINED |  | N/A | 38 | 0 | 0 | 72 | 200
0010307360 | AT_PROCESS | WST02-202-DC-00410-50-CSEL | C4B | 131242-WST02-DR-P-6008.dgn | WST02 | 202 | DC | 00410 |  | 50 | CSEL | PIPELINE : WST02-202-DC-00410-50-CSEL | ASME B36.10M | 1000 | PN10 | 0 | 0 | 0 | 60.3 | 3.91 | FUSION BONDED EPOXY LINED |  | N/A | 38 | 72 | 0 | 72 | 200
0010299102 | AT_PROCESS | WST02-202-DC-00420-50-SS16 | C4B | 131242-WST02-DR-P-6008.dgn | WST02 | 202 | DC | 00420 |  | 50 | SS16 | PIPELINE : WST02-202-DC-00420-50-SS16 | ASME B36.19M | 1000 | PN10 | 0 | 0 | 0 | 60.3 | 3.91 | N/A |  | N/A | 38 | 0 | 0 | 72 | 200
0010299153 | AT_PROCESS | WST02-202-DC-00421-50-SS16 | C4B | 131242-WST02-DR-P-6008.dgn | WST02 | 202 | DC | 00421 |  | 50 | SS16 | PIPELINE : WST02-202-DC-00421-50-SS16 | ASME B36.19M | 1000 | PN10 | 0 | 0 | 0 | 60.3 | 3.91 | N/A |  | N/A | 38 | 0 | 0 | 72 | 200
0010299130 | AT_PROCESS | WST02-202-DC-00422-50-SS16 | C4B | 131242-WST02-DR-P-6008.dgn | WST02 | 202 | DC | 00422 |  | 50 | SS16 | PIPELINE : WST02-202-DC-00422-50-SS16 | ASME B36.19M | 1000 | PN10 | 0 | 0 | 0 | 60.3 | 3.91 | N/A |  | N/A | 38 | 0 | 0 | 72 | 200
0010299121 | AT_PROCESS | WST02-202-DC-00423-50-SS16 | C4B | 131242-WST02-DR-P-6008.dgn | WST02 | 202 | DC | 00423 |  | 50 | SS16 | PIPELINE : WST02-202-DC-00423-50-SS16 | ASME B36.19M | 1000 | PN10 | 0 | 0 | 0 | 60.3 | 3.91 | N/A |  | N/A | 38 | 0 | 0 | 72 | 200
0010311215 | AT_PROCESS | WST02-202-PD-00101-50-SS16 | C4B | 131242-WST02-DR-P-6005.dgn | WST02 | 202 | PD | 00101 |  | 50 | SS16 | PIPELINE : WST02-202-PD-00101-50-SS16 | ASME B36.19M | 1000 | PN10 | 0 | 0 | 4200 | 60.3 | 3.91 | N/A |  | N/A | 38 | 0 | 0 | 30 | 100
0010311214 | AT_PROCESS | WST02-202-PD-00201-50-SS16 | C4B | 131242-WST02-DR-P-6005.dgn | WST02 | 202 | PD | 00201 |  | 50 | SS16 | PIPELINE : WST02-202-PD-00201-50-SS16 | ASME B36.19M | 1000 | PN10 | 0 | 0 | 4200 | 60.3 | 3.91 |  |  |  | 38 | 0 | 0 | 30 | 100
0010311214 | AT_PROCESS | WST02-202-PD-00201-50-SS16 | C4B | 131242-WST02-DR-P-6006.dgn | WST02 | 202 | PD | 00201 |  | 50 | SS16 | PIPELINE : WST02-202-PD-00201-50-SS16 | ASME B36.19M | 1000 | PN10 | 0 | 0 | 4200 | 60.3 | 3.91 |  |  |  | 38 | 0 | 0 | 30 | 100
0010294379 | AT_PROCESS | WST02-202-PD-00301-50-SS16 | C4B | 131242-WST02-DR-P-6007.dgn | WST02 | 202 | PD | 00301 |  | 50 | SS16 | PIPELINE : WST02-202-PD-00301-50-SS16 | ASME B36.19M | 1000 | PN10 | 0 | 0 | 4200 | 60.3 | 3.91 | N/A |  | N/A | 38 | 0 | 0 | 30 | 100
0010311782 | AT_PROCESS | WST02-202-PD-00401-50-SS16 | C4B | 131242-WST02-DR-P-6008.dgn | WST02 | 202 | PD | 00401 |  | 50 | SS16 | PIPELINE : WST02-202-PD-00401-50-SS16 | ASME B36.19M | 1000 | PN10 | 0 | 0 | 4200 | 60.3 | 3.91 | N/A |  | N/A | 38 | 0 | 0 | 30 | 100
0010311782 | AT_PROCESS | WST02-202-PD-00401-50-SS16 | C4B | 131242-WST02-DR-P-6007.dgn | WST02 | 202 | PD | 00401 |  | 50 | SS16 | PIPELINE : WST02-202-PD-00401-50-SS16 | ASME B36.19M | 1000 | PN10 | 0 | 0 | 4200 | 60.3 | 3.91 | N/A |  | N/A | 38 | 0 | 0 | 30 | 100
0010293464 | AT_PROCESS | WST02-203-ALP-00101-300-SS16 | C4B | 131242-WST02-DR-P-6009.dgn | WST02 | 203 | ALP | 00101 |  | 300 | SS16 | PIPELINE : WST02-203-ALP-00101-300-SS16 | ASME B36.19M | 1000 | PN10 | 3888 | 1593 | 5870 | 323.9 | 4.57 | N/A |  | N/A | 98 | 77 | 74 | 98 | 200
0010293464 | AT_PROCESS | WST02-203-ALP-00101-300-SS16 | C4B | 131242-WST02-DR-P-6009.dgn | WST02 | 203 | ALP | 00101 |  | 300 | SS16 | PIPELINE : WST02-203-ALP-00101-300-SS16 | ASME B36.19M | 1000 | PN10 | 3888 | 1593 | 5870 | 323.9 | 4.57 | N/A |  | N/A | 98 | 77 | 74 | 98 | 200
0010293464 | AT_PROCESS | WST02-203-ALP-00101-300-SS16 | C4B | 131242-WST02-DR-P-6009.dgn | WST02 | 203 | ALP | 00101 |  | 300 | SS16 | PIPELINE : WST02-203-ALP-00101-300-SS16 | ASME B36.19M | 1000 | PN10 | 3888 | 1593 | 5870 | 323.9 | 4.57 | N/A |  | N/A | 98 | 77 | 74 | 98 | 200
0010293464 | AT_PROCESS | WST02-203-ALP-00101-300-SS16 | C4B | 131242-WST02-DR-P-6005.dgn | WST02 | 203 | ALP | 00101 |  | 300 | SS16 | PIPELINE : WST02-203-ALP-00101-300-SS16 | ASME B36.19M | 1000 | PN10 | 3888 | 1593 | 5870 | 323.9 | 4.57 | N/A |  | N/A | 98 | 77 | 74 | 98 | 200
0010293464 | AT_PROCESS | WST02-203-ALP-00101-300-SS16 | C4B | 131242-WST02-DR-P-6009.dgn | WST02 | 203 | ALP | 00101 |  | 300 | SS16 | PIPELINE : WST02-203-ALP-00101-300-SS16 | ASME B36.19M | 1000 | PN10 | 3888 | 1593 | 5870 | 323.9 | 4.57 | N/A |  | N/A | 98 | 77 | 74 | 98 | 200
0010293464 | AT_PROCESS | WST02-203-ALP-00101-300-SS16 | C4B | 131242-WST02-DR-P-6005.dgn | WST02 | 203 | ALP | 00101 |  | 300 | SS16 | PIPELINE : WST02-203-ALP-00101-300-SS16 | ASME B36.19M | 1000 | PN10 | 3888 | 1593 | 5870 | 323.9 | 4.57 | N/A |  | N/A | 98 | 77 | 74 | 98 | 200
0010329864 | AT_PROCESS | WST02-203-ALP-00102-50-SS16 | C4B | 131242-WST02-DR-P-6009.dgn | WST02 | 203 | ALP | 00102 |  | 50 | SS16 | PIPELINE : WST02-203-ALP-00102-50-SS16 | ASME B36.19M | 1000 | PN10 | 20 | 0 | 20 | 60.3 | 3.91 | N/A | 50 | SS04 | 98 | 77 | 74 | 98 | 200
0010314260 | AT_PROCESS | WST02-203-ALP-00108-150-SS16 | C4B | 131242-WST02-DR-P-6009.dgn | WST02 | 203 | ALP | 00108 |  | 150 | SS16 | PIPELINE : WST02-203-ALP-00108-150-SS16 | ASME B36.19M | 1000 | PN10 | 0 | 0 | 0 | 168.3 | 3.4 | N/A | 50 | SS04 | 98 | 77 | 74 | 98 | 200
0010293815 | AT_PROCESS | WST02-203-ALP-00201-300-SS16 | C4B | 131242-WST02-DR-P-6009.dgn | WST02 | 203 | ALP | 00201 |  | 300 | SS16 | PIPELINE : WST02-203-ALP-00201-300-SS16 | ASME B36.19M | 1000 | PN10 | 3888 | 1593 | 5870 | 323.9 | 4.57 |  |  |  | 98 | 77 | 74 | 98 | 200
0010293815 | AT_PROCESS | WST02-203-ALP-00201-300-SS16 | C4B | 131242-WST02-DR-P-6009.dgn | WST02 | 203 | ALP | 00201 |  | 300 | SS16 | PIPELINE : WST02-203-ALP-00201-300-SS16 | ASME B36.19M | 1000 | PN10 | 3888 | 1593 | 5870 | 323.9 | 4.57 |  |  |  | 98 | 77 | 74 | 98 | 200
0010293815 | AT_PROCESS | WST02-203-ALP-00201-300-SS16 | C4B | 131242-WST02-DR-P-6009.dgn | WST02 | 203 | ALP | 00201 |  | 300 | SS16 | PIPELINE : WST02-203-ALP-00201-300-SS16 | ASME B36.19M | 1000 | PN10 | 3888 | 1593 | 5870 | 323.9 | 4.57 |  |  |  | 98 | 77 | 74 | 98 | 200
0010293815 | AT_PROCESS | WST02-203-ALP-00201-300-SS16 | C4B | 131242-WST02-DR-P-6006.dgn | WST02 | 203 | ALP | 00201 |  | 300 | SS16 | PIPELINE : WST02-203-ALP-00201-300-SS16 | ASME B36.19M | 1000 | PN10 | 3888 | 1593 | 5870 | 323.9 | 4.57 |  |  |  | 98 | 77 | 74 | 98 | 200
0010293815 | AT_PROCESS | WST02-203-ALP-00201-300-SS16 | C4B | 131242-WST02-DR-P-6009.dgn | WST02 | 203 | ALP | 00201 |  | 300 | SS16 | PIPELINE : WST02-203-ALP-00201-300-SS16 | ASME B36.19M | 1000 | PN10 | 3888 | 1593 | 5870 | 323.9 | 4.57 |  |  |  | 98 | 77 | 74 | 98 | 200
0010293815 | AT_PROCESS | WST02-203-ALP-00201-300-SS16 | C4B | 131242-WST02-DR-P-6006.dgn | WST02 | 203 | ALP | 00201 |  | 300 | SS16 | PIPELINE : WST02-203-ALP-00201-300-SS16 | ASME B36.19M | 1000 | PN10 | 3888 | 1593 | 5870 | 323.9 | 4.57 |  |  |  | 98 | 77 | 74 | 98 | 200
0010336772 | AT_PROCESS | WST02-203-ALP-00202-20-SS16 |  | 131242-WST02-DR-P-6009.dgn | WST02 | 203 | ALP | 00202 |  | 20 | SS16 | PIPELINE : WST02-203-ALP-00202-20-SS16 | None
0010301116 | AT_PROCESS | WST02-203-ALP-00202-50-SS16 | C4B | 131242-WST02-DR-P-6009.dgn | WST02 | 203 | ALP | 00202 |  | 50 | SS16 | PIPELINE : WST02-203-ALP-00202-50-SS16 | ASME B36.19M | 1000 | PN10 | 20 | 0 | 20 | 60.3 | 3.91 | N/A | 50 | SS04 | 98 | 77 | 74 | 98 | 200
0010301116 | AT_PROCESS | WST02-203-ALP-00202-50-SS16 | C4B | 131242-WST02-DR-P-6009.dgn | WST02 | 203 | ALP | 00202 |  | 50 | SS16 | PIPELINE : WST02-203-ALP-00202-50-SS16 | ASME B36.19M | 1000 | PN10 | 20 | 0 | 20 | 60.3 | 3.91 | N/A | 50 | SS04 | 98 | 77 | 74 | 98 | 200
0010301116 | AT_PROCESS | WST02-203-ALP-00202-50-SS16 | C4B | 131242-WST02-DR-P-6011.dgn | WST02 | 203 | ALP | 00202 |  | 50 | SS16 | PIPELINE : WST02-203-ALP-00202-50-SS16 | ASME B36.19M | 1000 | PN10 | 20 | 0 | 20 | 60.3 | 3.91 | N/A | 50 | SS04 | 98 | 77 | 74 | 98 | 200
0010314262 | AT_PROCESS | WST02-203-ALP-00208-150-SS16 | C4B | 131242-WST02-DR-P-6009.dgn | WST02 | 203 | ALP | 00208 |  | 150 | SS16 | PIPELINE : WST02-203-ALP-00208-150-SS16 | ASME B36.19M | 1000 | PN10 | 0 | 0 | 0 | 168.3 | 3.4 | N/A | 50 | SS04 | 98 | 77 | 74 | 98 | 200
0010334282 | AT_PROCESS | WST02-203-ALP-00209-15-SS16 | C4B | 131242-WST02-DR-P-6009.dgn | WST02 | 203 | ALP | 00209 |  | 15 | SS16 | PIPELINE : WST02-203-ALP-00209-15-SS16 | ASME B36.19M | 1000 | PN10 | 0 | 0 | 0 | 21.3 | 2.77 | N/A |  | N/A | 98 | 77 | 74 | 98 | 200
0010294170 | AT_PROCESS | WST02-203-ALP-00301-300-SS16 | C4B | 131242-WST02-DR-P-6010.dgn | WST02 | 203 | ALP | 00301 |  | 300 | SS16 | PIPELINE : WST02-203-ALP-00301-300-SS16 | ASME B36.19M | 1000 | PN10 | 3888 | 1593 | 2827 | 323.9 | 4.57 | N/A |  | N/A | 98 | 77 | 74 | 98 | 200
0010294170 | AT_PROCESS | WST02-203-ALP-00301-300-SS16 | C4B | 131242-WST02-DR-P-6010.dgn | WST02 | 203 | ALP | 00301 |  | 300 | SS16 | PIPELINE : WST02-203-ALP-00301-300-SS16 | ASME B36.19M | 1000 | PN10 | 3888 | 1593 | 2827 | 323.9 | 4.57 | N/A |  | N/A | 98 | 77 | 74 | 98 | 200
0010294170 | AT_PROCESS | WST02-203-ALP-00301-300-SS16 | C4B | 131242-WST02-DR-P-6010.dgn | WST02 | 203 | ALP | 00301 |  | 300 | SS16 | PIPELINE : WST02-203-ALP-00301-300-SS16 | ASME B36.19M | 1000 | PN10 | 3888 | 1593 | 2827 | 323.9 | 4.57 | N/A |  | N/A | 98 | 77 | 74 | 98 | 200
0010294170 | AT_PROCESS | WST02-203-ALP-00301-300-SS16 | C4B | 131242-WST02-DR-P-6010.dgn | WST02 | 203 | ALP | 00301 |  | 300 | SS16 | PIPELINE : WST02-203-ALP-00301-300-SS16 | ASME B36.19M | 1000 | PN10 | 3888 | 1593 | 2827 | 323.9 | 4.57 | N/A |  | N/A | 98 | 77 | 74 | 98 | 200
0010294170 | AT_PROCESS | WST02-203-ALP-00301-300-SS16 | C4B | 131242-WST02-DR-P-6007.dgn | WST02 | 203 | ALP | 00301 |  | 300 | SS16 | PIPELINE : WST02-203-ALP-00301-300-SS16 | ASME B36.19M | 1000 | PN10 | 3888 | 1593 | 2827 | 323.9 | 4.57 | N/A |  | N/A | 98 | 77 | 74 | 98 | 200
0010294170 | AT_PROCESS | WST02-203-ALP-00301-300-SS16 | C4B | 131242-WST02-DR-P-6007.dgn | WST02 | 203 | ALP | 00301 |  | 300 | SS16 | PIPELINE : WST02-203-ALP-00301-300-SS16 | ASME B36.19M | 1000 | PN10 | 3888 | 1593 | 2827 | 323.9 | 4.57 | N/A |  | N/A | 98 | 77 | 74 | 98 | 200
0010314242 | AT_PROCESS | WST02-203-ALP-00308-150-SS16 | C4B | 131242-WST02-DR-P-6010.dgn | WST02 | 203 | ALP | 00308 |  | 150 | SS16 | PIPELINE : WST02-203-ALP-00308-150-SS16 | ASME B36.19M | 1000 | PN10 | 0 | 0 | 0 | 168.3 | 3.4 | N/A | 50 | SS04 | 98 | 77 | 74 | 98 | 200
0010336610 | AT_PROCESS | WST02-203-ALP-00309-15-SS16 | C4B | 131242-WST02-DR-P-6010.dgn | WST02 | 203 | ALP | 00309 |  | 15 | SS16 | PIPELINE : WST02-203-ALP-00309-15-SS16 | ASME B36.19M | 1000 | PN10 | 0 | 0 | 0 | 21.3 | 2.77 | N/A |  | N/A | 98 | 77 | 74 | 98 | 200
0010294988 | AT_PROCESS | WST02-203-ALP-00401-300-SS16 | C4B | 131242-WST02-DR-P-6010.dgn | WST02 | 203 | ALP | 00401 |  | 300 | SS16 | PIPELINE : WST02-203-ALP-00401-300-SS16 | ASME B36.19M | 1000 | PN10 | 3888 | 1593 | 2827 | 323.9 | 4.57 | N/A |  | N/A | 98 | 77 | 74 | 98 | 200
0010294988 | AT_PROCESS | WST02-203-ALP-00401-300-SS16 | C4B | 131242-WST02-DR-P-6010.dgn | WST02 | 203 | ALP | 00401 |  | 300 | SS16 | PIPELINE : WST02-203-ALP-00401-300-SS16 | ASME B36.19M | 1000 | PN10 | 3888 | 1593 | 2827 | 323.9 | 4.57 | N/A |  | N/A | 98 | 77 | 74 | 98 | 200
0010294988 | AT_PROCESS | WST02-203-ALP-00401-300-SS16 | C4B | 131242-WST02-DR-P-6010.dgn | WST02 | 203 | ALP | 00401 |  | 300 | SS16 | PIPELINE : WST02-203-ALP-00401-300-SS16 | ASME B36.19M | 1000 | PN10 | 3888 | 1593 | 2827 | 323.9 | 4.57 | N/A |  | N/A | 98 | 77 | 74 | 98 | 200
0010294988 | AT_PROCESS | WST02-203-ALP-00401-300-SS16 | C4B | 131242-WST02-DR-P-6010.dgn | WST02 | 203 | ALP | 00401 |  | 300 | SS16 | PIPELINE : WST02-203-ALP-00401-300-SS16 | ASME B36.19M | 1000 | PN10 | 3888 | 1593 | 2827 | 323.9 | 4.57 | N/A |  | N/A | 98 | 77 | 74 | 98 | 200
0010294988 | AT_PROCESS | WST02-203-ALP-00401-300-SS16 | C4B | 131242-WST02-DR-P-6008.dgn | WST02 | 203 | ALP | 00401 |  | 300 | SS16 | PIPELINE : WST02-203-ALP-00401-300-SS16 | ASME B36.19M | 1000 | PN10 | 3888 | 1593 | 2827 | 323.9 | 4.57 | N/A |  | N/A | 98 | 77 | 74 | 98 | 200
0010294988 | AT_PROCESS | WST02-203-ALP-00401-300-SS16 | C4B | 131242-WST02-DR-P-6008.dgn | WST02 | 203 | ALP | 00401 |  | 300 | SS16 | PIPELINE : WST02-203-ALP-00401-300-SS16 | ASME B36.19M | 1000 | PN10 | 3888 | 1593 | 2827 | 323.9 | 4.57 | N/A |  | N/A | 98 | 77 | 74 | 98 | 200
0010314244 | AT_PROCESS | WST02-203-ALP-00408-150-SS16 | C4B | 131242-WST02-DR-P-6010.dgn | WST02 | 203 | ALP | 00408 |  | 150 | SS16 | PIPELINE : WST02-203-ALP-00408-150-SS16 | ASME B36.19M | 1000 | PN10 | 0 | 0 | 0 | 168.3 | 3.4 | N/A | 50 | SS04 | 98 | 77 | 74 | 98 | 200
0010336608 | AT_PROCESS | WST02-203-ALP-00409-15-SS16 | C4B | 131242-WST02-DR-P-6010.dgn | WST02 | 203 | ALP | 00409 |  | 15 | SS16 | PIPELINE : WST02-203-ALP-00409-15-SS16 | None | [5 empty] | 21.3 | 2.77 | N/A |  | N/A | 98 | 77 | 74 | 98 | 200
0010294947 | AT_PROCESS | WST02-203-ALP-00501-300-SS16 | C4B | 131242-WST02-DR-P-6009.dgn | WST02 | 203 | ALP | 00501 |  | 300 | SS16 | PIPELINE : WST02-203-ALP-00501-300-SS16 | ASME B36.19M | 1000 | PN10 | 3888 | 1593 | 5870 | 323.9 | 4.57 | N/A |  | N/A | 98 | 77 | 74 | 98 | 200
0010294947 | AT_PROCESS | WST02-203-ALP-00501-300-SS16 | C4B | 131242-WST02-DR-P-6009.dgn | WST02 | 203 | ALP | 00501 |  | 300 | SS16 | PIPELINE : WST02-203-ALP-00501-300-SS16 | ASME B36.19M | 1000 | PN10 | 3888 | 1593 | 5870 | 323.9 | 4.57 | N/A |  | N/A | 98 | 77 | 74 | 98 | 200
0010294945 | AT_PROCESS | WST02-203-ALP-00502-300-SS16 | C4B | 131242-WST02-DR-P-6009.dgn | WST02 | 203 | ALP | 00502 |  | 300 | SS16 | PIPELINE : WST02-203-ALP-00502-300-SS16 | ASME B36.19M | 1000 | PN10 | 3888 | 1593 | 5870 | 323.9 | 4.57 | N/A | 75 | SS04 | 98 | 77 | 74 | 98 | 200
0010294952 | AT_PROCESS | WST02-203-ALP-00503-300-SS16 | C4B | 131242-WST02-DR-P-6010.dgn | WST02 | 203 | ALP | 00503 |  | 300 | SS16 | PIPELINE : WST02-203-ALP-00503-300-SS16 | ASME B36.19M | 1000 | PN10 | 3888 | 1593 | 5870 | 323.9 | 4.57 | N/A | 75 | SS04 | 98 | 77 | 74 | 98 | 200
0010294952 | AT_PROCESS | WST02-203-ALP-00503-300-SS16 | C4B | 131242-WST02-DR-P-6009.dgn | WST02 | 203 | ALP | 00503 |  | 300 | SS16 | PIPELINE : WST02-203-ALP-00503-300-SS16 | ASME B36.19M | 1000 | PN10 | 3888 | 1593 | 5870 | 323.9 | 4.57 | N/A | 75 | SS04 | 98 | 77 | 74 | 98 | 200
0010294920 | AT_PROCESS | WST02-203-ALP-00504-300-SS16 | C4B | 131242-WST02-DR-P-6009.dgn | WST02 | 203 | ALP | 00504 |  | 300 | SS16 | PIPELINE : WST02-203-ALP-00504-300-SS16 | ASME B36.19M | 1000 | PN10 | 3888 | 1593 | 5870 | 323.9 | 4.57 | N/A | 75 | SS04 | 98 | 77 | 74 | 98 | 200
0010294879 | AT_PROCESS | WST02-203-ALP-00505-300-SS16 | C4B | 131242-WST02-DR-P-6009.dgn | WST02 | 203 | ALP | 00505 |  | 300 | SS16 | PIPELINE : WST02-203-ALP-00505-300-SS16 | ASME B36.19M | 1000 | PN10 | 3888 | 1593 | 5870 | 323.9 | 4.57 | N/A | 75 | SS04 | 98 | 77 | 74 | 98 | 200
0010295022 | AT_PROCESS | WST02-203-ALP-00506-300-SS16 | C4B | 131242-WST02-DR-P-6010.dgn | WST02 | 203 | ALP | 00506 |  | 300 | SS16 | PIPELINE : WST02-203-ALP-00506-300-SS16 | ASME B36.19M | 1000 | PN10 | 3888 | 1593 | 5870 | 323.9 | 4.57 | N/A | 75 | SS04 | 98 | 77 | 74 | 98 | 200
0010295032 | AT_PROCESS | WST02-203-ALP-00507-300-SS16 | C4B | 131242-WST02-DR-P-6010.dgn | WST02 | 203 | ALP | 00507 |  | 300 | SS16 | PIPELINE : WST02-203-ALP-00507-300-SS16 | ASME B36.19M | 1000 | PN10 | 3888 | 1593 | 5870 | 323.9 | 4.57 | N/A | 75 | SS04 | 98 | 77 | 74 | 98 | 200
0010314264 | AT_PROCESS | WST02-203-ALP-00508-150-SS16 | C4B | 131242-WST02-DR-P-6009.dgn | WST02 | 203 | ALP | 00508 |  | 150 | SS16 | PIPELINE : WST02-203-ALP-00508-150-SS16 | ASME B36.19M | 1000 | PN10 | 0 | 0 | 0 | 168.3 | 3.4 | N/A | 50 | SS04 | 98 | 77 | 74 | 98 | 200
0010334286 | AT_PROCESS | WST02-203-ALP-00509-15-SS16 | C4B | 131242-WST02-DR-P-6009.dgn | WST02 | 203 | ALP | 00509 |  | 15 | SS16 | PIPELINE : WST02-203-ALP-00509-15-SS16 | ASME B36.19M | 1000 | PN10 |  |  |  | 21.3 | 2.77 | N/A |  | N/A | 98 | 77 | 74 | 98 | 200
0010334286 | AT_PROCESS | WST02-203-ALP-00509-15-SS16 | C4B | 131242-WST02-DR-P-6014.dgn | WST02 | 203 | ALP | 00509 |  | 15 | SS16 | PIPELINE : WST02-203-ALP-00509-15-SS16 | ASME B36.19M | 1000 | PN10 |  |  |  | 21.3 | 2.77 | N/A |  | N/A | 98 | 77 | 74 | 98 | 200
0010334286 | AT_PROCESS | WST02-203-ALP-00509-15-SS16 | C4B | 131242-WST02-DR-P-6009.dgn | WST02 | 203 | ALP | 00509 |  | 15 | SS16 | PIPELINE : WST02-203-ALP-00509-15-SS16 | ASME B36.19M | 1000 | PN10 |  |  |  | 21.3 | 2.77 | N/A |  | N/A | 98 | 77 | 74 | 98 | 200
0010295008 | AT_PROCESS | WST02-203-ALP-00601-300-SS16 | C4B | 131242-WST02-DR-P-6010.dgn | WST02 | 203 | ALP | 00601 |  | 300 | SS16 | PIPELINE : WST02-203-ALP-00601-300-SS16 | ASME B36.19M | 1000 | PN10 | 3888 | 1593 | 5870 | 323.9 | 4.57 | N/A |  | N/A | 98 | 77 | 74 | 98 | 200
0010310841 | AT_PROCESS | WST02-204-DC-00001-80-CSEL | C4B | 131242-WST02-DR-P-6013.dgn | WST02 | 204 | DC | 00001 |  | 80 | CSEL | FOR CONNECTION TO SLUDGE TANKER | ASME B36.10M | 1000 | PN10 | 0 | 0 | 0 | 88.9 | 5.49 | FUSION BONDED EPOXY LINED |  |  | 38 | 200 | 200 | 200 | 300
0010311247 | AT_PROCESS | WST02-204-DC-00002-80-CSEL | C4B | 131242-WST02-DR-P-6013.dgn | WST02 | 204 | DC | 00002 |  | 80 | CSEL | FOR GRANULAR SLUDGE UNLOADING DURING STARTUP | ASME B36.10M | 1000 | PN10 | 0 | 0 | 0 | 88.9 | 5.49 | FUSION BONDED EPOXY LINED |  |  | 38 | 200 | 200 | 200 | 300
0010325580 | AT_PROCESS | WST02-204-DC-00031-400-CSEL | C4B | 131242-WST02-DR-P-6012.dgn | WST02 | 204 | DC | 00031 |  | 400 | CSEL | FUTURE DISCHARGE TRANSFER P TIE IN | ASME B36.10M | 1000 | PN10 | 235000 | 106000 | 275000 | 406.4 | 7.92 | FUSION BONDED EPOXY LINED |  |  | 38 | 40 | 10 | 40 | 100
0010299590 | AT_PROCESS | WST02-204-DC-00033-300-CSEL | C4B | 131242-WST02-DR-P-6012.dgn | WST02 | 204 | DC | 00033 |  | 300 | CSEL | FUTURE DISCHARGE TRANSFER P TIE IN | ASME B36.10M | 1000 | PN10 | 235000 | 106000 | 275000 | 323.8 | 6.35 | FUSION BONDED EPOXY LINED |  |  | 38 | 259 | 216 | 284 | 500
0010306105 | AT_PROCESS | WST02-204-DC-00100-450-CSEL | C4B | 131242-WST02-DR-P-6011.dgn | WST02 | 204 | DC | 00100 |  | 450 | CSEL | AMX REACTOR OUTLET COMMON HEADER | ASME B36.10M | 1000 | PN10 | 425800 | 65000 | 545000 | 457 | 9.53 | FUSION BONDED EPOXY LINED |  |  | 38 | 8 | 8 | 8 | 100
0010306134 | AT_PROCESS | WST02-204-DC-00101A-450-CSEL | C4B | 131242-WST02-DR-P-6011.dgn | WST02 | 204 | DC | 00101 | A | 450 | CSEL | DISCHARGE WET WELL 1 INLET | ASME B36.10M | 1000 | PN10 | 263300 | 65000 | 545000 | 457 | 9.53 | FUSION BONDED EPOXY LINED |  |  | 38 | 8 | 8 | 8 | 100
0010306206 | AT_PROCESS | WST02-204-DC-00101B-450-CSEL | C4B | 131242-WST02-DR-P-6011.dgn | WST02 | 204 | DC | 00101 | B | 450 | CSEL | DISCHARGE WET WELL 2 INLET | ASME B36.10M | 1000 | PN10 | 263300 | 65000 | 545000 | 457 | 9.53 | FUSION BONDED EPOXY LINED |  |  | 38 | 8 | 8 | 8 | 100
0010304943 | AT_PROCESS | WST02-204-DC-00102-150-CSEL | C4B | 131242-WST02-DR-P-6005.dgn | WST02 | 204 | DC | 00102 |  | 150 | CSEL | PIPELINE : WST02-204-DC-00102-150-CSEL | ASME B36.10M | 1000 | PN10 | 20000 | 0 | 20000 | 168.3 | 7.11 | FUSION BONDED EPOXY LINED |  | N/A | 38 | 72 | 22 | 72 | 200
0010304943 | AT_PROCESS | WST02-204-DC-00102-150-CSEL | C4B | 131242-WST02-DR-P-6013.dgn | WST02 | 204 | DC | 00102 |  | 150 | CSEL | PIPELINE : WST02-204-DC-00102-150-CSEL | ASME B36.10M | 1000 | PN10 | 20000 | 0 | 20000 | 168.3 | 7.11 | FUSION BONDED EPOXY LINED |  | N/A | 38 | 72 | 22 | 72 | 200
0010266893 | AT_PROCESS | WST02-204-DC-00102-300-CSEL | C4B | 131242-WST02-DR-P-6300.dgn | WST02 | 204 | DC | 00102 |  | 300 | CSEL | DISCHARGE WET WELL 1 OVERFLOW | ASME B36.10M | 1000 | PN10 | 0 | 0 | 545000 | 323.8 | 6.35 | FUSION BONDED EPOXY LINED |  |  | 38 | 0 | 0 | 0 | 100
0010266893 | AT_PROCESS | WST02-204-DC-00102-300-CSEL | C4B | 131242-WST02-DR-P-6011.dgn | WST02 | 204 | DC | 00102 |  | 300 | CSEL | DISCHARGE WET WELL 1 OVERFLOW | ASME B36.10M | 1000 | PN10 | 0 | 0 | 545000 | 323.8 | 6.35 | FUSION BONDED EPOXY LINED |  |  | 38 | 0 | 0 | 0 | 100
0010331443 | AT_PROCESS | WST02-204-DC-00103-25-SS16 | C4B | 131242-WST02-DR-P-6011.dgn | WST02 | 204 | DC | 00103 |  | 25 | SS16 | EFFLUENT AMMONIA SENSOR INLET 1 | ASME B36.19M | 1000 | PN10 | 300 | 300 | 300 | 33.4 | 3.38 |  |  |  | 38 | 8 | 8 | 8 | 100
0010296716 | AT_PROCESS | WST02-204-DC-00104-400-CSEL | C4B | 131242-WST02-DR-P-6012.dgn | WST02 | 204 | DC | 00104 |  | 400 | CSEL | DISCHARGE WET WELL 1 OUTLET | ASME B36.10M | 1000 | PN10 | 235000 | 106000 | 275000 | 406.4 | 7.92 | FUSION BONDED EPOXY LINED |  |  | 38 | 40 | 10 | 40 | 100
0010296716 | AT_PROCESS | WST02-204-DC-00104-400-CSEL | C4B | 131242-WST02-DR-P-6011.dgn | WST02 | 204 | DC | 00104 |  | 400 | CSEL | DISCHARGE WET WELL 1 OUTLET | ASME B36.10M | 1000 | PN10 | 235000 | 106000 | 275000 | 406.4 | 7.92 | FUSION BONDED EPOXY LINED |  |  | 38 | 40 | 10 | 40 | 100
0010299605 | AT_PROCESS | WST02-204-DC-00105-400-CSEL | C4B | 131242-WST02-DR-P-6012.dgn | WST02 | 204 | DC | 00105 |  | 400 | CSEL | DISCHARGE TRANSFER P SUCTION HEADER | ASME B36.10M | 1000 | PN10 | 470000 | 106000 | 545000 | 406.4 | 7.92 | FUSION BONDED EPOXY LINED |  |  | 38 | 40 | 10 | 40 | 100
0010306148 | AT_PROCESS | WST02-204-DC-00105-80-CSEL | C4B | 131242-WST02-DR-P-6011.dgn | WST02 | 204 | DC | 00105 |  | 80 | CSEL | EFFLUENT TO SLUDGE COMPARTMENT LINE | ASME B36.10M | 1000 | PN10 | 0 | 0 | 25000 | 88.9 | 5.49 | FUSION BONDED EPOXY LINED |  |  | 38 | 8 | 8 | 8 | 100
0010299567 | AT_PROCESS | WST02-204-DC-00106-50-CSEL | C4B | 131242-WST02-DR-P-6012.dgn | WST02 | 204 | DC | 00106 |  | 50 | CSEL | DISCHARGE TRANSFER P A SUCTION DRAIN | ASME B36.10M | 1000 | PN10 | 0 | 0 | 0 | 60.3 | 3.91 | FUSION BONDED EPOXY LINED |  |  | 38 | 40 | 10 | 40 | 100
0010306157 | AT_PROCESS | WST02-204-DC-00107-150-CSEL | C4B | 131242-WST02-DR-P-6011.dgn | WST02 | 204 | DC | 00107 |  | 150 | CSEL | SLUDGE COMPARTENT OUTLET | ASME B36.10M | 1000 | PN10 | 50000 | 0 | 50000 | 168.3 | 7.11 | FUSION BONDED EPOXY LINED |  |  | 38 | 20 | 20 | 20 | 100
0010306157 | AT_PROCESS | WST02-204-DC-00107-150-CSEL | C4B | 131242-WST02-DR-P-6013.dgn | WST02 | 204 | DC | 00107 |  | 150 | CSEL | SLUDGE COMPARTENT OUTLET | ASME B36.10M | 1000 | PN10 | 50000 | 0 | 50000 | 168.3 | 7.11 | FUSION BONDED EPOXY LINED |  |  | 38 | 20 | 20 | 20 | 100
0010299570 | AT_PROCESS | WST02-204-DC-00107-25-CSEL | C4B | 131242-WST02-DR-P-6012.dgn | WST02 | 204 | DC | 00107 |  | 25 | CSEL | DISCHARGE TRANSFER P A DISCHARGE PIT ISOLATION | ASME B36.10M | 1000 | PN10 | 0 | 0 | 0 | 33.4 | 3.38 | FUSION BONDED EPOXY LINED |  |  | 38 | 259 | 216 | 284 | 500
0010324628 | AT_PROCESS | WST02-204-DC-00108-125-CSEL | C4B | 131242-WST02-DR-P-6012.dgn | WST02 | 204 | DC | 00108 |  | 125 | CSEL | DISCHARGE TRANSFER P A SUCTION | ASME B36.10M | 1000 | PN10 | 212900 | 212900 | 263300 | 141.3 | 6.55 | FUSION BONDED EPOXY LINED |  |  | 38 | 40 | 10 | 45 | 100
0010299606 | AT_PROCESS | WST02-204-DC-00108-300-CSEL | C4B | 131242-WST02-DR-P-6012.dgn | WST02 | 204 | DC | 00108 |  | 300 | CSEL | DISCHARGE TRANSFER P A SUCTION | ASME B36.10M | 1000 | PN10 | 235000 | 106000 | 275000 | 323.8 | 6.35 | FUSION BONDED EPOXY LINED |  |  | 38 | 40 | 10 | 40 | 100
0010299606 | AT_PROCESS | WST02-204-DC-00108-300-CSEL | C4B | 131242-WST02-DR-P-6012.dgn | WST02 | 204 | DC | 00108 |  | 300 | CSEL | DISCHARGE TRANSFER P A SUCTION | ASME B36.10M | 1000 | PN10 | 235000 | 106000 | 275000 | 323.8 | 6.35 | FUSION BONDED EPOXY LINED |  |  | 38 | 40 | 10 | 40 | 100
0010310917 | AT_PROCESS | WST02-204-DC-00109-250-CSEL | C4B | 131242-WST02-DR-P-6012.dgn | WST02 | 204 | DC | 00109 |  | 250 | CSEL | DISCHARGE TRANSFER P A DISCHARGE | ASME B36.10M | 1000 | PN10 | 235000 | 106000 | 275000 | 273 | 6.35 | FUSION BONDED EPOXY LINED |  |  | 38 | 250 | 215 | 474 | 800
0010310917 | AT_PROCESS | WST02-204-DC-00109-250-CSEL | C4B | 131242-WST02-DR-P-6012.dgn | WST02 | 204 | DC | 00109 |  | 250 | CSEL | DISCHARGE TRANSFER P A DISCHARGE | ASME B36.10M | 1000 | PN10 | 235000 | 106000 | 275000 | 273 | 6.35 | FUSION BONDED EPOXY LINED |  |  | 38 | 250 | 215 | 474 | 800
0010299578 | AT_PROCESS | WST02-204-DC-00110-300-CSEL | C4B | 131242-WST02-DR-P-6012.dgn | WST02 | 204 | DC | 00110 |  | 300 | CSEL | DISCHARGE TRANSFER P DISCHARGE HEADER | ASME B36.10M | 1000 | PN10 | 470000 | 106000 | 545000 | 323.8 | 6.35 | FUSION BONDED EPOXY LINED |  |  | 38 | 259 | 216 | 284 | 500
0010299585 | AT_PROCESS | WST02-204-DC-00111-25-CSEL | C4B | 131242-WST02-DR-P-6012.dgn | WST02 | 204 | DC | 00111 |  | 25 | CSEL | DISCHARGE TRANSFER P DISCHARGE HEADER SAMPLING | ASME B36.10M | 1000 | PN10 | 0 | 0 | 0 | 33.4 | 3.38 | FUSION BONDED EPOXY LINED |  |  | 38 | 259 | 216 | 284 | 500
0010298368 | AT_PROCESS | WST02-204-DC-00112-400-CSEL | C4B | 131242-WSW41-DR-P-6001.dgn | WST02 | 204 | DC | 00112 |  | 400 | CSEL | PIPELINE : WST02-204-DC-00112-400-CSEL | ASME B36.10M | 1000 | PN10 | 526700 | 425800 | 606700 | 406.4 | 7.92 | FUSION BONDED EPOXY LINED |  | N/A | 38 | 259 | 216 | 40 | 100
0010298368 | AT_PROCESS | WST02-204-DC-00112-400-CSEL | C4B | 131242-WST02-DR-P-6012.dgn | WST02 | 204 | DC | 00112 |  | 400 | CSEL | PIPELINE : WST02-204-DC-00112-400-CSEL | ASME B36.10M | 1000 | PN10 | 526700 | 425800 | 606700 | 406.4 | 7.92 | FUSION BONDED EPOXY LINED |  | N/A | 38 | 259 | 216 | 40 | 100
0010306303 | AT_PROCESS | WST02-204-DC-00113-150-CSEL | C4B | 131242-WST02-DR-P-6013.dgn | WST02 | 204 | DC | 00113 |  | 150 | CSEL | AMX REACTOR GRANULAR SLUDGE OUTLET HEADER | ASME B36.10M | 1000 | PN10 | 50000 | 0 | 50000 | 168.3 | 7.11 | FUSION BONDED EPOXY LINED |  |  | 38 | 70 | 70 | 72 | 200
0010324622 | AT_PROCESS | WST02-204-DC-00113-300-CSEL | C4B | 131242-WST02-DR-P-6012.dgn | WST02 | 204 | DC | 00113 |  | 300 | CSEL | DC OUTGOING LINE FLOWMETER BYPASS LINE | ASME B36.10M | 1000 | PN10 | 212900 | 212900 | 275000 | 323.8 | 6.35 | FUSION BONDED EPOXY LINED |  |  | 38 | 259 | 216 | 284 | 500
0010299649 | AT_PROCESS | WST02-204-DC-00113-50-CSEL | C4B | 131242-WST02-DR-P-6012.dgn | WST02 | 204 | DC | 00113 |  | 50 | CSEL | DISCHARGE TRANSFER P A DISCHARGE DRAIN | ASME B36.10M | 1000 | PN10 | 0 | 0 | 0 | 60.3 | 3.91 | FUSION BONDED EPOXY LINED |  |  | 38 | 259 | 216 | 284 | 500
0010306313 | AT_PROCESS | WST02-204-DC-00114-150-CSEL | C4B | 131242-WST02-DR-P-6013.dgn | WST02 | 204 | DC | 00114 |  | 150 | CSEL | GRANLUAR SLUDGE OUTLET TO GRANULAR SLUDGE PS | ASME B36.10M | 1000 | PN10 | 55000 | 0 | 55000 | 168.3 | 7.11 | FUSION BONDED EPOXY LINED |  |  | 38 | 70 | 70 | 72 | 200
0010332487 | AT_PROCESS | WST02-204-DC-00114-80-CSEL | C4B | 131242-WST02-DR-P-6012.dgn | WST02 | 204 | DC | 00114 |  | 80 | CSEL | DISCHARGE ARV ISOLATION | ASME B36.10M | 1000 | PN10 | 0 | 0 | 606700 | 88.9 | 5.49 | FUSION BONDED EPOXY LINED |  |  | 38 | 259 | 216 | 284 | 500
0010306316 | AT_PROCESS | WST02-204-DC-00115-150-CSEL | C4B | 131242-WST02-DR-P-6013.dgn | WST02 | 204 | DC | 00115 |  | 150 | CSEL | GRANULAR SLUDGE P A SUCTION | ASME B36.10M | 1000 | PN10 | 27500 | 0 | 27500 | 168.3 | 7.11 | FUSION BONDED EPOXY LINED |  |  | 38 | 70 | 20 | 72 | 200
0010306316 | AT_PROCESS | WST02-204-DC-00115-150-CSEL | C4B | 131242-WST02-DR-P-6013.dgn | WST02 | 204 | DC | 00115 |  | 150 | CSEL | GRANULAR SLUDGE P A SUCTION | ASME B36.10M | 1000 | PN10 | 27500 | 0 | 27500 | 168.3 | 7.11 | FUSION BONDED EPOXY LINED |  |  | 38 | 70 | 20 | 72 | 200
0010306364 | AT_PROCESS | WST02-204-DC-00115A-65-CSEL | C4B | 131242-WST02-DR-P-6013.dgn | WST02 | 204 | DC | 00115 | A | 65 | CSEL | GRANULAR SLUDGE P A DISCHARGE SRV OUTLET | ASME B36.10M | 1000 | PN10 | 0 | 0 | 0 | 73 | 3.05 | FUSION BONDED EPOXY LINED |  |  | 38 | 65 | 0 | 61 | 100
0010306327 | AT_PROCESS | WST02-204-DC-00116-150-CSEL | C4B | 131242-WST02-DR-P-6013.dgn | WST02 | 204 | DC | 00116 |  | 150 | CSEL | GRANULAR SLUDGE P A DISCHARGE | ASME B36.10M | 1000 | PN10 | 27500 | 0 | 27500 | 168.3 | 7.11 | FUSION BONDED EPOXY LINED |  |  | 38 | 86 | 76 | 86 | 200
0010306327 | AT_PROCESS | WST02-204-DC-00116-150-CSEL | C4B | 131242-WST02-DR-P-6013.dgn | WST02 | 204 | DC | 00116 |  | 150 | CSEL | GRANULAR SLUDGE P A DISCHARGE | ASME B36.10M | 1000 | PN10 | 27500 | 0 | 27500 | 168.3 | 7.11 | FUSION BONDED EPOXY LINED |  |  | 38 | 86 | 76 | 86 | 200
0010306367 | AT_PROCESS | WST02-204-DC-00116A-40-CSEL | C4B | 131242-WST02-DR-P-6013.dgn | WST02 | 204 | DC | 00116 | A | 40 | CSEL | GRANULAR SLUDGE P A DISCHARGE SRV INLET | ASME B36.10M | 1000 | PN10 | 0 | 0 | 0 | 48.26 | 3.68 | FUSION BONDED EPOXY LINED |  |  | 38 | 84 | 79 | 241 | 400
0010306319 | AT_PROCESS | WST02-204-DC-00117-50-CSEL | C4B | 131242-WST02-DR-P-6013.dgn | WST02 | 204 | DC | 00117 |  | 50 | CSEL | GRANULAR SLUDGE P A SUCTION DRAIN | ASME B36.10M | 1000 | PN10 | 0 | 0 | 0 | 60.3 | 3.91 | FUSION BONDED EPOXY LINED |  |  | 38 | 0 | 0 | 72 | 200
0010306372 | AT_PROCESS | WST02-204-DC-00118-25-CSEL | C4B | 131242-WST02-DR-P-6013.dgn | WST02 | 204 | DC | 00118 |  | 25 | CSEL | GRANULAR SLUDGE P A DISCHARGE PI ISOLATION | ASME B36.10M | 1000 | PN10 | 0 | 0 | 0 | 33.4 | 3.38 | FUSION BONDED EPOXY LINED |  |  | 38 | 86 | 76 | 86 | 200
0010306375 | AT_PROCESS | WST02-204-DC-00119-25-CSEL | C4B | 131242-WST02-DR-P-6013.dgn | WST02 | 204 | DC | 00119 |  | 25 | CSEL | GRANULAR SLUDGE P A DISCHARGE PIT ISOLATION | ASME B36.10M | 1000 | PN10 | 0 | 0 | 0 | 33.4 | 3.38 | FUSION BONDED EPOXY LINED |  |  | 38 | 86 | 76 | 86 | 200
0010306340 | AT_PROCESS | WST02-204-DC-00120-150-CSEL | C4B | 131242-WST02-DR-P-6013.dgn | WST02 | 204 | DC | 00120 |  | 150 | CSEL | GRANULAR SLUDGE P DISCHARGE HEADER 1 | ASME B36.10M | 1000 | PN10 | 55000 | 0 | 55000 | 168.3 | 7.11 | FUSION BONDED EPOXY LINED |  |  | 38 | 86 | 76 | 86 | 200
0010306339 | AT_PROCESS | WST02-204-DC-00120-50-CSEL | C4B | 131242-WST02-DR-P-6013.dgn | WST02 | 204 | DC | 00120 |  | 50 | CSEL | GRANULAR SLUDGE P DISCHARGE HEADER DRAIN | ASME B36.10M | 1000 | PN10 | 0 | 0 | 0 | 60.3 | 3.91 | FUSION BONDED EPOXY LINED |  |  | 38 | 86 | 76 | 86 | 200
0010306336 | AT_PROCESS | WST02-204-DC-00121-150-CSEL | C4B | 131242-WST02-DR-P-6013.dgn | WST02 | 204 | DC | 00121 |  | 150 | CSEL | GRANULAR SLUDGE TANK INLET | ASME B36.10M | 1000 | PN10 | 20000 | 0 | 20000 | 168.3 | 7.11 | FUSION BONDED EPOXY LINED |  |  | 38 | 86 | 76 | 86 | 200
0010256862 | AT_PROCESS | WST02-204-DC-00122-100-CSEL | C4B | 131242-WST02-DR-P-6013.dgn | WST02 | 204 | DC | 00122 |  | 100 | CSEL | GRANULAR SLUDGE TANK OVERFLOW | ASME B36.10M | 1000 | PN10 | 0 | 0 | 25000 | 114.3 | 6.02 | FUSION BONDED EPOXY LINED |  |  | 38 | 0 | 0 | 0 | 100
0010256862 | AT_PROCESS | WST02-204-DC-00122-100-CSEL | C4B | 131242-WST02-DR-P-6300.dgn | WST02 | 204 | DC | 00122 |  | 100 | CSEL | GRANULAR SLUDGE TANK OVERFLOW | ASME B36.10M | 1000 | PN10 | 0 | 0 | 25000 | 114.3 | 6.02 | FUSION BONDED EPOXY LINED |  |  | 38 | 0 | 0 | 0 | 100
0010300378 | AT_PROCESS | WST02-204-DC-00124-100-CSEL | C4B | 131242-WST02-DR-P-6014.dgn | WST02 | 204 | DC | 00124 |  | 100 | CSEL | PIPELINE : WST02-204-DC-00124-100-CSEL | ASME B36.10M | 1000 | PN10 | 20000 | 0 | 20000 | 114.3 | 6.02 | FUSION BONDED EPOXY LINED |  | N/A | 38 | 55 | 0 | 65 | 100
0010300378 | AT_PROCESS | WST02-204-DC-00124-100-CSEL | C4B | 131242-WST02-DR-P-6013.dgn | WST02 | 204 | DC | 00124 |  | 100 | CSEL | PIPELINE : WST02-204-DC-00124-100-CSEL | ASME B36.10M | 1000 | PN10 | 20000 | 0 | 20000 | 114.3 | 6.02 | FUSION BONDED EPOXY LINED |  | N/A | 38 | 55 | 0 | 65 | 100
0010300314 | AT_PROCESS | WST02-204-DC-00125-100-CSEL | C4B | 131242-WST02-DR-P-6014.dgn | WST02 | 204 | DC | 00125 |  | 100 | CSEL | PIPELINE : WST02-204-DC-00125-100-CSEL | ASME B36.10M | 1000 | PN10 | 0 | 0 | 21500 | 114.3 | 6.02 | FUSION BONDED EPOXY LINED |  | N/A | 38 | 55 | 10 | 65 | 100
0010306344 | AT_PROCESS | WST02-204-DC-00126-150-CSEL | C4B | 131242-WST02-DR-P-6013.dgn | WST02 | 204 | DC | 00126 |  | 150 | CSEL | GRANULAR SLUDGE P DISCHARGE HEADER 2 | ASME B36.10M | 1000 | PN10 | 55000 | 0 | 55000 | 168.3 | 7.11 | FUSION BONDED EPOXY LINED |  |  | 38 | 86 | 76 | 86 | 200
0010300333 | AT_PROCESS | WST02-204-DC-00126-50-CSEL | C4B | 131242-WST02-DR-P-6014.dgn | WST02 | 204 | DC | 00126 |  | 50 | CSEL | PIPELINE : WST02-204-DC-00126-50-CSEL | ASME B36.10M | 1000 | PN10 | 0 | 0 | 0 | 60.3 | 3.91 | FUSION BONDED EPOXY LINED |  | N/A | 38 | 55 | 10 | 65 | 100
0010305927 | AT_PROCESS | WST02-204-DC-00126A-150-CSEL | C4B | 131242-WST02-DR-P-6013.dgn | WST02 | 204 | DC | 00126 | A | 150 | CSEL | PIPELINE : WST02-204-DC-00126A-150-CSEL | ASME B36.10M | 1000 | PN10 | 50000 | 0 | 50000 | 168.3 | 7.11 | FUSION BONDED EPOXY LINED |  | N/A | 38 | 86 | 86 | 86 | 200
0010305927 | AT_PROCESS | WST02-204-DC-00126A-150-CSEL | C4B | 131242-WST02-DR-P-6005.dgn | WST02 | 204 | DC | 00126 | A | 150 | CSEL | PIPELINE : WST02-204-DC-00126A-150-CSEL | ASME B36.10M | 1000 | PN10 | 50000 | 0 | 50000 | 168.3 | 7.11 | FUSION BONDED EPOXY LINED |  | N/A | 38 | 86 | 86 | 86 | 200
0010306346 | AT_PROCESS | WST02-204-DC-00126B-150-CSEL | C4B | 131242-WST02-DR-P-6013.dgn | WST02 | 204 | DC | 00126 | B | 150 | CSEL | AMX REACTOR 2 GRANULAR SLUDGE INLET | ASME B36.10M | 1000 | PN10 | 50000 | 0 | 50000 | 168.3 | 7.11 | FUSION BONDED EPOXY LINED |  |  | 38 | 86 | 86 | 86 | 200
0010306346 | AT_PROCESS | WST02-204-DC-00126B-150-CSEL | C4B | 131242-WST02-DR-P-6006.dgn | WST02 | 204 | DC | 00126 | B | 150 | CSEL | AMX REACTOR 2 GRANULAR SLUDGE INLET | ASME B36.10M | 1000 | PN10 | 50000 | 0 | 50000 | 168.3 | 7.11 | FUSION BONDED EPOXY LINED |  |  | 38 | 86 | 86 | 86 | 200
0010306349 | AT_PROCESS | WST02-204-DC-00126C-150-CSEL | C4B | 131242-WST02-DR-P-6007.dgn | WST02 | 204 | DC | 00126 | C | 150 | CSEL | PIPELINE : WST02-204-DC-00126C-150-CSEL | ASME B36.10M | 1000 | PN10 | 50000 | 0 | 50000 | 168.3 | 7.11 | FUSION BONDED EPOXY LINED |  | N/A | 38 | 86 | 86 | 86 | 200
0010306349 | AT_PROCESS | WST02-204-DC-00126C-150-CSEL | C4B | 131242-WST02-DR-P-6013.dgn | WST02 | 204 | DC | 00126 | C | 150 | CSEL | PIPELINE : WST02-204-DC-00126C-150-CSEL | ASME B36.10M | 1000 | PN10 | 50000 | 0 | 50000 | 168.3 | 7.11 | FUSION BONDED EPOXY LINED |  | N/A | 38 | 86 | 86 | 86 | 200
0010306352 | AT_PROCESS | WST02-204-DC-00126D-150-CSEL | C4B | 131242-WST02-DR-P-6008.dgn | WST02 | 204 | DC | 00126 | D | 150 | CSEL | PIPELINE : WST02-204-DC-00126D-150-CSEL | ASME B36.10M | 1000 | PN10 | 50000 | 0 | 50000 | 168.3 | 7.11 | FUSION BONDED EPOXY LINED |  | N/A | 38 | 86 | 86 | 86 | 200
0010306352 | AT_PROCESS | WST02-204-DC-00126D-150-CSEL | C4B | 131242-WST02-DR-P-6013.dgn | WST02 | 204 | DC | 00126 | D | 150 | CSEL | PIPELINE : WST02-204-DC-00126D-150-CSEL | ASME B36.10M | 1000 | PN10 | 50000 | 0 | 50000 | 168.3 | 7.11 | FUSION BONDED EPOXY LINED |  | N/A | 38 | 86 | 86 | 86 | 200
0010300306 | AT_PROCESS | WST02-204-DC-00127-100-CSEL | C4B | 131242-WST02-DR-P-6014.dgn | WST02 | 204 | DC | 00127 |  | 100 | CSEL | PIPELINE : WST02-204-DC-00127-100-CSEL | ASME B36.10M | 1000 | PN10 | 21500 | 0 | 21500 | 114.3 | 6.02 | FUSION BONDED EPOXY LINED |  | N/A | 38 | 92 | 92 | 92 | 200
0010300344 | AT_PROCESS | WST02-204-DC-00128-25-CSEL | C4B | 131242-WST02-DR-P-6014.dgn | WST02 | 204 | DC | 00128 |  | 25 | CSEL | PIPELINE : WST02-204-DC-00128-25-CSEL | ASME B36.10M | 1000 | PN10 | 0 | 0 | 0 | 33.4 | 3.38 | FUSION BONDED EPOXY LINED |  | N/A | 38 | 86 | 76 | 86 | 200
0010300320 | AT_PROCESS | WST02-204-DC-00129-25-CSEL | C4B | 131242-WST02-DR-P-6014.dgn | WST02 | 204 | DC | 00129 |  | 25 | CSEL | PIPELINE : WST02-204-DC-00129-25-CSEL | ASME B36.10M | 1000 | PN10 | 0 | 0 | 0 | 33.4 | 3.38 | FUSION BONDED EPOXY LINED |  | N/A | 38 | 86 | 76 | 86 | 200
0010300294 | AT_PROCESS | WST02-204-DC-00130-100-CSEL | C4B | 131242-WST02-DR-P-6014.dgn | WST02 | 204 | DC | 00130 |  | 100 | CSEL | PIPELINE : WST02-204-DC-00130-100-CSEL | ASME B36.10M | 1000 | PN10 | 0 | 0 | 21500 | 114.3 | 6.02 | FUSION BONDED EPOXY LINED |  | N/A | 38 | 92 | 92 | 92 | 200
0010300294 | AT_PROCESS | WST02-204-DC-00130-100-CSEL | C4B | 131242-WST02-DR-P-6014.dgn | WST02 | 204 | DC | 00130 |  | 100 | CSEL | PIPELINE : WST02-204-DC-00130-100-CSEL | ASME B36.10M | 1000 | PN10 | 0 | 0 | 21500 | 114.3 | 6.02 | FUSION BONDED EPOXY LINED |  | N/A | 38 | 92 | 92 | 92 | 200
0010300294 | AT_PROCESS | WST02-204-DC-00130-100-CSEL | C4B | 131242-WST02-DR-P-6014.dgn | WST02 | 204 | DC | 00130 |  | 100 | CSEL | PIPELINE : WST02-204-DC-00130-100-CSEL | ASME B36.10M | 1000 | PN10 | 0 | 0 | 21500 | 114.3 | 6.02 | FUSION BONDED EPOXY LINED |  | N/A | 38 | 92 | 92 | 92 | 200
0010300301 | AT_PROCESS | WST02-204-DC-00131-50-CSEL | C4B | 131242-WST02-DR-P-6014.dgn | WST02 | 204 | DC | 00131 |  | 50 | CSEL | PIPELINE : WST02-204-DC-00131-50-CSEL | ASME B36.10M | 1000 | PN10 | 0 | 0 | 0 | 60.3 | 3.91 | FUSION BONDED EPOXY LINED |  | N/A | 38 | 92 | 92 | 92 | 200
0010300404 | AT_PROCESS | WST02-204-DC-00131-80-CSEL | C4B | 131242-WST02-DR-P-6014.dgn | WST02 | 204 | DC | 00131 |  | 80 | CSEL | PIPELINE : WST02-204-DC-00131-80-CSEL | ASME B36.10M | 1000 | PN10 | 0 | 0 | 0 | 88.9 | 5.49 | FUSION BONDED EPOXY LINED |  | N/A | 38 | 84 | 79 | 150 | 300
0010300299 | AT_PROCESS | WST02-204-DC-00132-50-CSEL | C4B | 131242-WST02-DR-P-6014.dgn | WST02 | 204 | DC | 00132 |  | 50 | CSEL | PIPELINE : WST02-204-DC-00132-50-CSEL | ASME B36.10M | 1000 | PN10 | 0 | 0 | 0 | 60.3 | 3.91 | FUSION BONDED EPOXY LINED |  | N/A | 38 | 92 | 92 | 92 | 200
0010300336 | AT_PROCESS | WST02-204-DC-00133-50-CSEL | C4B | 131242-WST02-DR-P-6014.dgn | WST02 | 204 | DC | 00133 |  | 50 | CSEL | PIPELINE : WST02-204-DC-00133-50-CSEL | ASME B36.10M | 1000 | PN10 | 0 | 0 | 0 | 60.3 | 3.91 | FUSION BONDED EPOXY LINED |  | N/A | 38 | 92 | 92 | 92 | 200
0010300348 | AT_PROCESS | WST02-204-DC-00134-50-CSEL | C4B | 131242-WST02-DR-P-6014.dgn | WST02 | 204 | DC | 00134 |  | 50 | CSEL | PIPELINE : WST02-204-DC-00134-50-CSEL | ASME B36.10M | 1000 | PN10 | 0 | 0 | 0 | 60.3 | 3.91 | FUSION BONDED EPOXY LINED |  | N/A | 38 | 65 | 0 | 55 | 100
0010300346 | AT_PROCESS | WST02-204-DC-00135-32-CSEL | C4B | 131242-WST02-DR-P-6014.dgn | WST02 | 204 | DC | 00135 |  | 32 | CSEL | PIPELINE : WST02-204-DC-00135-32-CSEL | ASME B36.10M | 1000 | PN10 | 0 | 0 | 0 | 42.2 | 3.56 | FUSION BONDED EPOXY LINED |  | N/A | 38 | 84 | 79 | 224 | 400
0010306115 | AT_PROCESS | WST02-204-DC-00140-200-CSEL | C4B | 131242-WST02-DR-P-6011.dgn | WST02 | 204 | DC | 00140 |  | 200 | CSEL | PARABOLIC SCREEN 1 INLET | ASME B36.10M | 1000 | PN10 | 132000 | 65000 | 135000 | 219.1 | 6.35 | FUSION BONDED EPOXY LINED |  |  | 38 | 8 | 8 | 8 | 100
0010306111 | AT_PROCESS | WST02-204-DC-00141-300-CSEL | C4B | 131242-WST02-DR-P-6011.dgn | WST02 | 204 | DC | 00141 |  | 300 | CSEL | PARABOLIC SCREEN 1 OUTLET | ASME B36.10M | 1000 | PN10 | 132000 | 65000 | 135000 | 323.8 | 6.35 | FUSION BONDED EPOXY LINED |  |  | 38 | 8 | 8 | 8 | 100
0010307365 | AT_PROCESS | WST02-204-DC-00142-300-CSEL | C4B | 131242-WST02-DR-P-6011.dgn | WST02 | 204 | DC | 00142 |  | 300 | CSEL | SLUDGE COMPARTMENT OVERFLOW | ASME B36.10M | 1000 | PN10 | 0 | 0 | 272500 | 323.8 | 6.35 | FUSION BONDED EPOXY LINED |  |  | 38 | 0 | 0 | 0 | 100
0010307365 | AT_PROCESS | WST02-204-DC-00142-300-CSEL | C4B | 131242-WST02-DR-P-6300.dgn | WST02 | 204 | DC | 00142 |  | 300 | CSEL | SLUDGE COMPARTMENT OVERFLOW | ASME B36.10M | 1000 | PN10 | 0 | 0 | 272500 | 323.8 | 6.35 | FUSION BONDED EPOXY LINED |  |  | 38 | 0 | 0 | 0 | 100
0010307368 | AT_PROCESS | WST02-204-DC-00143-300-CSEL | C4B | 131242-WST02-DR-P-6011.dgn | WST02 | 204 | DC | 00143 |  | 300 | CSEL | SLUDGE COMPARTMENT OVERFLOW | ASME B36.10M | 1000 | PN10 | 0 | 0 | 272500 | 323.8 | 6.35 | FUSION BONDED EPOXY LINED |  |  | 38 | 0 | 0 | 0 | 100
0010307368 | AT_PROCESS | WST02-204-DC-00143-300-CSEL | C4B | 131242-WST02-DR-P-6300.dgn | WST02 | 204 | DC | 00143 |  | 300 | CSEL | SLUDGE COMPARTMENT OVERFLOW | ASME B36.10M | 1000 | PN10 | 0 | 0 | 272500 | 323.8 | 6.35 | FUSION BONDED EPOXY LINED |  |  | 38 | 0 | 0 | 0 | 100
0010306369 | AT_PROCESS | WST02-204-DC-00150-50-CSEL | C4B | 131242-WST02-DR-P-6013.dgn | WST02 | 204 | DC | 00150 |  | 50 | CSEL | GRANULAR SLUDGE P A DISCHARGE DRAIN | ASME B36.10M | 1000 | PN10 | 0 | 0 | 0 | 60.3 | 3.91 | FUSION BONDED EPOXY LINED |  |  | 38 | 86 | 76 | 86 | 200
0010329891 | AT_PROCESS | WST02-204-DC-00170-25-CSEL | C4B | 131242-WST02-DR-P-6012.dgn | WST02 | 204 | DC | 00170 |  | 25 | CSEL | DISCHARGE TRANSFER P A DISCHARGE PI ISOLATION | ASME B36.10M | 1000 | PN10 | 0 | 0 | 0 | 33.4 | 3.38 | FUSION BONDED EPOXY LINED |  |  | 38 | 259 | 216 | 284 | 500
0010306305 | AT_PROCESS | WST02-204-DC-00202-150-CSEL | C4B | 131242-WST02-DR-P-6006.dgn | WST02 | 204 | DC | 00202 |  | 150 | CSEL | AMX REACTOR 2 GRANULAR SLUDGE OUTLET | ASME B36.10M | 1000 | PN10 | 50000 | 0 | 50000 | 168.3 | 7.11 | FUSION BONDED EPOXY LINED |  |  | 38 | 70 | 70 | 72 | 200
0010306305 | AT_PROCESS | WST02-204-DC-00202-150-CSEL | C4B | 131242-WST02-DR-P-6013.dgn | WST02 | 204 | DC | 00202 |  | 150 | CSEL | AMX REACTOR 2 GRANULAR SLUDGE OUTLET | ASME B36.10M | 1000 | PN10 | 50000 | 0 | 50000 | 168.3 | 7.11 | FUSION BONDED EPOXY LINED |  |  | 38 | 70 | 70 | 72 | 200
0010266896 | AT_PROCESS | WST02-204-DC-00202-300-CSEL | C4B | 131242-WST02-DR-P-6300.dgn | WST02 | 204 | DC | 00202 |  | 300 | CSEL | DISCHARGE WET WELL 2 OVERFLOW | ASME B36.10M | 1000 | PN10 | 0 | 0 | 545000 | 323.8 | 6.35 | FUSION BONDED EPOXY LINED |  |  | 36 | 0 | 0 | 0 | 100
0010266896 | AT_PROCESS | WST02-204-DC-00202-300-CSEL | C4B | 131242-WST02-DR-P-6011.dgn | WST02 | 204 | DC | 00202 |  | 300 | CSEL | DISCHARGE WET WELL 2 OVERFLOW | ASME B36.10M | 1000 | PN10 | 0 | 0 | 545000 | 323.8 | 6.35 | FUSION BONDED EPOXY LINED |  |  | 36 | 0 | 0 | 0 | 100
0010332429 | AT_PROCESS | WST02-204-DC-00203-25-SS16 | C4B | 131242-WST02-DR-P-6011.dgn | WST02 | 204 | DC | 00203 |  | 25 | SS16 | EFFLUENT AMMONIA SENSOR INLET 2 | ASME B36.19M | 1000 | PN10 | 300 | 300 | 300 | 33.4 | 3.38 |  |  |  | 38 | 8 | 8 | 8 | 100
0010296719 | AT_PROCESS | WST02-204-DC-00204-400-CSEL | C4B | 131242-WST02-DR-P-6011.dgn | WST02 | 204 | DC | 00204 |  | 400 | CSEL | DISCHARGE WET WELL 2 OUTLET | ASME B36.10M | 1000 | PN10 | 235000 | 106000 | 275000 | 406.4 | 7.92 | FUSION BONDED EPOXY LINED |  |  | 38 | 40 | 10 | 40 | 100
0010296719 | AT_PROCESS | WST02-204-DC-00204-400-CSEL | C4B | 131242-WST02-DR-P-6012.dgn | WST02 | 204 | DC | 00204 |  | 400 | CSEL | DISCHARGE WET WELL 2 OUTLET | ASME B36.10M | 1000 | PN10 | 235000 | 106000 | 275000 | 406.4 | 7.92 | FUSION BONDED EPOXY LINED |  |  | 38 | 40 | 10 | 40 | 100
0010332213 | AT_PROCESS | WST02-204-DC-00205-25-SS16 | C4B | 131242-WST02-DR-P-6012.dgn | WST02 | 204 | DC | 00205 |  | 25 | SS16 | EFFLUENT AMMONIA SENSOR INLET | ASME B36.19M | 1000 | PN10 | 600 | 600 | 600 | 33.4 | 3.38 |  |  |  | 38 | 8 | 8 | 8 | 100
0010332213 | AT_PROCESS | WST02-204-DC-00205-25-SS16 | C4B | 131242-WST02-DR-P-6011.dgn | WST02 | 204 | DC | 00205 |  | 25 | SS16 | EFFLUENT AMMONIA SENSOR INLET | ASME B36.19M | 1000 | PN10 | 600 | 600 | 600 | 33.4 | 3.38 |  |  |  | 38 | 8 | 8 | 8 | 100
0010299574 | AT_PROCESS | WST02-204-DC-00206-50-CSEL | C4B | 131242-WST02-DR-P-6012.dgn | WST02 | 204 | DC | 00206 |  | 50 | CSEL | DISCHARGE TRANSFER P B SUCTION DRAIN | ASME B36.10M | 1000 | PN10 | 0 | 0 | 0 | 60.3 | 3.91 | FUSION BONDED EPOXY LINED |  |  | 38 | 40 | 10 | 40 | 100
0010299558 | AT_PROCESS | WST02-204-DC-00207-25-CSEL | C4B | 131242-WST02-DR-P-6012.dgn | WST02 | 204 | DC | 00207 |  | 25 | CSEL | DISCHARGE TRANSFER P B DISCHARGE PIT ISOLATION | ASME B36.10M | 1000 | PN10 | 0 | 0 | 0 | 33.4 | 3.38 | FUSION BONDED EPOXY LINED |  |  | 38 | 259 | 216 | 284 | 500
0010324940 | AT_PROCESS | WST02-204-DC-00208-125-CSEL | C4B | 131242-WST02-DR-P-6012.dgn | WST02 | 204 | DC | 00208 |  | 125 | CSEL | DISCHARGE TRANSFER P B SUCTION | ASME B36.10M | 1000 | PN10 | 212900 | 212900 | 275000 | 141.3 | 6.55 | FUSION BONDED EPOXY LINED |  |  | 38 | 40 | 10 | 45 | 100
0010299624 | AT_PROCESS | WST02-204-DC-00208-300-CSEL | C4B | 131242-WST02-DR-P-6012.dgn | WST02 | 204 | DC | 00208 |  | 300 | CSEL | DISCHARGE TRANSFER P B SUCTION | ASME B36.10M | 1000 | PN10 | 235000 | 106000 | 275000 | 323.8 | 6.35 | FUSION BONDED EPOXY LINED |  |  | 38 | 40 | 10 | 40 | 100
0010299624 | AT_PROCESS | WST02-204-DC-00208-300-CSEL | C4B | 131242-WST02-DR-P-6012.dgn | WST02 | 204 | DC | 00208 |  | 300 | CSEL | DISCHARGE TRANSFER P B SUCTION | ASME B36.10M | 1000 | PN10 | 235000 | 106000 | 275000 | 323.8 | 6.35 | FUSION BONDED EPOXY LINED |  |  | 38 | 40 | 10 | 40 | 100
0010310926 | AT_PROCESS | WST02-204-DC-00209-250-CSEL | C4B | 131242-WST02-DR-P-6012.dgn | WST02 | 204 | DC | 00209 |  | 250 | CSEL | DISCHARGE TRANSFER P B DISCHARGE | ASME B36.10M | 1000 | PN10 | 235000 | 106000 | 275000 | 273 | 6.35 | FUSION BONDED EPOXY LINED |  |  | 38 | 250 | 215 | 474 | 800
0010310926 | AT_PROCESS | WST02-204-DC-00209-250-CSEL | C4B | 131242-WST02-DR-P-6012.dgn | WST02 | 204 | DC | 00209 |  | 250 | CSEL | DISCHARGE TRANSFER P B DISCHARGE | ASME B36.10M | 1000 | PN10 | 235000 | 106000 | 275000 | 273 | 6.35 | FUSION BONDED EPOXY LINED |  |  | 38 | 250 | 215 | 474 | 800
0010299648 | AT_PROCESS | WST02-204-DC-00213-50-CSEL | C4B | 131242-WST02-DR-P-6012.dgn | WST02 | 204 | DC | 00213 |  | 50 | CSEL | DISCHARGE TRANSFER P B DISCHARGE DRAIN | ASME B36.10M | 1000 | PN10 | 0 | 0 | 0 | 60.3 | 3.91 | FUSION BONDED EPOXY LINED |  |  | 38 | 259 | 216 | 284 | 500
0010306321 | AT_PROCESS | WST02-204-DC-00215-150-CSEL | C4B | 131242-WST02-DR-P-6013.dgn | WST02 | 204 | DC | 00215 |  | 150 | CSEL | GRANULAR SLUDGE P B SUCTION | ASME B36.10M | 1000 | PN10 | 27500 | 0 | 27500 | 168.3 | 7.11 | FUSION BONDED EPOXY LINED |  |  | 38 | 70 | 70 | 72 | 200
0010306321 | AT_PROCESS | WST02-204-DC-00215-150-CSEL | C4B | 131242-WST02-DR-P-6013.dgn | WST02 | 204 | DC | 00215 |  | 150 | CSEL | GRANULAR SLUDGE P B SUCTION | ASME B36.10M | 1000 | PN10 | 27500 | 0 | 27500 | 168.3 | 7.11 | FUSION BONDED EPOXY LINED |  |  | 38 | 70 | 70 | 72 | 200
0010306381 | AT_PROCESS | WST02-204-DC-00215A-65-CSEL | C4B | 131242-WST02-DR-P-6013.dgn | WST02 | 204 | DC | 00215 | A | 65 | CSEL | GRANULAR SLUDGE P B DISCHARGE SRV OUTLET | ASME B36.10M | 1000 | PN10 | 0 | 0 | 0 | 73 | 3.05 | FUSION BONDED EPOXY LINED |  |  | 38 | 65 | 0 | 61 | 100
0010306330 | AT_PROCESS | WST02-204-DC-00216-150-CSEL | C4B | 131242-WST02-DR-P-6013.dgn | WST02 | 204 | DC | 00216 |  | 150 | CSEL | GRANULAR SLUDGE P B DISCHARGE | ASME B36.10M | 1000 | PN10 | 27500 | 0 | 27500 | 168.3 | 7.11 | FUSION BONDED EPOXY LINED |  |  | 38 | 86 | 76 | 86 | 200
0010306330 | AT_PROCESS | WST02-204-DC-00216-150-CSEL | C4B | 131242-WST02-DR-P-6013.dgn | WST02 | 204 | DC | 00216 |  | 150 | CSEL | GRANULAR SLUDGE P B DISCHARGE | ASME B36.10M | 1000 | PN10 | 27500 | 0 | 27500 | 168.3 | 7.11 | FUSION BONDED EPOXY LINED |  |  | 38 | 86 | 76 | 86 | 200
0010306384 | AT_PROCESS | WST02-204-DC-00216A-40-CSEL | C4B | 131242-WST02-DR-P-6013.dgn | WST02 | 204 | DC | 00216 | A | 40 | CSEL | GRANULAR SLUDGE P B DISCHARGE SRV INLET | ASME B36.10M | 1000 | PN10 | 0 | 0 | 0 | 48.26 | 3.68 | FUSION BONDED EPOXY LINED |  |  | 38 | 84 | 79 | 241 | 400
0010306378 | AT_PROCESS | WST02-204-DC-00217-50-CSEL | C4B | 131242-WST02-DR-P-6013.dgn | WST02 | 204 | DC | 00217 |  | 50 | CSEL | GRANULAR SLUDGE P B SUCTION DRAIN | ASME B36.10M | 1000 | PN10 | 0 | 0 | 0 | 60.3 | 3.91 | FUSION BONDED EPOXY LINED |  |  | 38 | 0 | 0 | 72 | 200
0010306389 | AT_PROCESS | WST02-204-DC-00218-25-CSEL | C4B | 131242-WST02-DR-P-6013.dgn | WST02 | 204 | DC | 00218 |  | 25 | CSEL | GRANULAR SLUDGE P B DISCHARGE PI ISOLATION | ASME B36.10M | 1000 | PN10 | 0 | 0 | 0 | 33.4 | 3.38 | FUSION BONDED EPOXY LINED |  |  | 38 | 86 | 76 | 86 | 200
0010306392 | AT_PROCESS | WST02-204-DC-00219-25-CSEL | C4B | 131242-WST02-DR-P-6013.dgn | WST02 | 204 | DC | 00219 |  | 25 | CSEL | GRANULAR SLUDGE P B DISCHARGE PIT ISOLATION | ASME B36.10M | 1000 | PN10 | 0 | 0 | 0 | 33.4 | 3.38 | FUSION BONDED EPOXY LINED |  |  | 38 | 86 | 76 | 86 | 200
0010300312 | AT_PROCESS | WST02-204-DC-00225-100-CSEL | C4B | 131242-WST02-DR-P-6014.dgn | WST02 | 204 | DC | 00225 |  | 100 | CSEL | PIPELINE : WST02-204-DC-00225-100-CSEL | ASME B36.10M | 1000 | PN10 | 0 | 0 | 21500 | 114.3 | 6.02 | FUSION BONDED EPOXY LINED |  | N/A | 38 | 55 | 10 | 65 | 100
0010300316 | AT_PROCESS | WST02-204-DC-00226-50-CSEL | C4B | 131242-WST02-DR-P-6014.dgn | WST02 | 204 | DC | 00226 |  | 50 | CSEL | PIPELINE : WST02-204-DC-00226-50-CSEL | ASME B36.10M | 1000 | PN10 | 0 | 0 | 0 | 60.3 | 3.91 | FUSION BONDED EPOXY LINED |  | N/A | 38 | 55 | 10 | 65 | 100
0010300327 | AT_PROCESS | WST02-204-DC-00227-100-CSEL | C4B | 131242-WST02-DR-P-6014.dgn | WST02 | 204 | DC | 00227 |  | 100 | CSEL | PIPELINE : WST02-204-DC-00227-100-CSEL | ASME B36.10M | 1000 | PN10 | 21500 | 0 | 21500 | 114.3 | 6.02 | FUSION BONDED EPOXY LINED |  | N/A | 38 | 92 | 92 | 92 | 200
0010300367 | AT_PROCESS | WST02-204-DC-00228-25-CSEL | C4B | 131242-WST02-DR-P-6014.dgn | WST02 | 204 | DC | 00228 |  | 25 | CSEL | PIPELINE : WST02-204-DC-00228-25-CSEL | ASME B36.10M | 1000 | PN10 | 0 | 0 | 0 | 33.4 | 3.38 | FUSION BONDED EPOXY LINED |  | N/A | 38 | 86 | 76 | 86 | 200
0010300363 | AT_PROCESS | WST02-204-DC-00229-25-CSEL | C4B | 131242-WST02-DR-P-6014.dgn | WST02 | 204 | DC | 00229 |  | 25 | CSEL | PIPELINE : WST02-204-DC-00229-25-CSEL | ASME B36.10M | 1000 | PN10 | 0 | 0 | 0 | 33.4 | 3.38 | FUSION BONDED EPOXY LINED |  | N/A | 38 | 86 | 76 | 86 | 200
0010300376 | AT_PROCESS | WST02-204-DC-00233-50-CSEL | C4B | 131242-WST02-DR-P-6014.dgn | WST02 | 204 | DC | 00233 |  | 50 | CSEL | PIPELINE : WST02-204-DC-00233-50-CSEL | ASME B36.10M | 1000 | PN10 | 0 | 0 | 0 | 60.3 | 3.91 | FUSION BONDED EPOXY LINED |  | N/A | 38 | 92 | 92 | 92 | 200
0010300340 | AT_PROCESS | WST02-204-DC-00234-50-CSEL | C4B | 131242-WST02-DR-P-6014.dgn | WST02 | 204 | DC | 00234 |  | 50 | CSEL | PIPELINE : WST02-204-DC-00234-50-CSEL | ASME B36.10M | 1000 | PN10 | 0 | 0 | 0 | 60.3 | 3.91 | FUSION BONDED EPOXY LINED |  | N/A | 38 | 65 | 0 | 55 | 100
0010300325 | AT_PROCESS | WST02-204-DC-00235-32-CSEL | C4B | 131242-WST02-DR-P-6014.dgn | WST02 | 204 | DC | 00235 |  | 32 | CSEL | PIPELINE : WST02-204-DC-00235-32-CSEL | ASME B36.10M | 1000 | PN10 | 0 | 0 | 0 | 42.2 | 3.56 | FUSION BONDED EPOXY LINED |  | N/A | 38 | 84 | 79 | 224 | 400
0010306117 | AT_PROCESS | WST02-204-DC-00240-200-CSEL | C4B | 131242-WST02-DR-P-6011.dgn | WST02 | 204 | DC | 00240 |  | 200 | CSEL | PARABOLIC SCREEN 2 INLET | ASME B36.10M | 1000 | PN10 | 132000 | 65000 | 135000 | 219.1 | 6.35 | FUSION BONDED EPOXY LINED |  |  | 38 | 8 | 8 | 8 | 100
0010306113 | AT_PROCESS | WST02-204-DC-00241-300-CSEL | C4B | 131242-WST02-DR-P-6011.dgn | WST02 | 204 | DC | 00241 |  | 300 | CSEL | PARABOLIC SCREEN 2 OUTLET | ASME B36.10M | 1000 | PN10 | 132000 | 65000 | 135000 | 323.8 | 6.35 | FUSION BONDED EPOXY LINED |  |  | 38 | 8 | 8 | 8 | 100
0010306386 | AT_PROCESS | WST02-204-DC-00250-50-CSEL | C4B | 131242-WST02-DR-P-6013.dgn | WST02 | 204 | DC | 00250 |  | 50 | CSEL | GRANULAR SLUDGE P B DISCHARGE DRAIN | ASME B36.10M | 1000 | PN10 | 0 | 0 | 0 | 60.3 | 3.91 | FUSION BONDED EPOXY LINED |  |  | 38 | 86 | 76 | 86 | 200
0010329893 | AT_PROCESS | WST02-204-DC-00270-25-CSEL | C4B | 131242-WST02-DR-P-6012.dgn | WST02 | 204 | DC | 00270 |  | 25 | CSEL | DISCHARGE TRANSFER P B DISCHARGE PI ISOLATION | ASME B36.10M | 1000 | PN10 | 0 | 0 | 0 | 33.4 | 3.38 | FUSION BONDED EPOXY LINED |  |  | 38 | 259 | 216 | 284 | 500
0010306307 | AT_PROCESS | WST02-204-DC-00302-150-CSEL | C4B | 131242-WST02-DR-P-6013.dgn | WST02 | 204 | DC | 00302 |  | 150 | CSEL | PIPELINE : WST02-204-DC-00302-150-CSEL | ASME B36.10M | 1000 | PN10 | 50000 | 0 | 50000 | 168.3 | 7.11 | FUSION BONDED EPOXY LINED |  | N/A | 38 | 72 | 22 | 72 | 200
0010306307 | AT_PROCESS | WST02-204-DC-00302-150-CSEL | C4B | 131242-WST02-DR-P-6007.dgn | WST02 | 204 | DC | 00302 |  | 150 | CSEL | PIPELINE : WST02-204-DC-00302-150-CSEL | ASME B36.10M | 1000 | PN10 | 50000 | 0 | 50000 | 168.3 | 7.11 | FUSION BONDED EPOXY LINED |  | N/A | 38 | 72 | 22 | 72 | 200
0010299561 | AT_PROCESS | WST02-204-DC-00306-50-CSEL | C4B | 131242-WST02-DR-P-6012.dgn | WST02 | 204 | DC | 00306 |  | 50 | CSEL | DISCHARGE TRANSFER P C SUCTION DRAIN | ASME B36.10M | 1000 | PN10 | 0 | 0 | 0 | 60.3 | 3.91 | FUSION BONDED EPOXY LINED |  |  | 38 | 40 | 10 | 40 | 100
0010299571 | AT_PROCESS | WST02-204-DC-00307-25-CSEL | C4B | 131242-WST02-DR-P-6012.dgn | WST02 | 204 | DC | 00307 |  | 25 | CSEL | DISCHARGE TRANSFER P C DISCHARGE PIT ISOLATION | ASME B36.10M | 1000 | PN10 | 0 | 0 | 0 | 33.4 | 3.38 | FUSION BONDED EPOXY LINED |  |  | 38 | 259 | 216 | 284 | 500
0010324945 | AT_PROCESS | WST02-204-DC-00308-125-CSEL | C4B | 131242-WST02-DR-P-6012.dgn | WST02 | 204 | DC | 00308 |  | 125 | CSEL | DISCHARGE TRANSFER P C SUCTION | ASME B36.10M | 1000 | PN10 | 212900 | 212900 | 263300 | 141.3 | 6.55 | FUSION BONDED EPOXY LINED |  |  | 38 | 40 | 10 | 45 | 100
0010299563 | AT_PROCESS | WST02-204-DC-00308-300-CSEL | C4B | 131242-WST02-DR-P-6012.dgn | WST02 | 204 | DC | 00308 |  | 300 | CSEL | DISCHARGE TRANSFER P C SUCTION | ASME B36.10M | 1000 | PN10 | 235000 | 106000 | 275000 | 323.8 | 6.35 | FUSION BONDED EPOXY LINED |  |  | 38 | 40 | 10 | 40 | 100
0010299563 | AT_PROCESS | WST02-204-DC-00308-300-CSEL | C4B | 131242-WST02-DR-P-6012.dgn | WST02 | 204 | DC | 00308 |  | 300 | CSEL | DISCHARGE TRANSFER P C SUCTION | ASME B36.10M | 1000 | PN10 | 235000 | 106000 | 275000 | 323.8 | 6.35 | FUSION BONDED EPOXY LINED |  |  | 38 | 40 | 10 | 40 | 100
0010310924 | AT_PROCESS | WST02-204-DC-00309-250-CSEL | C4B | 131242-WST02-DR-P-6012.dgn | WST02 | 204 | DC | 00309 |  | 250 | CSEL | DISCHARGE TRANSFER P C DISCHARGE | ASME B36.10M | 1000 | PN10 | 235000 | 106000 | 275000 | 273 | 6.35 | FUSION BONDED EPOXY LINED |  |  | 38 | 250 | 215 | 474 | 800
0010310924 | AT_PROCESS | WST02-204-DC-00309-250-CSEL | C4B | 131242-WST02-DR-P-6012.dgn | WST02 | 204 | DC | 00309 |  | 250 | CSEL | DISCHARGE TRANSFER P C DISCHARGE | ASME B36.10M | 1000 | PN10 | 235000 | 106000 | 275000 | 273 | 6.35 | FUSION BONDED EPOXY LINED |  |  | 38 | 250 | 215 | 474 | 800
0010299600 | AT_PROCESS | WST02-204-DC-00313-50-CSEL | C4B | 131242-WST02-DR-P-6012.dgn | WST02 | 204 | DC | 00313 |  | 50 | CSEL | DISCHARGE TRANSFER P C DISCHARGE DRAIN | ASME B36.10M | 1000 | PN10 | 0 | 0 | 0 | 60.3 | 3.91 | FUSION BONDED EPOXY LINED |  |  | 38 | 259 | 216 | 284 | 500
0010306324 | AT_PROCESS | WST02-204-DC-00315-150-CSEL | C4B | 131242-WST02-DR-P-6013.dgn | WST02 | 204 | DC | 00315 |  | 150 | CSEL | GRANULAR SLUDGE P C SUCTION | ASME B36.10M | 1000 | PN10 | 27500 | 0 | 27500 | 168.3 | 7.11 | FUSION BONDED EPOXY LINED |  |  | 38 | 70 | 70 | 72 | 200
0010306324 | AT_PROCESS | WST02-204-DC-00315-150-CSEL | C4B | 131242-WST02-DR-P-6013.dgn | WST02 | 204 | DC | 00315 |  | 150 | CSEL | GRANULAR SLUDGE P C SUCTION | ASME B36.10M | 1000 | PN10 | 27500 | 0 | 27500 | 168.3 | 7.11 | FUSION BONDED EPOXY LINED |  |  | 38 | 70 | 70 | 72 | 200
0010306398 | AT_PROCESS | WST02-204-DC-00315A-65-CSEL | C4B | 131242-WST02-DR-P-6013.dgn | WST02 | 204 | DC | 00315 | A | 65 | CSEL | GRANULAR SLUDGE P C DISCHARGE SRV OUTLET | ASME B36.10M | 1000 | PN10 | 0 | 0 | 0 | 73 | 3.05 | FUSION BONDED EPOXY LINED |  |  | 38 | 65 | 0 | 61 | 100
0010306333 | AT_PROCESS | WST02-204-DC-00316-150-CSEL | C4B | 131242-WST02-DR-P-6013.dgn | WST02 | 204 | DC | 00316 |  | 150 | CSEL | GRANULAR SLUDGE P C DISCHARGE | ASME B36.10M | 1000 | PN10 | 27500 | 0 | 27500 | 168.3 | 7.11 | FUSION BONDED EPOXY LINED |  |  | 38 | 86 | 76 | 86 | 200
0010306333 | AT_PROCESS | WST02-204-DC-00316-150-CSEL | C4B | 131242-WST02-DR-P-6013.dgn | WST02 | 204 | DC | 00316 |  | 150 | CSEL | GRANULAR SLUDGE P C DISCHARGE | ASME B36.10M | 1000 | PN10 | 27500 | 0 | 27500 | 168.3 | 7.11 | FUSION BONDED EPOXY LINED |  |  | 38 | 86 | 76 | 86 | 200
0010306401 | AT_PROCESS | WST02-204-DC-00316A-40-CSEL | C4B | 131242-WST02-DR-P-6013.dgn | WST02 | 204 | DC | 00316 | A | 40 | CSEL | GRANULAR SLUDGE P C DISCHARGE SRV INLET | ASME B36.10M | 1000 | PN10 | 0 | 0 | 0 | 48.26 | 3.68 | FUSION BONDED EPOXY LINED |  |  | 38 | 84 | 79 | 241 | 400
0010306395 | AT_PROCESS | WST02-204-DC-00317-50-CSEL | C4B | 131242-WST02-DR-P-6013.dgn | WST02 | 204 | DC | 00317 |  | 50 | CSEL | GRANULAR SLUDGE P C SUCTION DRAIN | ASME B36.10M | 1000 | PN10 | 0 | 0 | 0 | 60.3 | 3.91 | FUSION BONDED EPOXY LINED |  |  | 38 | 0 | 0 | 72 | 200
0010306406 | AT_PROCESS | WST02-204-DC-00318-25-CSEL | C4B | 131242-WST02-DR-P-6013.dgn | WST02 | 204 | DC | 00318 |  | 25 | CSEL | GRANULAR SLUDGE P C DISCHARGE PI ISOLATION | ASME B36.10M | 1000 | PN10 | 0 | 0 | 0 | 33.4 | 3.38 | FUSION BONDED EPOXY LINED |  |  | 38 | 86 | 76 | 86 | 200
0010306409 | AT_PROCESS | WST02-204-DC-00319-25-CSEL | C4B | 131242-WST02-DR-P-6013.dgn | WST02 | 204 | DC | 00319 |  | 25 | CSEL | GRANULAR SLUDGE P C DISCHARGE PIT ISOLATION | ASME B36.10M | 1000 | PN10 | 0 | 0 | 0 | 33.4 | 3.38 | FUSION BONDED EPOXY LINED |  |  | 38 | 86 | 76 | 86 | 200
0010306204 | AT_PROCESS | WST02-204-DC-00340-200-CSEL | C4B | 131242-WST02-DR-P-6011.dgn | WST02 | 204 | DC | 00340 |  | 200 | CSEL | PARABOLIC SCREEN 3 INLET | ASME B36.10M | 1000 | PN10 | 132000 | 65000 | 135000 | 219.1 | 6.35 | FUSION BONDED EPOXY LINED |  |  | 38 | 8 | 8 | 8 | 100
0010306181 | AT_PROCESS | WST02-204-DC-00341-300-CSEL | C4B | 131242-WST02-DR-P-6011.dgn | WST02 | 204 | DC | 00341 |  | 300 | CSEL | PARABOLIC SCREEN 3 OUTLET | ASME B36.10M | 1000 | PN10 | 132000 | 65000 | 135000 | 323.8 | 6.35 | FUSION BONDED EPOXY LINED |  |  | 38 | 8 | 8 | 8 | 100
0010306403 | AT_PROCESS | WST02-204-DC-00350-50-CSEL | C4B | 131242-WST02-DR-P-6013.dgn | WST02 | 204 | DC | 00350 |  | 50 | CSEL | GRANULAR SLUDGE P C DISCHARGE DRAIN | ASME B36.10M | 1000 | PN10 | 0 | 0 | 0 | 60.3 | 3.91 | FUSION BONDED EPOXY LINED |  |  | 38 | 86 | 76 | 86 | 200
0010329889 | AT_PROCESS | WST02-204-DC-00370-25-CSEL | C4B | 131242-WST02-DR-P-6012.dgn | WST02 | 204 | DC | 00370 |  | 25 | CSEL | DISCHARGE TRANSFER P C DISCHARGE PI ISOLATION | ASME B36.10M | 1000 | PN10 | 0 | 0 | 0 | 33.4 | 3.38 | FUSION BONDED EPOXY LINED |  |  | 38 | 259 | 216 | 284 | 500
0010296985 | AT_PROCESS | WST02-204-DC-00402-150-CSEL | C4B | 131242-WST02-DR-P-6008.dgn | WST02 | 204 | DC | 00402 |  | 150 | CSEL | PIPELINE : WST02-204-DC-00402-150-CSEL | ASME B36.10M | 1000 | PN10 | 50000 | 0 | 50000 | 168.3 | 7.11 | FUSION BONDED EPOXY LINED |  | N/A | 38 | 70 | 70 | 72 | 200
0010296985 | AT_PROCESS | WST02-204-DC-00402-150-CSEL | C4B | 131242-WST02-DR-P-6013.dgn | WST02 | 204 | DC | 00402 |  | 150 | CSEL | PIPELINE : WST02-204-DC-00402-150-CSEL | ASME B36.10M | 1000 | PN10 | 50000 | 0 | 50000 | 168.3 | 7.11 | FUSION BONDED EPOXY LINED |  | N/A | 38 | 70 | 70 | 72 | 200
0010306149 | AT_PROCESS | WST02-204-DC-00440-200-CSEL | C4B | 131242-WST02-DR-P-6011.dgn | WST02 | 204 | DC | 00440 |  | 200 | CSEL | PARABOLIC SCREEN 4 INLET | ASME B36.10M | 1000 | PN10 | 132000 | 65000 | 135000 | 219.1 | 6.35 | FUSION BONDED EPOXY LINED |  |  | 38 | 8 | 8 | 8 | 100
0010306158 | AT_PROCESS | WST02-204-DC-00441-300-CSEL | C4B | 131242-WST02-DR-P-6011.dgn | WST02 | 204 | DC | 00441 |  | 300 | CSEL | PARABOLIC SCREEN 4 OUTLET | ASME B36.10M | 1000 | PN10 | 132000 | 65000 | 135000 | 323.8 | 6.35 | FUSION BONDED EPOXY LINED |  |  | 38 | 8 | 8 | 8 | 100
0010306139 | AT_PROCESS | WST02-204-G2D-00144-25-SS16 | C4B | 131242-WST02-DR-P-6011.dgn | WST02 | 204 | G2D | 00144 |  | 25 | SS16 | PARABOLIC SCREEN 1 FLUSH | ASME B36.19M | 1000 | PN10 | 2200 | 0 | 2200 | 33.4 | 3.38 |  |  |  | 28 | 528 | 528 | 528 | 800
0010334949 | AT_PROCESS | WST02-204-G2D-00146-50-SS16 | C4B | 131242-WST02-DR-P-6011.dgn | WST02 | 204 | G2D | 00146 |  | 50 | SS16 | G2D TO DISCHARGE WET WELL HOSE POINT | ASME B36.19M | 1000 | PN10 | 15000 | 0 | 15000 | 60.3 | 3.91 |  |  |  | 28 | 528 | 528 | 528 | 800
0010306216 | AT_PROCESS | WST02-204-G2D-00244-25-SS16 | C4B | 131242-WST02-DR-P-6011.dgn | WST02 | 204 | G2D | 00244 |  | 25 | SS16 | PARABOLIC SCREEN 2 FLUSH | ASME B36.19M | 1000 | PN10 | 2200 | 0 | 2200 | 33.4 | 3.38 |  |  |  | 28 | 528 | 528 | 528 | 800
0010306144 | AT_PROCESS | WST02-204-G2D-00344-25-SS16 | C4B | 131242-WST02-DR-P-6011.dgn | WST02 | 204 | G2D | 00344 |  | 25 | SS16 | PARABOLIC SCREEN 3 FLUSH | ASME B36.19M | 1000 | PN10 | 2200 | 0 | 2200 | 33.4 | 3.38 |  |  |  | 28 | 528 | 528 | 528 | 800
0010306168 | AT_PROCESS | WST02-204-G2D-00444-25-SS16 | C4B | 131242-WST02-DR-P-6011.dgn | WST02 | 204 | G2D | 00444 |  | 25 | SS16 | PARABOLIC SCREEN 4 FLUSH | ASME B36.19M | 1000 | PN10 | 2200 | 0 | 2200 | 33.4 | 3.38 |  |  |  | 28 | 528 | 528 | 528 | 800
0010296625 | AT_PROCESS | WST02-400-ASC-00005-32-HDPE | C4B | 131242-WST02-DR-P-6020.dgn | WST02 | 400 | ASC | 00005 |  | 32 | HDPE | PIPELINE : WST02-400-ASC-00005-32-HDPE | ASTM F441 | 1000 | PN10 | 0 | 0 | 20 | 32 | 4 | N/A |  | N/A | 30 | 0 | 0 | 0 | 100
0010296623 | AT_PROCESS | WST02-400-ASC-00006-32-HDPE | C4B | 131242-WST02-DR-P-6020.dgn | WST02 | 400 | ASC | 00006 |  | 32 | HDPE | PIPELINE : WST02-400-ASC-00006-32-HDPE | ASTM F441 | 1000 | PN10 | 0 | 0 | 20 | 32 | 4 | N/A |  | N/A | 30 | 0 | 0 | 0 | 100
0010335594 | AT_PROCESS | WST02-400-ASC-00009-32-HDPE | C4B | 131242-WST02-DR-P-6020.dgn | WST02 | 400 | ASC | 00009 |  | 32 | HDPE | PIPELINE : WST02-400-ASC-00009-32-HDPE | BS EN 12201 | 1000 | PN10 | 0 | 0 | 0 | 32 | 4 | N/A |  | N/A | 30 | 0 | 0 | 0 | 100
0010296542 | AT_PROCESS | WST02-400-ASC-00150-50-CPVC | C4B | 131242-WST02-DR-P-6020.dgn | WST02 | 400 | ASC | 00150 |  | 50 | CPVC | PIPELINE : WST02-400-ASC-00150-50-CPVC | ASTM F441 | 1000 | PN10 | 10.6 | 2 | 40 | 60.3 | 5.54 | N/A |  | N/A | 30 | 10 | 1 | 20 | 100
0010296596 | AT_PROCESS | WST02-400-ASC-00151-15-CPVC | C4B | 131242-WST02-DR-P-6020.dgn | WST02 | 400 | ASC | 00151 |  | 15 | CPVC | PIPELINE : WST02-400-ASC-00151-15-CPVC | ASTM F441 | 1000 | PN10 | 0 | 0 | 0 | 21.3 | 3.73 | N/A |  | N/A | 30 | 10 | 1 | 20 | 100
0010296572 | AT_PROCESS | WST02-400-ASC-00152-15-CPVC | C4B | 131242-WST02-DR-P-6020.dgn | WST02 | 400 | ASC | 00152 |  | 15 | CPVC | PIPELINE : WST02-400-ASC-00152-15-CPVC | ASTM F441 | 1000 | PN10 | 0 | 0 | 0 | 21.3 | 3.73 | N/A |  | N/A | 30 | 10 | 1 | 20 | 100
0010296658 | AT_PROCESS | WST02-400-ASC-00153-50-CPVC | C4B | 131242-WST02-DR-P-6020.dgn | WST02 | 400 | ASC | 00153 |  | 50 | CPVC | PIPELINE : WST02-400-ASC-00153-50-CPVC | ASTM F441 | 1000 | PN10 | 10.6 | 2 | 40 | 60.3 | 5.54 | N/A |  | N/A | 30 | 10 | 1 | 20 | 100
0010296532 | AT_PROCESS | WST02-400-ASC-00154-50-CPVC | C4B | 131242-WST02-DR-P-6020.dgn | WST02 | 400 | ASC | 00154 |  | 50 | CPVC | PIPELINE : WST02-400-ASC-00154-50-CPVC | ASTM F441 | 1000 | PN10 | 10.6 | 2 | 40 | 60.3 | 5.54 | N/A |  | N/A | 30 | 10 | 1 | 20 | 100
0010296525 | AT_PROCESS | WST02-400-ASC-00160-15-CPVC | C4B | 131242-WST02-DR-P-6020.dgn | WST02 | 400 | ASC | 00160 |  | 15 | CPVC | PIPELINE : WST02-400-ASC-00160-15-CPVC | ASTM F441 | 1000 | PN10 | 5.3 | 1 | 20 | 21.3 | 3.73 | N/A |  | N/A | 30 | 10 | 1 | 20 | 100
0010296525 | AT_PROCESS | WST02-400-ASC-00160-15-CPVC | C4B | 131242-WST02-DR-P-6020.dgn | WST02 | 400 | ASC | 00160 |  | 15 | CPVC | PIPELINE : WST02-400-ASC-00160-15-CPVC | ASTM F441 | 1000 | PN10 | 5.3 | 1 | 20 | 21.3 | 3.73 | N/A |  | N/A | 30 | 10 | 1 | 20 | 100
0010296629 | AT_PROCESS | WST02-400-ASC-00161-15-CPVC | C4B | 131242-WST02-DR-P-6020.dgn | WST02 | 400 | ASC | 00161 |  | 15 | CPVC | PIPELINE : WST02-400-ASC-00161-15-CPVC | ASTM F441 | 1000 | PN10 | 0 | 0 | 0 | 21.3 | 3.73 | N/A |  | N/A | 30 | 10 | 1 | 20 | 100
0010296639 | AT_PROCESS | WST02-400-ASC-00162-15-CPVC | C4B | 131242-WST02-DR-P-6020.dgn | WST02 | 400 | ASC | 00162 |  | 15 | CPVC | PIPELINE : WST02-400-ASC-00162-15-CPVC | ASTM F441 | 1000 | PN10 | 0 | 0 | 0 | 21.3 | 3.73 | N/A |  | N/A | 30 | 10 | 1 | 20 | 100
0010292704 | AT_PROCESS | WST02-400-ASC-00163-15-CPVC | C4B | 131242-WST02-DR-P-6000.dgn | WST02 | 400 | ASC | 00163 |  | 15 | CPVC | PIPELINE : WST02-400-ASC-00163-15-CPVC | ASTM F441 | 1000 | PN10 | 5.3 | 1 | 20 | 21.3 | 3.73 | N/A |  | N/A | 30 | 130 | 120 | 176 | 300
0010292704 | AT_PROCESS | WST02-400-ASC-00163-15-CPVC | C4B | 131242-WST02-DR-P-6020.dgn | WST02 | 400 | ASC | 00163 |  | 15 | CPVC | PIPELINE : WST02-400-ASC-00163-15-CPVC | ASTM F441 | 1000 | PN10 | 5.3 | 1 | 20 | 21.3 | 3.73 | N/A |  | N/A | 30 | 130 | 120 | 176 | 300
0010292704 | AT_PROCESS | WST02-400-ASC-00163-15-CPVC | C4B | 131242-WST02-DR-P-6000.dgn | WST02 | 400 | ASC | 00163 |  | 15 | CPVC | PIPELINE : WST02-400-ASC-00163-15-CPVC | ASTM F441 | 1000 | PN10 | 5.3 | 1 | 20 | 21.3 | 3.73 | N/A |  | N/A | 30 | 130 | 120 | 176 | 300
0010296565 | AT_PROCESS | WST02-400-ASC-00164-15-CPVC | C4B | 131242-WST02-DR-P-6020.dgn | WST02 | 400 | ASC | 00164 |  | 15 | CPVC | PIPELINE : WST02-400-ASC-00164-15-CPVC | ASTM F441 | 1000 | PN10 | 0 | 0 | 20 | 21.3 | 3.73 | N/A |  | N/A | 30 | 130 | 120 | 176 | 300
0010296522 | AT_PROCESS | WST02-400-ASC-00165-15-CPVC | C4B | 131242-WST02-DR-P-6020.dgn | WST02 | 400 | ASC | 00165 |  | 15 | CPVC | PIPELINE : WST02-400-ASC-00165-15-CPVC | ASTM F441 | 1000 | PN10 | 0 | 0 | 20 | 21.3 | 3.73 | N/A |  | N/A | 30 | 130 | 120 | 176 | 300
0010296604 | AT_PROCESS | WST02-400-ASC-00166-15-CPVC | C4B | 131242-WST02-DR-P-6020.dgn | WST02 | 400 | ASC | 00166 |  | 15 | CPVC | PIPELINE : WST02-400-ASC-00166-15-CPVC | ASTM F441 | 1000 | PN10 | 0 | 0 | 20 | 21.3 | 3.73 | N/A |  | N/A | 30 | 130 | 120 | 176 | 300
0010296591 | AT_PROCESS | WST02-400-ASC-00168-15-CPVC | C4B | 131242-WST02-DR-P-6020.dgn | WST02 | 400 | ASC | 00168 |  | 15 | CPVC | PIPELINE : WST02-400-ASC-00168-15-CPVC | ASTM F441 | 1000 | PN10 | 0 | 0 | 0 | 21.3 | 3.73 | N/A |  | N/A | 30 | 0 | 0 | 0 | 100
0010309483 | AT_PROCESS | WST02-400-ASC-00169-15-CPVC | C4B | 131242-WST02-DR-P-6020.dgn | WST02 | 400 | ASC | 00169 |  | 15 | CPVC | PIPELINE : WST02-400-ASC-00169-15-CPVC | ASTM F441 | 1000 | PN10 | 0 | 0 | 20 | 21.3 | 3.73 | N/A |  | N/A | 30 | 130 | 120 | 176 | 300
0010331396 | AT_PROCESS | WST02-400-ASC-00182-15-CPVC | C4B | 131242-WST02-DR-P-6000.dgn | WST02 | 400 | ASC | 00182 |  | 15 | CPVC | PIPELINE : WST02-400-ASC-00182-15-CPVC | ASTM F441 | 1000 | PN10 | 0 | 0 | 20 | 21.3 | 3.73 | N/A |  | N/A | 30 | 0 | 0 | 0 | 100
0010296554 | AT_PROCESS | WST02-400-ASC-00250-50-CPVC | C4B | 131242-WST02-DR-P-6020.dgn | WST02 | 400 | ASC | 00250 |  | 50 | CPVC | PIPELINE : WST02-400-ASC-00250-50-CPVC | ASTM F441 | 1000 | PN10 | 10.6 | 2 | 20 | 60.3 | 5.54 | N/A |  | N/A | 30 | 10 | 1 | 20 | 100
0010296670 | AT_PROCESS | WST02-400-ASC-00251-15-CPVC | C4B | 131242-WST02-DR-P-6020.dgn | WST02 | 400 | ASC | 00251 |  | 15 | CPVC | PIPELINE : WST02-400-ASC-00251-15-CPVC | ASTM F441 | 1000 | PN10 | 0 | 0 | 0 | 21.3 | 3.73 | N/A |  | N/A | 30 | 10 | 1 | 20 | 100
0010296664 | AT_PROCESS | WST02-400-ASC-00252-15-CPVC | C4B | 131242-WST02-DR-P-6020.dgn | WST02 | 400 | ASC | 00252 |  | 15 | CPVC | PIPELINE : WST02-400-ASC-00252-15-CPVC | ASTM F441 | 1000 | PN10 | 0 | 0 | 0 | 21.3 | 3.73 | N/A |  | N/A | 30 | 10 | 1 | 20 | 100
0010332391 | AT_PROCESS | WST02-400-ASC-00260-15-CPVC | C4B | 131242-WST02-DR-P-6020.dgn | WST02 | 400 | ASC | 00260 |  | 15 | CPVC | PIPELINE : WST02-400-ASC-00260-15-CPVC | ASTM F441 | 1000 | PN10 | 5.3 | 1 | 20 | 21.3 | 3.73 | N/A |  | N/A | 30 | 10 | 1 | 20 | 100
0010296570 | AT_PROCESS | WST02-400-ASC-00261-15-CPVC | C4B | 131242-WST02-DR-P-6020.dgn | WST02 | 400 | ASC | 00261 |  | 15 | CPVC | PIPELINE : WST02-400-ASC-00261-15-CPVC | ASTM F441 | 1000 | PN10 | 0 | 0 | 0 | 21.3 | 3.73 | N/A |  | N/A | 30 | 10 | 1 | 20 | 100
0010296645 | AT_PROCESS | WST02-400-ASC-00262-15-CPVC | C4B | 131242-WST02-DR-P-6020.dgn | WST02 | 400 | ASC | 00262 |  | 15 | CPVC | PIPELINE : WST02-400-ASC-00262-15-CPVC | ASTM F441 | 1000 | PN10 | 0 | 0 | 0 | 21.3 | 3.73 | N/A |  | N/A | 30 | 10 | 1 | 20 | 100
0010292753 | AT_PROCESS | WST02-400-ASC-00263-15-CPVC | C4B | 131242-WST02-DR-P-6020.dgn | WST02 | 400 | ASC | 00263 |  | 15 | CPVC | PIPELINE : WST02-400-ASC-00263-15-CPVC | ASTM F441 | 1000 | PN10 | 5.3 | 1 | 20 | 21.3 | 3.73 | N/A |  | N/A | 30 | 130 | 120 | 176 | 300
0010292753 | AT_PROCESS | WST02-400-ASC-00263-15-CPVC | C4B | 131242-WST02-DR-P-6000.dgn | WST02 | 400 | ASC | 00263 |  | 15 | CPVC | PIPELINE : WST02-400-ASC-00263-15-CPVC | ASTM F441 | 1000 | PN10 | 5.3 | 1 | 20 | 21.3 | 3.73 | N/A |  | N/A | 30 | 130 | 120 | 176 | 300
0010292753 | AT_PROCESS | WST02-400-ASC-00263-15-CPVC | C4B | 131242-WST02-DR-P-6000.dgn | WST02 | 400 | ASC | 00263 |  | 15 | CPVC | PIPELINE : WST02-400-ASC-00263-15-CPVC | ASTM F441 | 1000 | PN10 | 5.3 | 1 | 20 | 21.3 | 3.73 | N/A |  | N/A | 30 | 130 | 120 | 176 | 300
0010296545 | AT_PROCESS | WST02-400-ASC-00264-15-CPVC | C4B | 131242-WST02-DR-P-6020.dgn | WST02 | 400 | ASC | 00264 |  | 15 | CPVC | PIPELINE : WST02-400-ASC-00264-15-CPVC | ASTM F441 | 1000 | PN10 | 0 | 0 | 20 | 21.3 | 3.73 | N/A |  | N/A | 30 | 130 | 120 | 176 | 300
0010296567 | AT_PROCESS | WST02-400-ASC-00265-15-CPVC | C4B | 131242-WST02-DR-P-6020.dgn | WST02 | 400 | ASC | 00265 |  | 15 | CPVC | PIPELINE : WST02-400-ASC-00265-15-CPVC | ASTM F441 | 1000 | PN10 | 0 | 0 | 20 | 21.3 | 3.73 | N/A |  | N/A | 30 | 130 | 120 | 176 | 300
0010296611 | AT_PROCESS | WST02-400-ASC-00266-15-CPVC | C4B | 131242-WST02-DR-P-6020.dgn | WST02 | 400 | ASC | 00266 |  | 15 | CPVC | PIPELINE : WST02-400-ASC-00266-15-CPVC | ASTM F441 | 1000 | PN10 | 0 | 0 | 20 | 21.3 | 3.73 | N/A |  | N/A | 30 | 130 | 120 | 176 | 300
0010296641 | AT_PROCESS | WST02-400-ASC-00268-15-CPVC | C4B | 131242-WST02-DR-P-6020.dgn | WST02 | 400 | ASC | 00268 |  | 15 | CPVC | PIPELINE : WST02-400-ASC-00268-15-CPVC | ASTM F441 | 1000 | PN10 | 0 | 0 | 0 | 21.3 | 3.73 | N/A |  | N/A | 30 | 0 | 0 | 0 | 100
0010309485 | AT_PROCESS | WST02-400-ASC-00269-15-CPVC | C4B | 131242-WST02-DR-P-6020.dgn | WST02 | 400 | ASC | 00269 |  | 15 | CPVC | PIPELINE : WST02-400-ASC-00269-15-CPVC | ASTM F441 | 1000 | PN10 | 0 | 0 | 20 | 21.3 | 3.73 | N/A |  | N/A | 30 | 130 | 120 | 176 | 300
0010331403 | AT_PROCESS | WST02-400-ASC-00282-15-CPVC | C4B | 131242-WST02-DR-P-6000.dgn | WST02 | 400 | ASC | 00282 |  | 15 | CPVC | PIPELINE : WST02-400-ASC-00282-15-CPVC | ASTM F441 | 1000 | PN10 | 0 | 0 | 20 | 21.3 | 3.73 | N/A |  | N/A | 30 | 0 | 0 | 0 | 100
0010332384 | AT_PROCESS | WST02-400-ASC-00360-15-CPVC | C4B | 131242-WST02-DR-P-6020.dgn | WST02 | 400 | ASC | 00360 |  | 15 | CPVC | PIPELINE : WST02-400-ASC-00360-15-CPVC | ASTM F441 | 1000 | PN10 | 5.3 | 1 | 20 | 21.3 | 3.73 | N/A |  | N/A | 30 | 10 | 1 | 20 | 100
0010296534 | AT_PROCESS | WST02-400-ASC-00361-15-CPVC | C4B | 131242-WST02-DR-P-6020.dgn | WST02 | 400 | ASC | 00361 |  | 15 | CPVC | PIPELINE : WST02-400-ASC-00361-15-CPVC | ASTM F441 | 1000 | PN10 | 0 | 0 | 0 | 21.3 | 3.73 | N/A |  | N/A | 30 | 10 | 1 | 20 | 100
0010296536 | AT_PROCESS | WST02-400-ASC-00362-15-CPVC | C4B | 131242-WST02-DR-P-6020.dgn | WST02 | 400 | ASC | 00362 |  | 15 | CPVC | PIPELINE : WST02-400-ASC-00362-15-CPVC | ASTM F441 | 1000 | PN10 | 0 | 0 | 0 | 21.3 | 3.73 | N/A |  | N/A | 30 | 10 | 1 | 20 | 100
0010296579 | AT_PROCESS | WST02-400-ASC-00363-15-CPVC | C4B | 131242-WST02-DR-P-6020.dgn | WST02 | 400 | ASC | 00363 |  | 15 | CPVC | PIPELINE : WST02-400-ASC-00363-15-CPVC | ASTM F441 | 1000 | PN10 | 5.3 | 1 | 20 | 21.3 | 3.73 | N/A |  | N/A | 30 | 130 | 120 | 176 | 300
0010296589 | AT_PROCESS | WST02-400-ASC-00363A-15-CPVC | C4B | 131242-WST02-DR-P-6020.dgn | WST02 | 400 | ASC | 00363 | A | 15 | CPVC | PIPELINE : WST02-400-ASC-00363A-15-CPVC | ASTM F441 | 1000 | PN10 | 5.3 | 1 | 20 | 21.3 | 3.73 | N/A |  | N/A | 30 | 130 | 120 | 176 | 300
0010296594 | AT_PROCESS | WST02-400-ASC-00363B-15-CPVC | C4B | 131242-WST02-DR-P-6020.dgn | WST02 | 400 | ASC | 00363 | B | 15 | CPVC | PIPELINE : WST02-400-ASC-00363B-15-CPVC | ASTM F441 | 1000 | PN10 | 5.3 | 1 | 20 | 21.3 | 3.73 | N/A |  | N/A | 30 | 130 | 120 | 176 | 300
0010332389 | AT_PROCESS | WST02-400-ASC-00364-15-CPVC | C4B | 131242-WST02-DR-P-6020.dgn | WST02 | 400 | ASC | 00364 |  | 15 | CPVC | PIPELINE : WST02-400-ASC-00364-15-CPVC | ASTM F441 | 1000 | PN10 | 0 | 0 | 20 | 21.3 | 3.73 | N/A |  | N/A | 30 | 130 | 120 | 176 | 300
0010296575 | AT_PROCESS | WST02-400-ASC-00365-15-CPVC | C4B | 131242-WST02-DR-P-6020.dgn | WST02 | 400 | ASC | 00365 |  | 15 | CPVC | PIPELINE : WST02-400-ASC-00365-15-CPVC | ASTM F441 | 1000 | PN10 | 0 | 0 | 20 | 21.3 | 3.73 | N/A |  | N/A | 30 | 130 | 120 | 176 | 300
0010296616 | AT_PROCESS | WST02-400-ASC-00366-15-CPVC | C4B | 131242-WST02-DR-P-6020.dgn | WST02 | 400 | ASC | 00366 |  | 15 | CPVC | PIPELINE : WST02-400-ASC-00366-15-CPVC | ASTM F441 | 1000 | PN10 | 0 | 0 | 20 | 21.3 | 3.73 | N/A |  | N/A | 30 | 130 | 120 | 176 | 300
0010296636 | AT_PROCESS | WST02-400-ASC-00368-15-CPVC | C4B | 131242-WST02-DR-P-6020.dgn | WST02 | 400 | ASC | 00368 |  | 15 | CPVC | PIPELINE : WST02-400-ASC-00368-15-CPVC | ASTM F441 | 1000 | PN10 | 0 | 0 | 0 | 21.3 | 3.73 | N/A |  | N/A | 30 | 0 | 0 | 0 | 100
0010309487 | AT_PROCESS | WST02-400-ASC-00369-15-CPVC | C4B | 131242-WST02-DR-P-6020.dgn | WST02 | 400 | ASC | 00369 |  | 15 | CPVC | PIPELINE : WST02-400-ASC-00369-15-CPVC | ASTM F441 | 1000 | PN10 | 0 | 0 | 20 | 21.3 | 3.73 | N/A |  | N/A | 30 | 130 | 120 | 176 | 300
0010296451 | AT_PROCESS | WST02-400-BN-00003-32-HDPE | C4B | 131242-WST02-DR-P-6019.dgn | WST02 | 400 | BN | 00003 |  | 32 | HDPE | PIPELINE : WST02-400-BN-00003-32-HDPE | BS EN 12201 | 1000 | PN10 | 0 | 0 | 40 | 32 | 4 | N/A |  | N/A | 30 | 0 | 0 | 0 | 100
0010296454 | AT_PROCESS | WST02-400-BN-00004-32-HDPE | C4B | 131242-WST02-DR-P-6019.dgn | WST02 | 400 | BN | 00004 |  | 32 | HDPE | PIPELINE : WST02-400-BN-00004-32-HDPE | BS EN 12201 | 1000 | PN10 | 0 | 0 | 40 | 32 | 4 | N/A |  | N/A | 30 | 0 | 0 | 0 | 100
0010335591 | AT_PROCESS | WST02-400-BN-00008-32-HDPE | C4B | 131242-WST02-DR-P-6019.dgn | WST02 | 400 | BN | 00008 |  | 32 | HDPE | PIPELINE : WST02-400-BN-00008-32-HDPE | BS EN 12201 | 1000 | PN10 | 0 | 0 | 0 | 32 | 4 | N/A |  | N/A | 30 | 0 | 0 | 0 | 100
0010296384 | AT_PROCESS | WST02-400-BN-00130-50-CPVC | C4B | 131242-WST02-DR-P-6019.dgn | WST02 | 400 | BN | 00130 |  | 50 | CPVC | PIPELINE : WST02-400-BN-00130-50-CPVC | ASTM F441 | 1000 | PN10 | 6 | 0.5 | 40 | 60.3 | 5.54 | N/A |  | N/A | 30 | 10 | 1 | 20 | 100
0010296425 | AT_PROCESS | WST02-400-BN-00131-15-CPVC | C4B | 131242-WST02-DR-P-6019.dgn | WST02 | 400 | BN | 00131 |  | 15 | CPVC | PIPELINE : WST02-400-BN-00131-15-CPVC | ASTM F441 | 1000 | PN10 | 0 | 0 | 40 | 21.3 | 3.73 | N/A |  | N/A | 30 | 10 | 1 | 20 | 100
0010296375 | AT_PROCESS | WST02-400-BN-00132-15-CPVC | C4B | 131242-WST02-DR-P-6019.dgn | WST02 | 400 | BN | 00132 |  | 15 | CPVC | PIPELINE : WST02-400-BN-00132-15-CPVC | ASTM F441 | 1000 | PN10 | 0 | 0 | 0 | 21.3 | 3.73 | N/A |  | N/A | 30 | 10 | 1 | 20 | 100
0010296327 | AT_PROCESS | WST02-400-BN-00133-50-CPVC | C4B | 131242-WST02-DR-P-6019.dgn | WST02 | 400 | BN | 00133 |  | 50 | CPVC | PIPELINE : WST02-400-BN-00133-50-CPVC | ASTM F441 | 1000 | PN10 | 6 | 0.5 | 40 | 60.3 | 5.54 | N/A |  | N/A | 30 | 10 | 1 | 20 | 100
0010335001 | AT_PROCESS | WST02-400-BN-00134-50-CPVC | C4B | 131242-WST02-DR-P-6019.dgn | WST02 | 400 | BN | 00134 |  | 50 | CPVC | PIPELINE : WST02-400-BN-00134-50-CPVC | ASTM F441 | 1000 | PN10 | 6 | 0.5 | 40 | 60.3 | 5.54 | N/A |  | N/A | 30 | 10 | 1 | 20 | 100
0010296320 | AT_PROCESS | WST02-400-BN-00140-15-CPVC | C4B | 131242-WST02-DR-P-6019.dgn | WST02 | 400 | BN | 00140 |  | 15 | CPVC | PIPELINE : WST02-400-BN-00140-15-CPVC | ASTM F441 | 1000 | PN10 | 1.5 | 0.5 | 10 | 21.3 | 3.73 | N/A |  | N/A | 30 | 10 | 1 | 20 | 100
0010296325 | AT_PROCESS | WST02-400-BN-00141-15-CPVC | C4B | 131242-WST02-DR-P-6019.dgn | WST02 | 400 | BN | 00141 |  | 15 | CPVC | PIPELINE : WST02-400-BN-00141-15-CPVC | ASTM F441 | 1000 | PN10 | 0 | 0 | 0 | 21.3 | 3.73 | N/A |  | N/A | 30 | 10 | 1 | 20 | 100
0010296319 | AT_PROCESS | WST02-400-BN-00142-15-CPVC | C4B | 131242-WST02-DR-P-6019.dgn | WST02 | 400 | BN | 00142 |  | 15 | CPVC | PIPELINE : WST02-400-BN-00142-15-CPVC | ASTM F441 | 1000 | PN10 | 0 | 0 | 0 | 21.3 | 3.73 | N/A |  | N/A | 30 | 10 | 1 | 20 | 100
0010293510 | AT_PROCESS | WST02-400-BN-00143-15-CPVC | C4B | 131242-WST02-DR-P-6005.dgn | WST02 | 400 | BN | 00143 |  | 15 | CPVC | PIPELINE : WST02-400-BN-00143-15-CPVC | ASTM F441 | 1000 | PN10 | 1.5 | 0.5 | 10 | 21.3 | 3.73 | N/A |  | N/A | 30 | 219 | 220 | 221 | 400
0010293510 | AT_PROCESS | WST02-400-BN-00143-15-CPVC | C4B | 131242-WST02-DR-P-6019.dgn | WST02 | 400 | BN | 00143 |  | 15 | CPVC | PIPELINE : WST02-400-BN-00143-15-CPVC | ASTM F441 | 1000 | PN10 | 1.5 | 0.5 | 10 | 21.3 | 3.73 | N/A |  | N/A | 30 | 219 | 220 | 221 | 400
0010293510 | AT_PROCESS | WST02-400-BN-00143-15-CPVC | C4B | 131242-WST02-DR-P-6005.dgn | WST02 | 400 | BN | 00143 |  | 15 | CPVC | PIPELINE : WST02-400-BN-00143-15-CPVC | ASTM F441 | 1000 | PN10 | 1.5 | 0.5 | 10 | 21.3 | 3.73 | N/A |  | N/A | 30 | 219 | 220 | 221 | 400
0010332153 | AT_PROCESS | WST02-400-BN-00144-15-CPVC | C4B | 131242-WST02-DR-P-6019.dgn | WST02 | 400 | BN | 00144 |  | 15 | CPVC | PIPELINE : WST02-400-BN-00144-15-CPVC | ASTM F441 | 1000 | PN10 | 1.5 | 0.5 | 10 | 21.3 | 3.73 | N/A |  | N/A | 30 | 219 | 220 | 221 | 400
0010332375 | AT_PROCESS | WST02-400-BN-00145-15-CPVC | C4B | 131242-WST02-DR-P-6019.dgn | WST02 | 400 | BN | 00145 |  | 15 | CPVC | PIPELINE : WST02-400-BN-00145-15-CPVC | ASTM F441 | 1000 | PN10 | 0 | 0 | 10 | 21.3 | 3.73 | N/A |  | N/A | 30 | 219 | 220 | 221 | 400
0010296391 | AT_PROCESS | WST02-400-BN-00146-15-CPVC | C4B | 131242-WST02-DR-P-6019.dgn | WST02 | 400 | BN | 00146 |  | 15 | CPVC | PIPELINE : WST02-400-BN-00146-15-CPVC | ASTM F441 | 1000 | PN10 | 0 | 0 | 10 | 21.3 | 3.73 | N/A |  | N/A | 30 | 219 | 220 | 221 | 400
0010296441 | AT_PROCESS | WST02-400-BN-00148-15-CPVC | C4B | 131242-WST02-DR-P-6019.dgn | WST02 | 400 | BN | 00148 |  | 15 | CPVC | PIPELINE : WST02-400-BN-00148-15-CPVC | ASTM F441 | 1000 | PN10 | 0 | 0 | 10 | 21.3 | 3.73 | N/A |  | N/A | 30 | 0 | 0 | 0 | 100
0010309466 | AT_PROCESS | WST02-400-BN-00149-15-CPVC | C4B | 131242-WST02-DR-P-6019.dgn | WST02 | 400 | BN | 00149 |  | 15 | CPVC | PIPELINE : WST02-400-BN-00149-15-CPVC | ASTM F441 | 1000 | PN10 | 0 | 0 | 10 | 21.3 | 3.73 | N/A |  | N/A | 30 | 219 | 220 | 221 | 400
0010331874 | AT_PROCESS | WST02-400-BN-00172-15-CPVC | C4B | 131242-WST02-DR-P-6005.dgn | WST02 | 400 | BN | 00172 |  | 15 | CPVC | PIPELINE : WST02-400-BN-00172-15-CPVC | ASTM F441 | 1000 | PN10 | 0 | 0 | 10 | 21.3 | 3.73 | N/A |  | N/A | 30 | 0 | 0 | 0 | 100
0010296423 | AT_PROCESS | WST02-400-BN-00230-50-CPVC | C4B | 131242-WST02-DR-P-6019.dgn | WST02 | 400 | BN | 00230 |  | 50 | CPVC | PIPELINE : WST02-400-BN-00230-50-CPVC | ASTM F441 | 1000 | PN10 | 0 | 0 | 0 | 60.3 | 5.54 | N/A |  | N/A | 30 | 10 | 1 | 20 | 100
0010296421 | AT_PROCESS | WST02-400-BN-00231-15-CPVC | C4B | 131242-WST02-DR-P-6019.dgn | WST02 | 400 | BN | 00231 |  | 15 | CPVC | PIPELINE : WST02-400-BN-00231-15-CPVC | ASTM F441 | 1000 | PN10 | 6 | 0.5 | 40 | 21.3 | 3.73 | N/A |  | N/A | 30 | 10 | 1 | 20 | 100
0010296346 | AT_PROCESS | WST02-400-BN-00232-15-CPVC | C4B | 131242-WST02-DR-P-6019.dgn | WST02 | 400 | BN | 00232 |  | 15 | CPVC | PIPELINE : WST02-400-BN-00232-15-CPVC | ASTM F441 | 1000 | PN10 | 0 | 0 | 0 | 21.3 | 3.73 | N/A |  | N/A | 30 | 10 | 1 | 20 | 100
0010332368 | AT_PROCESS | WST02-400-BN-00240-15-CPVC | C4B | 131242-WST02-DR-P-6019.dgn | WST02 | 400 | BN | 00240 |  | 15 | CPVC | PIPELINE : WST02-400-BN-00240-15-CPVC | ASTM F441 | 1000 | PN10 | 1.5 | 0.5 | 10 | 21.3 | 3.73 | N/A |  | N/A | 30 | 10 | 1 | 20 | 100
0010296411 | AT_PROCESS | WST02-400-BN-00241-15-CPVC | C4B | 131242-WST02-DR-P-6019.dgn | WST02 | 400 | BN | 00241 |  | 15 | CPVC | PIPELINE : WST02-400-BN-00241-15-CPVC | ASTM F441 | 1000 | PN10 | 0 | 0 | 0 | 21.3 | 3.73 | N/A |  | N/A | 30 | 10 | 1 | 20 | 100
0010296316 | AT_PROCESS | WST02-400-BN-00242-15-CPVC | C4B | 131242-WST02-DR-P-6019.dgn | WST02 | 400 | BN | 00242 |  | 15 | CPVC | PIPELINE : WST02-400-BN-00242-15-CPVC | ASTM F441 | 1000 | PN10 | 0 | 0 | 0 | 21.3 | 3.73 | N/A |  | N/A | 30 | 10 | 1 | 20 | 100
0010293867 | AT_PROCESS | WST02-400-BN-00243-15-CPVC | C4B | 131242-WST02-DR-P-6006.dgn | WST02 | 400 | BN | 00243 |  | 15 | CPVC | PIPELINE : WST02-400-BN-00243-15-CPVC | ASTM F441 | 1000 | PN10 | 1.5 | 0.5 | 10 | 21.3 | 3.73 | N/A |  | N/A | 30 | 219 | 220 | 221 | 400
0010293867 | AT_PROCESS | WST02-400-BN-00243-15-CPVC | C4B | 131242-WST02-DR-P-6019.dgn | WST02 | 400 | BN | 00243 |  | 15 | CPVC | PIPELINE : WST02-400-BN-00243-15-CPVC | ASTM F441 | 1000 | PN10 | 1.5 | 0.5 | 10 | 21.3 | 3.73 | N/A |  | N/A | 30 | 219 | 220 | 221 | 400
0010293867 | AT_PROCESS | WST02-400-BN-00243-15-CPVC | C4B | 131242-WST02-DR-P-6006.dgn | WST02 | 400 | BN | 00243 |  | 15 | CPVC | PIPELINE : WST02-400-BN-00243-15-CPVC | ASTM F441 | 1000 | PN10 | 1.5 | 0.5 | 10 | 21.3 | 3.73 | N/A |  | N/A | 30 | 219 | 220 | 221 | 400
0010332159 | AT_PROCESS | WST02-400-BN-00244-15-CPVC | C4B | 131242-WST02-DR-P-6019.dgn | WST02 | 400 | BN | 00244 |  | 15 | CPVC | PIPELINE : WST02-400-BN-00244-15-CPVC | ASTM F441 | 1000 | PN10 | 0 | 0 | 10 | 21.3 | 3.73 | N/A |  | N/A | 30 | 219 | 220 | 221 | 400
0010332155 | AT_PROCESS | WST02-400-BN-00245-15-CPVC | C4B | 131242-WST02-DR-P-6019.dgn | WST02 | 400 | BN | 00245 |  | 15 | CPVC | PIPELINE : WST02-400-BN-00245-15-CPVC | ASTM F441 | 1000 | PN10 | 0 | 0 | 10 | 21.3 | 3.73 | N/A |  | N/A | 30 | 219 | 220 | 221 | 400
0010296396 | AT_PROCESS | WST02-400-BN-00246-15-CPVC | C4B | 131242-WST02-DR-P-6019.dgn | WST02 | 400 | BN | 00246 |  | 15 | CPVC | PIPELINE : WST02-400-BN-00246-15-CPVC | ASTM F441 | 1000 | PN10 | 0 | 0 | 10 | 21.3 | 3.73 | N/A |  | N/A | 30 | 219 | 220 | 221 | 400
0010296445 | AT_PROCESS | WST02-400-BN-00248-15-CPVC | C4B | 131242-WST02-DR-P-6019.dgn | WST02 | 400 | BN | 00248 |  | 15 | CPVC | PIPELINE : WST02-400-BN-00248-15-CPVC | ASTM F441 | 1000 | PN10 | 0 | 0 | 10 | 21.3 | 3.73 | N/A |  | N/A | 30 | 0 | 0 | 0 | 100
0010309469 | AT_PROCESS | WST02-400-BN-00249-15-CPVC | C4B | 131242-WST02-DR-P-6019.dgn | WST02 | 400 | BN | 00249 |  | 15 | CPVC | PIPELINE : WST02-400-BN-00249-15-CPVC | ASTM F441 | 1000 | PN10 | 0 | 0 | 10 | 21.3 | 3.73 | N/A |  | N/A | 30 | 219 | 220 | 221 | 400
0010331902 | AT_PROCESS | WST02-400-BN-00272-15-CPVC | C4B | 131242-WST02-DR-P-6006.dgn | WST02 | 400 | BN | 00272 |  | 15 | CPVC | BN TO AMX REACTOR 2 LPLD DRAIN | ASTM F441 | 1000 | PN10 | 0 | 0 | 10 | 21.3 | 3.73 |  |  |  | 30 | 0 | 0 | 0 | 100
0010332377 | AT_PROCESS | WST02-400-BN-00340-15-CPVC | C4B | 131242-WST02-DR-P-6019.dgn | WST02 | 400 | BN | 00340 |  | 15 | CPVC | PIPELINE : WST02-400-BN-00340-15-CPVC | ASTM F441 | 1000 | PN10 | 1.5 | 0.5 | 10 | 21.3 | 3.73 | N/A |  | N/A | 30 | 10 | 1 | 20 | 100
0010296369 | AT_PROCESS | WST02-400-BN-00341-15-CPVC | C4B | 131242-WST02-DR-P-6019.dgn | WST02 | 400 | BN | 00341 |  | 15 | CPVC | PIPELINE : WST02-400-BN-00341-15-CPVC | ASTM F441 | 1000 | PN10 | 0 | 0 | 0 | 21.3 | 3.73 | N/A |  | N/A | 30 | 10 | 1 | 20 | 100
0010296367 | AT_PROCESS | WST02-400-BN-00342-15-CPVC | C4B | 131242-WST02-DR-P-6019.dgn | WST02 | 400 | BN | 00342 |  | 15 | CPVC | PIPELINE : WST02-400-BN-00342-15-CPVC | ASTM F441 | 1000 | PN10 | 0 | 0 | 0 | 21.3 | 3.73 | N/A |  | N/A | 30 | 10 | 1 | 20 | 100
0010294222 | AT_PROCESS | WST02-400-BN-00343-15-CPVC | C4B | 131242-WST02-DR-P-6007.dgn | WST02 | 400 | BN | 00343 |  | 15 | CPVC | PIPELINE : WST02-400-BN-00343-15-CPVC | ASTM F441 | 1000 | PN10 | 1.5 | 0.5 | 10 | 21.3 | 3.73 | N/A |  | N/A | 30 | 219 | 220 | 221 | 400
0010294222 | AT_PROCESS | WST02-400-BN-00343-15-CPVC | C4B | 131242-WST02-DR-P-6019.dgn | WST02 | 400 | BN | 00343 |  | 15 | CPVC | PIPELINE : WST02-400-BN-00343-15-CPVC | ASTM F441 | 1000 | PN10 | 1.5 | 0.5 | 10 | 21.3 | 3.73 | N/A |  | N/A | 30 | 219 | 220 | 221 | 400
0010294222 | AT_PROCESS | WST02-400-BN-00343-15-CPVC | C4B | 131242-WST02-DR-P-6007.dgn | WST02 | 400 | BN | 00343 |  | 15 | CPVC | PIPELINE : WST02-400-BN-00343-15-CPVC | ASTM F441 | 1000 | PN10 | 1.5 | 0.5 | 10 | 21.3 | 3.73 | N/A |  | N/A | 30 | 219 | 220 | 221 | 400
0010332165 | AT_PROCESS | WST02-400-BN-00344-15-CPVC | C4B | 131242-WST02-DR-P-6019.dgn | WST02 | 400 | BN | 00344 |  | 15 | CPVC | PIPELINE : WST02-400-BN-00344-15-CPVC | ASTM F441 | 1000 | PN10 | 0 | 0 | 10 | 21.3 | 3.73 | N/A |  | N/A | 30 | 219 | 220 | 221 | 400
0010332161 | AT_PROCESS | WST02-400-BN-00345-15-CPVC | C4B | 131242-WST02-DR-P-6019.dgn | WST02 | 400 | BN | 00345 |  | 15 | CPVC | PIPELINE : WST02-400-BN-00345-15-CPVC | ASTM F441 | 1000 | PN10 | 0 | 0 | 10 | 21.3 | 3.73 | N/A |  | N/A | 30 | 221 | 219 | 221 | 400
0010296401 | AT_PROCESS | WST02-400-BN-00346-15-CPVC | C4B | 131242-WST02-DR-P-6019.dgn | WST02 | 400 | BN | 00346 |  | 15 | CPVC | PIPELINE : WST02-400-BN-00346-15-CPVC | ASTM F441 | 1000 | PN10 | 0 | 0 | 10 | 21.3 | 3.73 | N/A |  | N/A | 30 | 219 | 220 | 221 | 400
0010296380 | AT_PROCESS | WST02-400-BN-00348-15-CPVC | C4B | 131242-WST02-DR-P-6019.dgn | WST02 | 400 | BN | 00348 |  | 15 | CPVC | PIPELINE : WST02-400-BN-00348-15-CPVC | ASTM F441 | 1000 | PN10 | 0 | 0 | 10 | 21.3 | 3.73 | N/A |  | N/A | 30 | 0 | 0 | 0 | 100
0010309472 | AT_PROCESS | WST02-400-BN-00349-15-CPVC | C4B | 131242-WST02-DR-P-6019.dgn | WST02 | 400 | BN | 00349 |  | 15 | CPVC | PIPELINE : WST02-400-BN-00349-15-CPVC | ASTM F441 | 1000 | PN10 | 0 | 0 | 10 | 21.3 | 3.73 | N/A |  | N/A | 30 | 219 | 220 | 221 | 400
0010332016 | AT_PROCESS | WST02-400-BN-00372-15-CPVC | C4B | 131242-WST02-DR-P-6007.dgn | WST02 | 400 | BN | 00372 |  | 15 | CPVC | PIPELINE : WST02-400-BN-00372-15-CPVC | ASTM F441 | 1000 | PN10 | 0 | 0 | 10 | 21.3 | 3.73 | N/A |  | N/A | 30 | 0 | 0 | 0 | 100
0010332371 | AT_PROCESS | WST02-400-BN-00440-15-CPVC | C4B | 131242-WST02-DR-P-6019.dgn | WST02 | 400 | BN | 00440 |  | 15 | CPVC | PIPELINE : WST02-400-BN-00440-15-CPVC | ASTM F441 | 1000 | PN10 | 1.5 | 0.5 | 10 | 21.3 | 3.73 | N/A |  | N/A | 30 | 10 | 1 | 20 | 100
0010296340 | AT_PROCESS | WST02-400-BN-00441-15-CPVC | C4B | 131242-WST02-DR-P-6019.dgn | WST02 | 400 | BN | 00441 |  | 15 | CPVC | PIPELINE : WST02-400-BN-00441-15-CPVC | ASTM F441 | 1000 | PN10 | 0 | 0 | 0 | 21.3 | 3.73 | N/A |  | N/A | 30 | 10 | 1 | 20 | 100
0010296372 | AT_PROCESS | WST02-400-BN-00442-15-CPVC | C4B | 131242-WST02-DR-P-6019.dgn | WST02 | 400 | BN | 00442 |  | 15 | CPVC | PIPELINE : WST02-400-BN-00442-15-CPVC | ASTM F441 | 1000 | PN10 | 0 | 0 | 0 | 21.3 | 3.73 | N/A |  | N/A | 30 | 10 | 1 | 20 | 100
0010296407 | AT_PROCESS | WST02-400-BN-00443-15-CPVC | C4B | 131242-WST02-DR-P-6019.dgn | WST02 | 400 | BN | 00443 |  | 15 | CPVC | PIPELINE : WST02-400-BN-00443-15-CPVC | ASTM F441 | 1000 | PN10 | 1.5 | 0.5 | 10 | 21.3 | 3.73 | N/A |  | N/A | 30 | 219 | 220 | 221 | 400
0010296407 | AT_PROCESS | WST02-400-BN-00443-15-CPVC | C4B | 131242-WST02-DR-P-6008.dgn | WST02 | 400 | BN | 00443 |  | 15 | CPVC | PIPELINE : WST02-400-BN-00443-15-CPVC | ASTM F441 | 1000 | PN10 | 1.5 | 0.5 | 10 | 21.3 | 3.73 | N/A |  | N/A | 30 | 219 | 220 | 221 | 400
0010296407 | AT_PROCESS | WST02-400-BN-00443-15-CPVC | C4B | 131242-WST02-DR-P-6008.dgn | WST02 | 400 | BN | 00443 |  | 15 | CPVC | PIPELINE : WST02-400-BN-00443-15-CPVC | ASTM F441 | 1000 | PN10 | 1.5 | 0.5 | 10 | 21.3 | 3.73 | N/A |  | N/A | 30 | 219 | 220 | 221 | 400
0010332171 | AT_PROCESS | WST02-400-BN-00444-15-CPVC | C4B | 131242-WST02-DR-P-6019.dgn | WST02 | 400 | BN | 00444 |  | 15 | CPVC | PIPELINE : WST02-400-BN-00444-15-CPVC | ASTM F441 | 1000 | PN10 | 0 | 0 | 10 | 21.3 | 3.73 | N/A |  | N/A | 30 | 219 | 220 | 221 | 400
0010332167 | AT_PROCESS | WST02-400-BN-00445-15-CPVC | C4B | 131242-WST02-DR-P-6019.dgn | WST02 | 400 | BN | 00445 |  | 15 | CPVC | PIPELINE : WST02-400-BN-00445-15-CPVC | ASTM F441 | 1000 | PN10 | 0 | 0 | 10 | 21.3 | 3.73 | N/A |  | N/A | 30 | 0 | 0 | 0 | 100
0010296342 | AT_PROCESS | WST02-400-BN-00446-15-CPVC | C4B | 131242-WST02-DR-P-6019.dgn | WST02 | 400 | BN | 00446 |  | 15 | CPVC | PIPELINE : WST02-400-BN-00446-15-CPVC | ASTM F441 | 1000 | PN10 | 0 | 0 | 10 | 21.3 | 3.73 | N/A |  | N/A | 30 | 219 | 220 | 221 | 400
0010296439 | AT_PROCESS | WST02-400-BN-00448-15-CPVC | C4B | 131242-WST02-DR-P-6019.dgn | WST02 | 400 | BN | 00448 |  | 15 | CPVC | PIPELINE : WST02-400-BN-00448-15-CPVC | ASTM F441 | 1000 | PN10 | 0 | 0 | 10 | 21.3 | 3.73 | N/A |  | N/A | 30 | 0 | 0 | 0 | 100
0010309475 | AT_PROCESS | WST02-400-BN-00449-15-CPVC | C4B | 131242-WST02-DR-P-6019.dgn | WST02 | 400 | BN | 00449 |  | 15 | CPVC | PIPELINE : WST02-400-BN-00449-15-CPVC | ASTM F441 | 1000 | PN10 | 1.5 | 0.5 | 10 | 21.3 | 3.73 | N/A |  | N/A | 30 | 219 | 220 | 221 | 400
0010332095 | AT_PROCESS | WST02-400-BN-00472-15-CPVC | C4B | 131242-WST02-DR-P-6008.dgn | WST02 | 400 | BN | 00472 |  | 15 | CPVC | PIPELINE : WST02-400-BN-00472-15-CPVC | ASTM F441 | 1000 | PN10 | 0 | 0 | 10 | 21.3 | 3.73 | N/A |  | N/A | 30 | 0 | 0 | 0 | 100
0010332372 | AT_PROCESS | WST02-400-BN-00540-15-CPVC | C4B | 131242-WST02-DR-P-6019.dgn | WST02 | 400 | BN | 00540 |  | 15 | CPVC | PIPELINE : WST02-400-BN-00540-15-CPVC | ASTM F441 | 1000 | PN10 | 1.5 | 0.5 | 10 | 21.3 | 3.73 | N/A |  | N/A | 30 | 10 | 1 | 20 | 100
0010296413 | AT_PROCESS | WST02-400-BN-00541-15-CPVC | C4B | 131242-WST02-DR-P-6019.dgn | WST02 | 400 | BN | 00541 |  | 15 | CPVC | PIPELINE : WST02-400-BN-00541-15-CPVC | ASTM F441 | 1000 | PN10 | 0 | 0 | 0 | 21.3 | 3.73 | N/A |  | N/A | 30 | 10 | 1 | 20 | 100
0010296333 | AT_PROCESS | WST02-400-BN-00542-15-CPVC | C4B | 131242-WST02-DR-P-6019.dgn | WST02 | 400 | BN | 00542 |  | 15 | CPVC | PIPELINE : WST02-400-BN-00542-15-CPVC | ASTM F441 | 1000 | PN10 | 0 | 0 | 0 | 21.3 | 3.73 | N/A |  | N/A | 30 | 10 | 1 | 20 | 100
0010332149 | AT_PROCESS | WST02-400-BN-00543-15-CPVC | C4B | 131242-WST02-DR-P-6019.dgn | WST02 | 400 | BN | 00543 |  | 15 | CPVC | PIPELINE : WST02-400-BN-00543-15-CPVC | ASTM F441 | 1000 | PN10 | 1.5 | 0.5 | 10 | 21.3 | 3.73 | N/A |  | N/A | 30 | 219 | 220 | 221 | 400
0010332151 | AT_PROCESS | WST02-400-BN-00543A-15-CPVC | C4B | 131242-WST02-DR-P-6019.dgn | WST02 | 400 | BN | 00543 | A | 15 | CPVC | PIPELINE : WST02-400-BN-00543A-15-CPVC | ASTM F441 | 1000 | PN10 | 1.5 | 0.5 | 10 | 21.3 | 3.73 | N/A |  | N/A | 30 | 219 | 220 | 221 | 400
0010332157 | AT_PROCESS | WST02-400-BN-00543B-15-CPVC | C4B | 131242-WST02-DR-P-6019.dgn | WST02 | 400 | BN | 00543 | B | 15 | CPVC | PIPELINE : WST02-400-BN-00543B-15-CPVC | ASTM F441 | 1000 | PN10 | 1.5 | 0.5 | 10 | 21.3 | 3.73 | N/A |  | N/A | 30 | 219 | 220 | 221 | 400
0010332163 | AT_PROCESS | WST02-400-BN-00543C-15-CPVC | C4B | 131242-WST02-DR-P-6019.dgn | WST02 | 400 | BN | 00543 | C | 15 | CPVC | PIPELINE : WST02-400-BN-00543C-15-CPVC | ASTM F441 | 1000 | PN10 | 1.5 | 0.5 | 10 | 21.3 | 3.73 | N/A |  | N/A | 30 | 219 | 220 | 221 | 400
0010332169 | AT_PROCESS | WST02-400-BN-00543D-15-CPVC | C4B | 131242-WST02-DR-P-6019.dgn | WST02 | 400 | BN | 00543 | D | 15 | CPVC | PIPELINE : WST02-400-BN-00543D-15-CPVC | ASTM F441 | 1000 | PN10 | 1.5 | 0.5 | 10 | 21.3 | 3.73 | N/A |  | N/A | 30 | 219 | 220 | 221 | 400
0010332175 | AT_PROCESS | WST02-400-BN-00544-15-CPVC | C4B | 131242-WST02-DR-P-6019.dgn | WST02 | 400 | BN | 00544 |  | 15 | CPVC | PIPELINE : WST02-400-BN-00544-15-CPVC | ASTM F441 | 1000 | PN10 | 0 | 0 | 10 | 21.3 | 3.73 | N/A |  | N/A | 30 | 219 | 220 | 221 | 400
0010332173 | AT_PROCESS | WST02-400-BN-00545-15-CPVC | C4B | 131242-WST02-DR-P-6019.dgn | WST02 | 400 | BN | 00545 |  | 15 | CPVC | PIPELINE : WST02-400-BN-00545-15-CPVC | ASTM F441 | 1000 | PN10 | 0 | 0 | 10 | 21.3 | 3.73 | N/A |  | N/A | 30 | 221 | 219 | 221 | 400
0010296344 | AT_PROCESS | WST02-400-BN-00546-15-CPVC | C4B | 131242-WST02-DR-P-6019.dgn | WST02 | 400 | BN | 00546 |  | 15 | CPVC | PIPELINE : WST02-400-BN-00546-15-CPVC | ASTM F441 | 1000 | PN10 | 0 | 0 | 10 | 21.3 | 3.73 | N/A |  | N/A | 30 | 219 | 220 | 221 | 400
0010296418 | AT_PROCESS | WST02-400-BN-00548-15-CPVC | C4B | 131242-WST02-DR-P-6019.dgn | WST02 | 400 | BN | 00548 |  | 15 | CPVC | PIPELINE : WST02-400-BN-00548-15-CPVC | ASTM F441 | 1000 | PN10 | 0 | 0 | 10 | 21.3 | 3.73 | N/A |  | N/A | 30 | 0 | 0 | 0 | 100
0010309478 | AT_PROCESS | WST02-400-BN-00549-15-CPVC | C4B | 131242-WST02-DR-P-6019.dgn | WST02 | 400 | BN | 00549 |  | 15 | CPVC | PIPELINE : WST02-400-BN-00549-15-CPVC | ASTM F441 | 1000 | PN10 | 0 | 0 | 10 | 21.3 | 3.73 | N/A |  | N/A | 30 | 219 | 220 | 221 | 400
0010296244 | AT_PROCESS | WST02-400-DEF-00001-32-HDPE | C4B | 131242-WST02-DR-P-6018.dgn | WST02 | 400 | DEF | 00001 |  | 32 | HDPE | PIPELINE : WST02-400-DEF-00001-32-HDPE | BS EN 12201 | 1000 | PN10 | 0 | 0 | 10 | 32 | 4 | N/A |  | N/A | 30 | 0 | 0 | 0 | 100
0010296193 | AT_PROCESS | WST02-400-DEF-00002-32-HDPE | C4B | 131242-WST02-DR-P-6018.dgn | WST02 | 400 | DEF | 00002 |  | 32 | HDPE | PIPELINE : WST02-400-DEF-00002-32-HDPE | BS EN 12201 | 1000 | PN10 | 0 | 0 | 10 | 32 | 4 | N/A |  | N/A | 30 | 0 | 0 | 0 | 100
0010335588 | AT_PROCESS | WST02-400-DEF-00007-32-HDPE | C4B | 131242-WST02-DR-P-6018.dgn | WST02 | 400 | DEF | 00007 |  | 32 | HDPE | PIPELINE : WST02-400-DEF-00007-32-HDPE | BS EN 12201 | 1000 | PN10 | 0 | 0 | 0 | 32 | 4 | N/A |  | N/A | 30 | 0 | 0 | 0 | 100
0010296079 | AT_PROCESS | WST02-400-DEF-00110-63-HDPE | C4B | 131242-WST02-DR-P-6018.dgn | WST02 | 400 | DEF | 00110 |  | 63 | HDPE | PIPELINE : WST02-400-DEF-00110-63-HDPE | BS EN 12201 | 1000 | PN10 | 1.6 | 0.2 | 40 | 63 | 4.6 | N/A |  | N/A | 30 | 10 | 0 | 20 | 100
0010296195 | AT_PROCESS | WST02-400-DEF-00111-32-HDPE | C4B | 131242-WST02-DR-P-6018.dgn | WST02 | 400 | DEF | 00111 |  | 32 | HDPE | PIPELINE : WST02-400-DEF-00111-32-HDPE | BS EN 12201 | 1000 | PN10 | 0 | 0 | 10 | 32 | 4 | N/A |  | N/A | 30 | 0 | 0 | 20 | 100
0010296130 | AT_PROCESS | WST02-400-DEF-00112-32-HDPE | C4B | 131242-WST02-DR-P-6018.dgn | WST02 | 400 | DEF | 00112 |  | 32 | HDPE | PIPELINE : WST02-400-DEF-00112-32-HDPE | BS EN 12201 | 1000 | PN10 | 0 | 0 | 10 | 32 | 4 | N/A |  | N/A | 30 | 10 | 0 | 20 | 100
0010296080 | AT_PROCESS | WST02-400-DEF-00113-63-HDPE | C4B | 131242-WST02-DR-P-6018.dgn | WST02 | 400 | DEF | 00113 |  | 63 | HDPE | PIPELINE : WST02-400-DEF-00113-63-HDPE | BS EN 12201 | 1000 | PN10 | 1.6 | 0.2 | 40 | 63 | 4.6 | N/A |  | N/A | 30 | 10 | 0 | 20 | 100
0010334997 | AT_PROCESS | WST02-400-DEF-00114-63-HDPE | C4B | 131242-WST02-DR-P-6018.dgn | WST02 | 400 | DEF | 00114 |  | 63 | HDPE | PIPELINE : WST02-400-DEF-00114-63-HDPE | BS EN 12201 | 1000 | PN10 | 1.6 | 0.2 | 40 | 63 | 4.6 | N/A |  | N/A | 30 | 10 | 0 | 20 | 100
0010296127 | AT_PROCESS | WST02-400-DEF-00120-32-HDPE | C4B | 131242-WST02-DR-P-6018.dgn | WST02 | 400 | DEF | 00120 |  | 32 | HDPE | PIPELINE : WST02-400-DEF-00120-32-HDPE | BS EN 12201 | 1000 | PN10 | 0.4 | 0.2 | 10 | 32 | 4 | N/A |  | N/A | 30 | 10 | 0 | 20 | 100
0010296127 | AT_PROCESS | WST02-400-DEF-00120-32-HDPE | C4B | 131242-WST02-DR-P-6018.dgn | WST02 | 400 | DEF | 00120 |  | 32 | HDPE | PIPELINE : WST02-400-DEF-00120-32-HDPE | BS EN 12201 | 1000 | PN10 | 0.4 | 0.2 | 10 | 32 | 4 | N/A |  | N/A | 30 | 10 | 0 | 20 | 100
0010296177 | AT_PROCESS | WST02-400-DEF-00121-32-HDPE | C4B | 131242-WST02-DR-P-6018.dgn | WST02 | 400 | DEF | 00121 |  | 32 | HDPE | PIPELINE : WST02-400-DEF-00121-32-HDPE | BS EN 12201 | 1000 | PN10 | 0 | 0 | 10 | 32 | 4 | N/A |  | N/A | 30 | 10 | 0 | 20 | 100
0010296073 | AT_PROCESS | WST02-400-DEF-00122-32-HDPE | C4B | 131242-WST02-DR-P-6018.dgn | WST02 | 400 | DEF | 00122 |  | 32 | HDPE | PIPELINE : WST02-400-DEF-00122-32-HDPE | BS EN 12201 | 1000 | PN10 | 0 | 0 | 10 | 32 | 4 | N/A |  | N/A | 30 | 10 | 0 | 20 | 100
0010293501 | AT_PROCESS | WST02-400-DEF-00123-32-HDPE | C4B | 131242-WST02-DR-P-6018.dgn | WST02 | 400 | DEF | 00123 |  | 32 | HDPE | PIPELINE : WST02-400-DEF-00123-32-HDPE | BS EN 12201 | 1000 | PN10 | 0.4 | 0.2 | 10 | 32 | 4 | N/A |  | N/A | 30 | 196 | 196 | 226 | 400
0010293501 | AT_PROCESS | WST02-400-DEF-00123-32-HDPE | C4B | 131242-WST02-DR-P-6018.dgn | WST02 | 400 | DEF | 00123 |  | 32 | HDPE | PIPELINE : WST02-400-DEF-00123-32-HDPE | BS EN 12201 | 1000 | PN10 | 0.4 | 0.2 | 10 | 32 | 4 | N/A |  | N/A | 30 | 196 | 196 | 226 | 400
0010293501 | AT_PROCESS | WST02-400-DEF-00123-32-HDPE | C4B | 131242-WST02-DR-P-6005.dgn | WST02 | 400 | DEF | 00123 |  | 32 | HDPE | PIPELINE : WST02-400-DEF-00123-32-HDPE | BS EN 12201 | 1000 | PN10 | 0.4 | 0.2 | 10 | 32 | 4 | N/A |  | N/A | 30 | 196 | 196 | 226 | 400
0010293501 | AT_PROCESS | WST02-400-DEF-00123-32-HDPE | C4B | 131242-WST02-DR-P-6018.dgn | WST02 | 400 | DEF | 00123 |  | 32 | HDPE | PIPELINE : WST02-400-DEF-00123-32-HDPE | BS EN 12201 | 1000 | PN10 | 0.4 | 0.2 | 10 | 32 | 4 | N/A |  | N/A | 30 | 196 | 196 | 226 | 400
0010293501 | AT_PROCESS | WST02-400-DEF-00123-32-HDPE | C4B | 131242-WST02-DR-P-6018.dgn | WST02 | 400 | DEF | 00123 |  | 32 | HDPE | PIPELINE : WST02-400-DEF-00123-32-HDPE | BS EN 12201 | 1000 | PN10 | 0.4 | 0.2 | 10 | 32 | 4 | N/A |  | N/A | 30 | 196 | 196 | 226 | 400
0010293501 | AT_PROCESS | WST02-400-DEF-00123-32-HDPE | C4B | 131242-WST02-DR-P-6005.dgn | WST02 | 400 | DEF | 00123 |  | 32 | HDPE | PIPELINE : WST02-400-DEF-00123-32-HDPE | BS EN 12201 | 1000 | PN10 | 0.4 | 0.2 | 10 | 32 | 4 | N/A |  | N/A | 30 | 196 | 196 | 226 | 400
0010296063 | AT_PROCESS | WST02-400-DEF-00126-32-HDPE | C4B | 131242-WST02-DR-P-6018.dgn | WST02 | 400 | DEF | 00126 |  | 32 | HDPE | PIPELINE : WST02-400-DEF-00126-32-HDPE | BS EN 12201 | 1000 | PN10 | 0 | 0 | 10 | 32 | 4 | N/A |  | N/A | 30 | 196 | 196 | 226 | 400
0010309450 | AT_PROCESS | WST02-400-DEF-00130-32-HDPE | C4B | 131242-WST02-DR-P-6018.dgn | WST02 | 400 | DEF | 00130 |  | 32 | HDPE | PIPELINE : WST02-400-DEF-00130-32-HDPE | BS EN 12201 | 1000 | PN10 | 0 | 0 | 10 | 32 | 4 | N/A |  | N/A | 30 | 196 | 196 | 226 | 400
0010309450 | AT_PROCESS | WST02-400-DEF-00130-32-HDPE | C4B | 131242-WST02-DR-P-6018.dgn | WST02 | 400 | DEF | 00130 |  | 32 | HDPE | PIPELINE : WST02-400-DEF-00130-32-HDPE | BS EN 12201 | 1000 | PN10 | 0 | 0 | 10 | 32 | 4 | N/A |  | N/A | 30 | 196 | 196 | 226 | 400
0010332364 | AT_PROCESS | WST02-400-DEF-00144-32-HDPE | C4B | 131242-WST02-DR-P-6018.dgn | WST02 | 400 | DEF | 00144 |  | 32 | HDPE | PIPELINE : WST02-400-DEF-00144-32-HDPE | BS EN 12201 | 1000 | PN10 | 0 | 0 | 10 | 32 | 4 | N/A |  | N/A | 30 | 196 | 196 | 226 | 400
0010296036 | AT_PROCESS | WST02-400-DEF-00145-32-HDPE | C4B | 131242-WST02-DR-P-6018.dgn | WST02 | 400 | DEF | 00145 |  | 32 | HDPE | PIPELINE : WST02-400-DEF-00145-32-HDPE | BS EN 12201 | 1000 | PN10 | 0 | 0 | 10 | 32 | 4 | N/A |  | N/A | 30 | 196 | 196 | 226 | 400
0010296036 | AT_PROCESS | WST02-400-DEF-00145-32-HDPE | C4B | 131242-WST02-DR-P-6018.dgn | WST02 | 400 | DEF | 00145 |  | 32 | HDPE | PIPELINE : WST02-400-DEF-00145-32-HDPE | BS EN 12201 | 1000 | PN10 | 0 | 0 | 10 | 32 | 4 | N/A |  | N/A | 30 | 196 | 196 | 226 | 400
0010296036 | AT_PROCESS | WST02-400-DEF-00145-32-HDPE | C4B | 131242-WST02-DR-P-6018.dgn | WST02 | 400 | DEF | 00145 |  | 32 | HDPE | PIPELINE : WST02-400-DEF-00145-32-HDPE | BS EN 12201 | 1000 | PN10 | 0 | 0 | 10 | 32 | 4 | N/A |  | N/A | 30 | 196 | 196 | 226 | 400
0010331880 | AT_PROCESS | WST02-400-DEF-00147-32-HDPE | C4B | 131242-WST02-DR-P-6005.dgn | WST02 | 400 | DEF | 00147 |  | 32 | HDPE | PIPELINE : WST02-400-DEF-00147-32-HDPE | BS EN 12201 | 1600 | PN10 | 0 | 0 | 10 | 32 | 4 | N/A |  | N/A | 30 | 0 | 0 | 0 | 100
0010296040 | AT_PROCESS | WST02-400-DEF-00148-32-HDPE | C4B | 131242-WST02-DR-P-6018.dgn | WST02 | 400 | DEF | 00148 |  | 32 | HDPE | PIPELINE : WST02-400-DEF-00148-32-HDPE | BS EN 12201 | 1000 | PN10 | 0 | 0 | 10 | 32 | 4 | N/A |  | N/A | 30 | 0 | 0 | 0 | 100
0010296040 | AT_PROCESS | WST02-400-DEF-00148-32-HDPE | C4B | 131242-WST02-DR-P-6018.dgn | WST02 | 400 | DEF | 00148 |  | 32 | HDPE | PIPELINE : WST02-400-DEF-00148-32-HDPE | BS EN 12201 | 1000 | PN10 | 0 | 0 | 10 | 32 | 4 | N/A |  | N/A | 30 | 0 | 0 | 0 | 100
0010296047 | AT_PROCESS | WST02-400-DEF-00210-63-HDPE | C4B | 131242-WST02-DR-P-6018.dgn | WST02 | 400 | DEF | 00210 |  | 63 | HDPE | PIPELINE : WST02-400-DEF-00210-63-HDPE | BS EN 12201 | 1000 | PN10 | 1.6 | 0.2 | 40 | 63 | 4.6 | N/A |  | N/A | 30 | 10 | 0 | 20 | 100
0010296045 | AT_PROCESS | WST02-400-DEF-00211-32-HDPE | C4B | 131242-WST02-DR-P-6018.dgn | WST02 | 400 | DEF | 00211 |  | 32 | HDPE | PIPELINE : WST02-400-DEF-00211-32-HDPE | BS EN 12201 | 1000 | PN10 | 0 | 0 | 10 | 32 | 4 | N/A |  | N/A | 30 | 10 | 0 | 20 | 100
0010296135 | AT_PROCESS | WST02-400-DEF-00212-32-HDPE | C4B | 131242-WST02-DR-P-6018.dgn | WST02 | 400 | DEF | 00212 |  | 32 | HDPE | PIPELINE : WST02-400-DEF-00212-32-HDPE | BS EN 12201 | 1000 | PN10 | 0 | 0 | 10 | 32 | 4 | N/A |  | N/A | 30 | 10 | 0 | 20 | 100
0010296100 | AT_PROCESS | WST02-400-DEF-00220-32-HDPE | C4B | 131242-WST02-DR-P-6018.dgn | WST02 | 400 | DEF | 00220 |  | 32 | HDPE | PIPELINE : WST02-400-DEF-00220-32-HDPE | BS EN 12201 | 1000 | PN10 | 0.4 | 0.2 | 10 | 32 | 4 | N/A |  | N/A | 30 | 10 | 0 | 20 | 100
0010296100 | AT_PROCESS | WST02-400-DEF-00220-32-HDPE | C4B | 131242-WST02-DR-P-6018.dgn | WST02 | 400 | DEF | 00220 |  | 32 | HDPE | PIPELINE : WST02-400-DEF-00220-32-HDPE | BS EN 12201 | 1000 | PN10 | 0.4 | 0.2 | 10 | 32 | 4 | N/A |  | N/A | 30 | 10 | 0 | 20 | 100
0010296103 | AT_PROCESS | WST02-400-DEF-00221-32-HDPE | C4B | 131242-WST02-DR-P-6018.dgn | WST02 | 400 | DEF | 00221 |  | 32 | HDPE | PIPELINE : WST02-400-DEF-00221-32-HDPE | BS EN 12201 | 1000 | PN10 | 0 | 0 | 10 | 32 | 4 | N/A |  | N/A | 30 | 10 | 0 | 20 | 100
0010296105 | AT_PROCESS | WST02-400-DEF-00222-32-HDPE | C4B | 131242-WST02-DR-P-6018.dgn | WST02 | 400 | DEF | 00222 |  | 32 | HDPE | PIPELINE : WST02-400-DEF-00222-32-HDPE | BS EN 12201 | 1000 | PN10 | 0 | 0 | 10 | 32 | 4 | N/A |  | N/A | 30 | 10 | 0 | 20 | 100
0010293855 | AT_PROCESS | WST02-400-DEF-00223-32-HDPE | C4B | 131242-WST02-DR-P-6018.dgn | WST02 | 400 | DEF | 00223 |  | 32 | HDPE | PIPELINE : WST02-400-DEF-00223-32-HDPE | BS EN 12201 | 1000 | PN10 | 0.4 | 0.2 | 10 | 32 | 4 | N/A |  | N/A | 30 | 196 | 196 | 226 | 400
0010293855 | AT_PROCESS | WST02-400-DEF-00223-32-HDPE | C4B | 131242-WST02-DR-P-6006.dgn | WST02 | 400 | DEF | 00223 |  | 32 | HDPE | PIPELINE : WST02-400-DEF-00223-32-HDPE | BS EN 12201 | 1000 | PN10 | 0.4 | 0.2 | 10 | 32 | 4 | N/A |  | N/A | 30 | 196 | 196 | 226 | 400
0010293855 | AT_PROCESS | WST02-400-DEF-00223-32-HDPE | C4B | 131242-WST02-DR-P-6018.dgn | WST02 | 400 | DEF | 00223 |  | 32 | HDPE | PIPELINE : WST02-400-DEF-00223-32-HDPE | BS EN 12201 | 1000 | PN10 | 0.4 | 0.2 | 10 | 32 | 4 | N/A |  | N/A | 30 | 196 | 196 | 226 | 400
0010293855 | AT_PROCESS | WST02-400-DEF-00223-32-HDPE | C4B | 131242-WST02-DR-P-6018.dgn | WST02 | 400 | DEF | 00223 |  | 32 | HDPE | PIPELINE : WST02-400-DEF-00223-32-HDPE | BS EN 12201 | 1000 | PN10 | 0.4 | 0.2 | 10 | 32 | 4 | N/A |  | N/A | 30 | 196 | 196 | 226 | 400
0010293855 | AT_PROCESS | WST02-400-DEF-00223-32-HDPE | C4B | 131242-WST02-DR-P-6006.dgn | WST02 | 400 | DEF | 00223 |  | 32 | HDPE | PIPELINE : WST02-400-DEF-00223-32-HDPE | BS EN 12201 | 1000 | PN10 | 0.4 | 0.2 | 10 | 32 | 4 | N/A |  | N/A | 30 | 196 | 196 | 226 | 400
0010293855 | AT_PROCESS | WST02-400-DEF-00223-32-HDPE | C4B | 131242-WST02-DR-P-6018.dgn | WST02 | 400 | DEF | 00223 |  | 32 | HDPE | PIPELINE : WST02-400-DEF-00223-32-HDPE | BS EN 12201 | 1000 | PN10 | 0.4 | 0.2 | 10 | 32 | 4 | N/A |  | N/A | 30 | 196 | 196 | 226 | 400
0010296146 | AT_PROCESS | WST02-400-DEF-00226-32-HDPE | C4B | 131242-WST02-DR-P-6018.dgn | WST02 | 400 | DEF | 00226 |  | 32 | HDPE | PIPELINE : WST02-400-DEF-00226-32-HDPE | BS EN 12201 | 1000 | PN10 | 0 | 0 | 10 | 32 | 4 | N/A |  | N/A | 30 | 196 | 196 | 226 | 400
0010309453 | AT_PROCESS | WST02-400-DEF-00230-32-HDPE | C4B | 131242-WST02-DR-P-6018.dgn | WST02 | 400 | DEF | 00230 |  | 32 | HDPE | PIPELINE : WST02-400-DEF-00230-32-HDPE | BS EN 12201 | 1000 | PN10 | 0 | 0 | 10 | 32 | 4 | N/A |  | N/A | 30 | 196 | 196 | 226 | 400
0010309453 | AT_PROCESS | WST02-400-DEF-00230-32-HDPE | C4B | 131242-WST02-DR-P-6018.dgn | WST02 | 400 | DEF | 00230 |  | 32 | HDPE | PIPELINE : WST02-400-DEF-00230-32-HDPE | BS EN 12201 | 1000 | PN10 | 0 | 0 | 10 | 32 | 4 | N/A |  | N/A | 30 | 196 | 196 | 226 | 400
0010296148 | AT_PROCESS | WST02-400-DEF-00244-32-HDPE | C4B | 131242-WST02-DR-P-6018.dgn | WST02 | 400 | DEF | 00244 |  | 32 | HDPE | PIPELINE : WST02-400-DEF-00244-32-HDPE | BS EN 12201 | 1000 | PN10 | 0 | 0 | 10 | 32 | 4 | N/A |  | N/A | 30 | 196 | 196 | 226 | 400
0010296144 | AT_PROCESS | WST02-400-DEF-00245-32-HDPE | C4B | 131242-WST02-DR-P-6018.dgn | WST02 | 400 | DEF | 00245 |  | 32 | HDPE | PIPELINE : WST02-400-DEF-00245-32-HDPE | BS EN 12201 | 1000 | PN10 | 0 | 0 | 10 | 32 | 4 | N/A |  | N/A | 30 | 196 | 196 | 226 | 400
0010296144 | AT_PROCESS | WST02-400-DEF-00245-32-HDPE | C4B | 131242-WST02-DR-P-6018.dgn | WST02 | 400 | DEF | 00245 |  | 32 | HDPE | PIPELINE : WST02-400-DEF-00245-32-HDPE | BS EN 12201 | 1000 | PN10 | 0 | 0 | 10 | 32 | 4 | N/A |  | N/A | 30 | 196 | 196 | 226 | 400
0010296144 | AT_PROCESS | WST02-400-DEF-00245-32-HDPE | C4B | 131242-WST02-DR-P-6018.dgn | WST02 | 400 | DEF | 00245 |  | 32 | HDPE | PIPELINE : WST02-400-DEF-00245-32-HDPE | BS EN 12201 | 1000 | PN10 | 0 | 0 | 10 | 32 | 4 | N/A |  | N/A | 30 | 196 | 196 | 226 | 400
0010331904 | AT_PROCESS | WST02-400-DEF-00247-32-HDPE | C4B | 131242-WST02-DR-P-6006.dgn | WST02 | 400 | DEF | 00247 |  | 32 | HDPE | DEF TO AMX REACTOR 2 LOW POINT DETECTION DRAIN | BS EN 12201 | 1600 | PN10 | 0 | 0 | 10 | 32 | 4 |  |  |  | 30 | 0 | 0 | 0 | 100
0010296156 | AT_PROCESS | WST02-400-DEF-00248-32-HDPE | C4B | 131242-WST02-DR-P-6018.dgn | WST02 | 400 | DEF | 00248 |  | 32 | HDPE | PIPELINE : WST02-400-DEF-00248-32-HDPE | BS EN 12201 | 1000 | PN10 | 0 | 0 | 10 | 32 | 4 | N/A |  | N/A | 30 | 0 | 0 | 0 | 100
0010296108 | AT_PROCESS | WST02-400-DEF-00320-32-HDPE | C4B | 131242-WST02-DR-P-6018.dgn | WST02 | 400 | DEF | 00320 |  | 32 | HDPE | PIPELINE : WST02-400-DEF-00320-32-HDPE | BS EN 12201 | 1000 | PN10 | 0.4 | 0.2 | 10 | 32 | 4 | N/A |  | N/A | 30 | 10 | 0 | 20 | 100
0010296108 | AT_PROCESS | WST02-400-DEF-00320-32-HDPE | C4B | 131242-WST02-DR-P-6018.dgn | WST02 | 400 | DEF | 00320 |  | 32 | HDPE | PIPELINE : WST02-400-DEF-00320-32-HDPE | BS EN 12201 | 1000 | PN10 | 0.4 | 0.2 | 10 | 32 | 4 | N/A |  | N/A | 30 | 10 | 0 | 20 | 100
0010296113 | AT_PROCESS | WST02-400-DEF-00321-32-HDPE | C4B | 131242-WST02-DR-P-6018.dgn | WST02 | 400 | DEF | 00321 |  | 32 | HDPE | PIPELINE : WST02-400-DEF-00321-32-HDPE | BS EN 12201 | 1000 | PN10 | 0 | 0 | 10 | 32 | 4 | N/A |  | N/A | 30 | 10 | 0 | 20 | 100
0010296111 | AT_PROCESS | WST02-400-DEF-00322-32-HDPE | C4B | 131242-WST02-DR-P-6018.dgn | WST02 | 400 | DEF | 00322 |  | 32 | HDPE | PIPELINE : WST02-400-DEF-00322-32-HDPE | BS EN 12201 | 1000 | PN10 | 0 | 0 | 10 | 32 | 4 | N/A |  | N/A | 30 | 10 | 0 | 20 | 100
0010294210 | AT_PROCESS | WST02-400-DEF-00323-32-HDPE | C4B | 131242-WST02-DR-P-6018.dgn | WST02 | 400 | DEF | 00323 |  | 32 | HDPE | PIPELINE : WST02-400-DEF-00323-32-HDPE | BS EN 12201 | 1000 | PN10 | 0.4 | 0.2 | 10 | 32 | 4 | N/A |  | N/A | 30 | 196 | 196 | 226 | 400
0010294210 | AT_PROCESS | WST02-400-DEF-00323-32-HDPE | C4B | 131242-WST02-DR-P-6007.dgn | WST02 | 400 | DEF | 00323 |  | 32 | HDPE | PIPELINE : WST02-400-DEF-00323-32-HDPE | BS EN 12201 | 1000 | PN10 | 0.4 | 0.2 | 10 | 32 | 4 | N/A |  | N/A | 30 | 196 | 196 | 226 | 400
0010294210 | AT_PROCESS | WST02-400-DEF-00323-32-HDPE | C4B | 131242-WST02-DR-P-6018.dgn | WST02 | 400 | DEF | 00323 |  | 32 | HDPE | PIPELINE : WST02-400-DEF-00323-32-HDPE | BS EN 12201 | 1000 | PN10 | 0.4 | 0.2 | 10 | 32 | 4 | N/A |  | N/A | 30 | 196 | 196 | 226 | 400
0010294210 | AT_PROCESS | WST02-400-DEF-00323-32-HDPE | C4B | 131242-WST02-DR-P-6018.dgn | WST02 | 400 | DEF | 00323 |  | 32 | HDPE | PIPELINE : WST02-400-DEF-00323-32-HDPE | BS EN 12201 | 1000 | PN10 | 0.4 | 0.2 | 10 | 32 | 4 | N/A |  | N/A | 30 | 196 | 196 | 226 | 400
0010294210 | AT_PROCESS | WST02-400-DEF-00323-32-HDPE | C4B | 131242-WST02-DR-P-6007.dgn | WST02 | 400 | DEF | 00323 |  | 32 | HDPE | PIPELINE : WST02-400-DEF-00323-32-HDPE | BS EN 12201 | 1000 | PN10 | 0.4 | 0.2 | 10 | 32 | 4 | N/A |  | N/A | 30 | 196 | 196 | 226 | 400
0010294210 | AT_PROCESS | WST02-400-DEF-00323-32-HDPE | C4B | 131242-WST02-DR-P-6018.dgn | WST02 | 400 | DEF | 00323 |  | 32 | HDPE | PIPELINE : WST02-400-DEF-00323-32-HDPE | BS EN 12201 | 1000 | PN10 | 0.4 | 0.2 | 10 | 32 | 4 | N/A |  | N/A | 30 | 196 | 196 | 226 | 400
0010296210 | AT_PROCESS | WST02-400-DEF-00326-32-HDPE | C4B | 131242-WST02-DR-P-6018.dgn | WST02 | 400 | DEF | 00326 |  | 32 | HDPE | PIPELINE : WST02-400-DEF-00326-32-HDPE | BS EN 12201 | 1000 | PN10 | 0 | 0 | 10 | 32 | 4 | N/A |  | N/A | 30 | 196 | 196 | 226 | 400
0010309456 | AT_PROCESS | WST02-400-DEF-00330-32-HDPE | C4B | 131242-WST02-DR-P-6018.dgn | WST02 | 400 | DEF | 00330 |  | 32 | HDPE | PIPELINE : WST02-400-DEF-00330-32-HDPE | BS EN 12201 | 1000 | PN10 | 0 | 0 | 10 | 32 | 4 | N/A |  | N/A | 30 | 196 | 196 | 226 | 400
0010309456 | AT_PROCESS | WST02-400-DEF-00330-32-HDPE | C4B | 131242-WST02-DR-P-6018.dgn | WST02 | 400 | DEF | 00330 |  | 32 | HDPE | PIPELINE : WST02-400-DEF-00330-32-HDPE | BS EN 12201 | 1000 | PN10 | 0 | 0 | 10 | 32 | 4 | N/A |  | N/A | 30 | 196 | 196 | 226 | 400
0010296212 | AT_PROCESS | WST02-400-DEF-00344-32-HDPE | C4B | 131242-WST02-DR-P-6018.dgn | WST02 | 400 | DEF | 00344 |  | 32 | HDPE | PIPELINE : WST02-400-DEF-00344-32-HDPE | BS EN 12201 | 1600 | PN10 | 0 | 0 | 10 | 32 | 4 | N/A |  | N/A | 30 | 196 | 196 | 226 | 400
0010296208 | AT_PROCESS | WST02-400-DEF-00345-32-HDPE | C4B | 131242-WST02-DR-P-6018.dgn | WST02 | 400 | DEF | 00345 |  | 32 | HDPE | PIPELINE : WST02-400-DEF-00345-32-HDPE | BS EN 12201 | 1000 | PN10 | 0 | 0 | 10 | 32 | 4 | N/A |  | N/A | 30 | 196 | 196 | 226 | 400
0010296208 | AT_PROCESS | WST02-400-DEF-00345-32-HDPE | C4B | 131242-WST02-DR-P-6018.dgn | WST02 | 400 | DEF | 00345 |  | 32 | HDPE | PIPELINE : WST02-400-DEF-00345-32-HDPE | BS EN 12201 | 1000 | PN10 | 0 | 0 | 10 | 32 | 4 | N/A |  | N/A | 30 | 196 | 196 | 226 | 400
0010296208 | AT_PROCESS | WST02-400-DEF-00345-32-HDPE | C4B | 131242-WST02-DR-P-6018.dgn | WST02 | 400 | DEF | 00345 |  | 32 | HDPE | PIPELINE : WST02-400-DEF-00345-32-HDPE | BS EN 12201 | 1000 | PN10 | 0 | 0 | 10 | 32 | 4 | N/A |  | N/A | 30 | 196 | 196 | 226 | 400
0010332023 | AT_PROCESS | WST02-400-DEF-00347-32-HDPE | C4B | 131242-WST02-DR-P-6007.dgn | WST02 | 400 | DEF | 00347 |  | 32 | HDPE | PIPELINE : WST02-400-DEF-00347-32-HDPE | BS EN 12201 | 1600 | PN10 | 0 | 0 | 10 | 32 | 4 | N/A |  | N/A | 30 | 0 | 0 | 0 | 100
0010296122 | AT_PROCESS | WST02-400-DEF-00348-32-HDPE | C4B | 131242-WST02-DR-P-6018.dgn | WST02 | 400 | DEF | 00348 |  | 32 | HDPE | PIPELINE : WST02-400-DEF-00348-32-HDPE | BS EN 12201 | 1000 | PN10 | 0 | 0 | 10 | 32 | 4 | N/A |  | N/A | 30 | 0 | 0 | 0 | 100
0010296115 | AT_PROCESS | WST02-400-DEF-00420-32-HDPE | C4B | 131242-WST02-DR-P-6018.dgn | WST02 | 400 | DEF | 00420 |  | 32 | HDPE | PIPELINE : WST02-400-DEF-00420-32-HDPE | BS EN 12201 | 1600 | PN10 | 0 | 0 | 0 | 0 | 0 | 0 |  | 0 | 0 | 0 | 0 | 0 | 100
0010296115 | AT_PROCESS | WST02-400-DEF-00420-32-HDPE | C4B | 131242-WST02-DR-P-6018.dgn | WST02 | 400 | DEF | 00420 |  | 32 | HDPE | PIPELINE : WST02-400-DEF-00420-32-HDPE | BS EN 12201 | 1600 | PN10 | 0 | 0 | 0 | 0 | 0 | 0 |  | 0 | 0 | 0 | 0 | 0 | 100
0010296118 | AT_PROCESS | WST02-400-DEF-00421-32-HDPE | C4B | 131242-WST02-DR-P-6018.dgn | WST02 | 400 | DEF | 00421 |  | 32 | HDPE | PIPELINE : WST02-400-DEF-00421-32-HDPE | BS EN 12201 | 1000 | PN10 | 0 | 0 | 10 | 32 | 4 | N/A |  | N/A | 30 | 10 | 0 | 20 | 100
0010296120 | AT_PROCESS | WST02-400-DEF-00422-32-HDPE | C4B | 131242-WST02-DR-P-6018.dgn | WST02 | 400 | DEF | 00422 |  | 32 | HDPE | PIPELINE : WST02-400-DEF-00422-32-HDPE | BS EN 12201 | 1000 | PN10 | 0 | 0 | 10 | 32 | 4 | N/A |  | N/A | 30 | 10 | 0 | 20 | 100
0010296155 | AT_PROCESS | WST02-400-DEF-00423-32-HDPE | C4B | 131242-WST02-DR-P-6018.dgn | WST02 | 400 | DEF | 00423 |  | 32 | HDPE | PIPELINE : WST02-400-DEF-00423-32-HDPE | BS EN 12201 | 1000 | PN10 | 0.4 | 0.2 | 10 | 32 | 4 | N/A |  | N/A | 30 | 196 | 196 | 226 | 400
0010296155 | AT_PROCESS | WST02-400-DEF-00423-32-HDPE | C4B | 131242-WST02-DR-P-6008.dgn | WST02 | 400 | DEF | 00423 |  | 32 | HDPE | PIPELINE : WST02-400-DEF-00423-32-HDPE | BS EN 12201 | 1000 | PN10 | 0.4 | 0.2 | 10 | 32 | 4 | N/A |  | N/A | 30 | 196 | 196 | 226 | 400
0010296155 | AT_PROCESS | WST02-400-DEF-00423-32-HDPE | C4B | 131242-WST02-DR-P-6018.dgn | WST02 | 400 | DEF | 00423 |  | 32 | HDPE | PIPELINE : WST02-400-DEF-00423-32-HDPE | BS EN 12201 | 1000 | PN10 | 0.4 | 0.2 | 10 | 32 | 4 | N/A |  | N/A | 30 | 196 | 196 | 226 | 400
0010296155 | AT_PROCESS | WST02-400-DEF-00423-32-HDPE | C4B | 131242-WST02-DR-P-6018.dgn | WST02 | 400 | DEF | 00423 |  | 32 | HDPE | PIPELINE : WST02-400-DEF-00423-32-HDPE | BS EN 12201 | 1000 | PN10 | 0.4 | 0.2 | 10 | 32 | 4 | N/A |  | N/A | 30 | 196 | 196 | 226 | 400
0010296155 | AT_PROCESS | WST02-400-DEF-00423-32-HDPE | C4B | 131242-WST02-DR-P-6008.dgn | WST02 | 400 | DEF | 00423 |  | 32 | HDPE | PIPELINE : WST02-400-DEF-00423-32-HDPE | BS EN 12201 | 1000 | PN10 | 0.4 | 0.2 | 10 | 32 | 4 | N/A |  | N/A | 30 | 196 | 196 | 226 | 400
0010296155 | AT_PROCESS | WST02-400-DEF-00423-32-HDPE | C4B | 131242-WST02-DR-P-6018.dgn | WST02 | 400 | DEF | 00423 |  | 32 | HDPE | PIPELINE : WST02-400-DEF-00423-32-HDPE | BS EN 12201 | 1000 | PN10 | 0.4 | 0.2 | 10 | 32 | 4 | N/A |  | N/A | 30 | 196 | 196 | 226 | 400
0010296235 | AT_PROCESS | WST02-400-DEF-00426-32-HDPE | C4B | 131242-WST02-DR-P-6018.dgn | WST02 | 400 | DEF | 00426 |  | 32 | HDPE | PIPELINE : WST02-400-DEF-00426-32-HDPE | BS EN 12201 | 1000 | PN10 | 0 | 0 | 10 | 32 | 4 | N/A |  | N/A | 30 | 196 | 196 | 226 | 400
0010309449 | AT_PROCESS | WST02-400-DEF-00430-32-HDPE | C4B | 131242-WST02-DR-P-6018.dgn | WST02 | 400 | DEF | 00430 |  | 32 | HDPE | PIPELINE : WST02-400-DEF-00430-32-HDPE | BS EN 12201 | 1000 | PN10 | 0 | 0 | 10 | 32 | 4 | N/A |  | N/A | 30 | 196 | 196 | 226 | 400
0010309449 | AT_PROCESS | WST02-400-DEF-00430-32-HDPE | C4B | 131242-WST02-DR-P-6018.dgn | WST02 | 400 | DEF | 00430 |  | 32 | HDPE | PIPELINE : WST02-400-DEF-00430-32-HDPE | BS EN 12201 | 1000 | PN10 | 0 | 0 | 10 | 32 | 4 | N/A |  | N/A | 30 | 196 | 196 | 226 | 400
0010296226 | AT_PROCESS | WST02-400-DEF-00444-32-HDPE | C4B | 131242-WST02-DR-P-6018.dgn | WST02 | 400 | DEF | 00444 |  | 32 | HDPE | PIPELINE : WST02-400-DEF-00444-32-HDPE | BS EN 12201 | 1600 | PN10 | 0 | 0 | 10 | 32 | 4 | N/A |  | N/A | 30 | 196 | 196 | 226 | 400
0010296216 | AT_PROCESS | WST02-400-DEF-00445-32-HDPE | C4B | 131242-WST02-DR-P-6018.dgn | WST02 | 400 | DEF | 00445 |  | 32 | HDPE | PIPELINE : WST02-400-DEF-00445-32-HDPE | BS EN 12201 | 1000 | PN10 | 0 | 0 | 10 | 32 | 4 | N/A |  | N/A | 30 | 196 | 196 | 226 | 400
0010296216 | AT_PROCESS | WST02-400-DEF-00445-32-HDPE | C4B | 131242-WST02-DR-P-6018.dgn | WST02 | 400 | DEF | 00445 |  | 32 | HDPE | PIPELINE : WST02-400-DEF-00445-32-HDPE | BS EN 12201 | 1000 | PN10 | 0 | 0 | 10 | 32 | 4 | N/A |  | N/A | 30 | 196 | 196 | 226 | 400
0010296216 | AT_PROCESS | WST02-400-DEF-00445-32-HDPE | C4B | 131242-WST02-DR-P-6018.dgn | WST02 | 400 | DEF | 00445 |  | 32 | HDPE | PIPELINE : WST02-400-DEF-00445-32-HDPE | BS EN 12201 | 1000 | PN10 | 0 | 0 | 10 | 32 | 4 | N/A |  | N/A | 30 | 196 | 196 | 226 | 400
0010332102 | AT_PROCESS | WST02-400-DEF-00447-32-HDPE | C4B | 131242-WST02-DR-P-6008.dgn | WST02 | 400 | DEF | 00447 |  | 32 | HDPE | PIPELINE : WST02-400-DEF-00447-32-HDPE | BS EN 12201 | 1600 | PN10 | 0 | 0 | 10 | 32 | 4 | N/A |  | N/A | 30 | 0 | 0 | 0 | 100
0010296153 | AT_PROCESS | WST02-400-DEF-00448-32-HDPE | C4B | 131242-WST02-DR-P-6018.dgn | WST02 | 400 | DEF | 00448 |  | 32 | HDPE | PIPELINE : WST02-400-DEF-00448-32-HDPE | BS EN 12201 | 1000 | PN10 | 0 | 0 | 10 | 32 | 4 | N/A |  | N/A | 30 | 0 | 0 | 0 | 100
0010296049 | AT_PROCESS | WST02-400-DEF-00520-32-HDPE | C4B | 131242-WST02-DR-P-6018.dgn | WST02 | 400 | DEF | 00520 |  | 32 | HDPE | PIPELINE : WST02-400-DEF-00520-32-HDPE | BS EN 12201 | 1600 | PN10 | 0 | 0 | 0 | 0 | 0 | 0 |  | 0 | 0 | 0 | 0 | 0 | 100
0010296049 | AT_PROCESS | WST02-400-DEF-00520-32-HDPE | C4B | 131242-WST02-DR-P-6018.dgn | WST02 | 400 | DEF | 00520 |  | 32 | HDPE | PIPELINE : WST02-400-DEF-00520-32-HDPE | BS EN 12201 | 1600 | PN10 | 0 | 0 | 0 | 0 | 0 | 0 |  | 0 | 0 | 0 | 0 | 0 | 100
0010296054 | AT_PROCESS | WST02-400-DEF-00521-32-HDPE | C4B | 131242-WST02-DR-P-6018.dgn | WST02 | 400 | DEF | 00521 |  | 32 | HDPE | PIPELINE : WST02-400-DEF-00521-32-HDPE | BS EN 12201 | 1000 | PN10 | 0 | 0 | 10 | 32 | 4 | N/A |  | N/A | 30 | 10 | 0 | 20 | 100
0010296163 | AT_PROCESS | WST02-400-DEF-00526-32-HDPE | C4B | 131242-WST02-DR-P-6018.dgn | WST02 | 400 | DEF | 00526 |  | 32 | HDPE | PIPELINE : WST02-400-DEF-00526-32-HDPE | BS EN 12201 | 1000 | PN10 | 0 | 0 | 10 | 32 | 4 | N/A |  | N/A | 30 | 196 | 196 | 226 | 400
0010313915 | AT_PROCESS | WST02-400-DEF-00530-32-HDPE | C4B | 131242-WST02-DR-P-6018.dgn | WST02 | 400 | DEF | 00530 |  | 32 | HDPE | PIPELINE : WST02-400-DEF-00530-32-HDPE | BS EN 12201 | 1000 | PN10 | 0 | 0 | 10 | 32 | 4 | N/A |  | N/A | 30 | 196 | 196 | 226 | 400
0010313915 | AT_PROCESS | WST02-400-DEF-00530-32-HDPE | C4B | 131242-WST02-DR-P-6018.dgn | WST02 | 400 | DEF | 00530 |  | 32 | HDPE | PIPELINE : WST02-400-DEF-00530-32-HDPE | BS EN 12201 | 1000 | PN10 | 0 | 0 | 10 | 32 | 4 | N/A |  | N/A | 30 | 196 | 196 | 226 | 400
0010296158 | AT_PROCESS | WST02-400-DEF-00543-32-HDPE | C4B | 131242-WST02-DR-P-6018.dgn | WST02 | 400 | DEF | 00543 |  | 32 | HDPE | PIPELINE : WST02-400-DEF-00543-32-HDPE | BS EN 12201 | 1000 | PN10 | 0.4 | 0 | 10 | 32 | 4 | N/A |  | N/A | 30 | 196 | 196 | 226 | 400
0010296158 | AT_PROCESS | WST02-400-DEF-00543-32-HDPE | C4B | 131242-WST02-DR-P-6018.dgn | WST02 | 400 | DEF | 00543 |  | 32 | HDPE | PIPELINE : WST02-400-DEF-00543-32-HDPE | BS EN 12201 | 1000 | PN10 | 0.4 | 0 | 10 | 32 | 4 | N/A |  | N/A | 30 | 196 | 196 | 226 | 400
0010296065 | AT_PROCESS | WST02-400-DEF-00543A-32-HDPE | C4B | 131242-WST02-DR-P-6018.dgn | WST02 | 400 | DEF | 00543 | A | 32 | HDPE | PIPELINE : WST02-400-DEF-00543A-32-HDPE | BS EN 12201 | 1000 | PN10 | 0 | 0 | 10 | 32 | 4 | N/A |  | N/A | 30 | 196 | 196 | 226 | 400
0010296142 | AT_PROCESS | WST02-400-DEF-00543B-32-HDPE | C4B | 131242-WST02-DR-P-6018.dgn | WST02 | 400 | DEF | 00543 | B | 32 | HDPE | PIPELINE : WST02-400-DEF-00543B-32-HDPE | BS EN 12201 | 1000 | PN10 | 0 | 0 | 10 | 32 | 4 | N/A |  | N/A | 30 | 196 | 196 | 226 | 400
0010296167 | AT_PROCESS | WST02-400-DEF-00543C-32-HDPE | C4B | 131242-WST02-DR-P-6018.dgn | WST02 | 400 | DEF | 00543 | C | 32 | HDPE | PIPELINE : WST02-400-DEF-00543C-32-HDPE | BS EN 12201 | 1000 | PN10 | 0 | 0 | 10 | 32 | 4 | N/A |  | N/A | 30 | 196 | 196 | 226 | 400
0010296181 | AT_PROCESS | WST02-400-DEF-00543D-32-HDPE | C4B | 131242-WST02-DR-P-6018.dgn | WST02 | 400 | DEF | 00543 | D | 32 | HDPE | PIPELINE : WST02-400-DEF-00543D-32-HDPE | BS EN 12201 | 1000 | PN10 | 0 | 0 | 10 | 32 | 4 | N/A |  | N/A | 30 | 196 | 196 | 226 | 400
0010296165 | AT_PROCESS | WST02-400-DEF-00544-32-HDPE | C4B | 131242-WST02-DR-P-6018.dgn | WST02 | 400 | DEF | 00544 |  | 32 | HDPE | PIPELINE : WST02-400-DEF-00544-32-HDPE | BS EN 12201 | 1600 | PN10 | 0 | 0 | 10 | 32 | 4 | N/A |  | N/A | 30 | 196 | 196 | 226 | 400
0010296161 | AT_PROCESS | WST02-400-DEF-00545-32-HDPE | C4B | 131242-WST02-DR-P-6018.dgn | WST02 | 400 | DEF | 00545 |  | 32 | HDPE | PIPELINE : WST02-400-DEF-00545-32-HDPE | BS EN 12201 | 1000 | PN10 | 0 | 0 | 10 | 32 | 4 | N/A |  | N/A | 30 | 196 | 196 | 226 | 400
0010296161 | AT_PROCESS | WST02-400-DEF-00545-32-HDPE | C4B | 131242-WST02-DR-P-6018.dgn | WST02 | 400 | DEF | 00545 |  | 32 | HDPE | PIPELINE : WST02-400-DEF-00545-32-HDPE | BS EN 12201 | 1000 | PN10 | 0 | 0 | 10 | 32 | 4 | N/A |  | N/A | 30 | 196 | 196 | 226 | 400
0010296161 | AT_PROCESS | WST02-400-DEF-00545-32-HDPE | C4B | 131242-WST02-DR-P-6018.dgn | WST02 | 400 | DEF | 00545 |  | 32 | HDPE | PIPELINE : WST02-400-DEF-00545-32-HDPE | BS EN 12201 | 1000 | PN10 | 0 | 0 | 10 | 32 | 4 | N/A |  | N/A | 30 | 196 | 196 | 226 | 400
0010296042 | AT_PROCESS | WST02-400-DEF-00548-32-HDPE | C4B | 131242-WST02-DR-P-6018.dgn | WST02 | 400 | DEF | 00548 |  | 32 | HDPE | PIPELINE : WST02-400-DEF-00548-32-HDPE | BS EN 12201 | 1000 | PN10 | 0 | 0 | 10 | 32 | 4 | N/A |  | N/A | 30 | 0 | 0 | 0 | 100
0010296056 | AT_PROCESS | WST02-400-DEF-00552-32-HDPE | C4B | 131242-WST02-DR-P-6018.dgn | WST02 | 400 | DEF | 00552 |  | 32 | HDPE | PIPELINE : WST02-400-DEF-00552-32-HDPE | BS EN 12201 | 1000 | PN10 | 0 | 0 | 10 | 32 | 4 | N/A |  | N/A | 30 | 10 | 0 | 20 | 100
0010296056 | AT_PROCESS | WST02-400-DEF-00552-32-HDPE | C4B | 131242-WST02-DR-P-6018.dgn | WST02 | 400 | DEF | 00552 |  | 32 | HDPE | PIPELINE : WST02-400-DEF-00552-32-HDPE | BS EN 12201 | 1000 | PN10 | 0 | 0 | 10 | 32 | 4 | N/A |  | N/A | 30 | 10 | 0 | 20 | 100
0010322582 | AT_PROCESS | WST02-401-FC-00100-50-CPVC | C4B | 131242-WST02-DR-P-6015.dgn | WST02 | 401 | FC | 00100 |  | 50 | CPVC | PIPELINE : WST02-401-FC-00100-50-CPVC | ASTM F441 | 1000 | PN10 | 32000 | 17000 | 40000 | 60.3 | 5.54 | N/A |  | N/A | 30 | 300 | 300 | 300 | 500
0010305161 | AT_PROCESS | WST02-401-FC-00101-20-CPVC | C4B | 131242-WST02-DR-P-6005.dgn | WST02 | 401 | FC | 00101 |  | 20 | CPVC | PIPELINE : WST02-401-FC-00101-20-CPVC | ASTM F441 | 1000 | PN10 | 510.8 | 504.1 | 550 | 26.7 | 3.91 | N/A |  | N/A | 30 | 234 | 235 | 251 | 400
0010322584 | AT_PROCESS | WST02-401-FC-00101-50-CPVC | C4B | 131242-WST02-DR-P-6015.dgn | WST02 | 401 | FC | 00101 |  | 50 | CPVC | PIPELINE : WST02-401-FC-00101-50-CPVC | ASTM F441 | 1000 | PN10 | 32000 | 17000 | 40000 | 60.3 | 5.54 | N/A |  | N/A | 30 | 300 | 300 | 300 | 500
0010322531 | AT_PROCESS | WST02-401-FC-00102-100-CPVC | C4B | 131242-WST02-DR-P-6015.dgn | WST02 | 401 | FC | 00102 |  | 100 | CPVC | PIPELINE : WST02-401-FC-00102-100-CPVC | ASTM F441 | 1000 | PN10 | 0 | 0 | 40000 | 114 | 8.56 | N/A |  | N/A | 30 | 0 | 0 | 0 | 100
0010292637 | AT_PROCESS | WST02-401-FC-00102-20-CPVC | C4B | 131242-WST02-DR-P-6005.dgn | WST02 | 401 | FC | 00102 |  | 20 | CPVC | PIPELINE : WST02-401-FC-00102-20-CPVC | ASTM F441 | 1000 | PN10 | 510 | 504.1 | 550 | 26.7 | 3.91 | N/A |  | N/A | 30 | 234 | 235 | 251 | 400
0010292637 | AT_PROCESS | WST02-401-FC-00102-20-CPVC | C4B | 131242-WST02-DR-P-6000.dgn | WST02 | 401 | FC | 00102 |  | 20 | CPVC | PIPELINE : WST02-401-FC-00102-20-CPVC | ASTM F441 | 1000 | PN10 | 510 | 504.1 | 550 | 26.7 | 3.91 | N/A |  | N/A | 30 | 234 | 235 | 251 | 400
0010292744 | AT_PROCESS | WST02-401-FC-00103-20-CPVC | C4B | 131242-WST02-DR-P-6000.dgn | WST02 | 401 | FC | 00103 |  | 20 | CPVC | PIPELINE : WST02-401-FC-00103-20-CPVC | ASTM F441 | 1000 | PN10 | 1021.6 | 1008.2 | 1100 | 26.7 | 3.91 | N/A |  | N/A | 30 | 234 | 235 | 251 | 400
0010322814 | AT_PROCESS | WST02-401-FC-00103-50-CPVC | C4B | 131242-WST02-DR-P-6015.dgn | WST02 | 401 | FC | 00103 |  | 50 | CPVC | PIPELINE : WST02-401-FC-00103-50-CPVC | ASTM F441 | 1000 | PN10 | 0 | 0 | 40000 | 60.3 | 5.54 | N/A |  | N/A | 30 | 30 | 0 | 35 | 100
0010322740 | AT_PROCESS | WST02-401-FC-00104-50-CPVC | C4B | 131242-WST02-DR-P-6015.dgn | WST02 | 401 | FC | 00104 |  | 50 | CPVC | PIPELINE : WST02-401-FC-00104-50-CPVC | ASTM F441 | 1000 | PN10 | 43.2 | 16.4 | 200 | 60.3 | 5.54 | N/A |  | N/A | 30 | 30 | 0 | 35 | 100
0010322482 | AT_PROCESS | WST02-401-FC-00105-50-CPVC | C4B | 131242-WST02-DR-P-6015.dgn | WST02 | 401 | FC | 00105 |  | 50 | CPVC | PIPELINE : WST02-401-FC-00105-50-CPVC | ASTM F441 | 1000 | PN10 | 43.2 | 16.4 | 200 | 60.3 | 5.54 | N/A |  | N/A | 30 | 30 | 0 | 35 | 100
0010322510 | AT_PROCESS | WST02-401-FC-00106-50-CPVC | C4B | 131242-WST02-DR-P-6015.dgn | WST02 | 401 | FC | 00106 |  | 50 | CPVC | PIPELINE : WST02-401-FC-00106-50-CPVC | ASTM F441 | 1000 | PN10 | 43.2 | 16.4 | 200 | 60.3 | 5.54 | N/A |  | N/A | 30 | 30 | 0 | 35 | 100
0010322477 | AT_PROCESS | WST02-401-FC-00111-25-CPVC | C4B | 131242-WST02-DR-P-6015.dgn | WST02 | 401 | FC | 00111 |  | 25 | CPVC | PIPELINE : WST02-401-FC-00111-25-CPVC | ASTM F441 | 1000 | PN10 | 10.8 | 4.1 | 50 | 33.4 | 4.55 | N/A |  | N/A | 30 | 30 | 0 | 35 | 100
0010322477 | AT_PROCESS | WST02-401-FC-00111-25-CPVC | C4B | 131242-WST02-DR-P-6015.dgn | WST02 | 401 | FC | 00111 |  | 25 | CPVC | PIPELINE : WST02-401-FC-00111-25-CPVC | ASTM F441 | 1000 | PN10 | 10.8 | 4.1 | 50 | 33.4 | 4.55 | N/A |  | N/A | 30 | 30 | 0 | 35 | 100
0010322539 | AT_PROCESS | WST02-401-FC-00112-25-CPVC | C4B | 131242-WST02-DR-P-6015.dgn | WST02 | 401 | FC | 00112 |  | 25 | CPVC | PIPELINE : WST02-401-FC-00112-25-CPVC | ASTM F441 | 1000 | PN10 | 0 | 0 | 50 | 33.4 | 4.55 | N/A |  | N/A | 30 | 30 | 0 | 35 | 100
0010322722 | AT_PROCESS | WST02-401-FC-00113-15-CPVC | C4B | 131242-WST02-DR-P-6015.dgn | WST02 | 401 | FC | 00113 |  | 15 | CPVC | PIPELINE : WST02-401-FC-00113-15-CPVC | ASTM F441 | 1000 | PN10 | 0 | 0 | 0 | 21.3 | 3.73 | N/A |  | N/A | 30 | 30 | 0 | 35 | 100
0010293535 | AT_PROCESS | WST02-401-FC-00114-20-CPVC | C4B | 131242-WST02-DR-P-6015.dgn | WST02 | 401 | FC | 00114 |  | 20 | CPVC | PIPELINE : WST02-401-FC-00114-20-CPVC | ASTM F441 | 1000 | PN10 | 10.8 | 4.1 | 50 | 26.7 | 3.91 | N/A |  | N/A | 30 | 234 | 235 | 251 | 400
0010293535 | AT_PROCESS | WST02-401-FC-00114-20-CPVC | C4B | 131242-WST02-DR-P-6015.dgn | WST02 | 401 | FC | 00114 |  | 20 | CPVC | PIPELINE : WST02-401-FC-00114-20-CPVC | ASTM F441 | 1000 | PN10 | 10.8 | 4.1 | 50 | 26.7 | 3.91 | N/A |  | N/A | 30 | 234 | 235 | 251 | 400
0010293535 | AT_PROCESS | WST02-401-FC-00114-20-CPVC | C4B | 131242-WST02-DR-P-6015.dgn | WST02 | 401 | FC | 00114 |  | 20 | CPVC | PIPELINE : WST02-401-FC-00114-20-CPVC | ASTM F441 | 1000 | PN10 | 10.8 | 4.1 | 50 | 26.7 | 3.91 | N/A |  | N/A | 30 | 234 | 235 | 251 | 400
0010293535 | AT_PROCESS | WST02-401-FC-00114-20-CPVC | C4B | 131242-WST02-DR-P-6005.dgn | WST02 | 401 | FC | 00114 |  | 20 | CPVC | PIPELINE : WST02-401-FC-00114-20-CPVC | ASTM F441 | 1000 | PN10 | 10.8 | 4.1 | 50 | 26.7 | 3.91 | N/A |  | N/A | 30 | 234 | 235 | 251 | 400
0010293535 | AT_PROCESS | WST02-401-FC-00114-20-CPVC | C4B | 131242-WST02-DR-P-6015.dgn | WST02 | 401 | FC | 00114 |  | 20 | CPVC | PIPELINE : WST02-401-FC-00114-20-CPVC | ASTM F441 | 1000 | PN10 | 10.8 | 4.1 | 50 | 26.7 | 3.91 | N/A |  | N/A | 30 | 234 | 235 | 251 | 400
0010293535 | AT_PROCESS | WST02-401-FC-00114-20-CPVC | C4B | 131242-WST02-DR-P-6005.dgn | WST02 | 401 | FC | 00114 |  | 20 | CPVC | PIPELINE : WST02-401-FC-00114-20-CPVC | ASTM F441 | 1000 | PN10 | 10.8 | 4.1 | 50 | 26.7 | 3.91 | N/A |  | N/A | 30 | 234 | 235 | 251 | 400
0010322653 | AT_PROCESS | WST02-401-FC-00115-15-CPVC | C4B | 131242-WST02-DR-P-6015.dgn | WST02 | 401 | FC | 00115 |  | 15 | CPVC | PIPELINE : WST02-401-FC-00115-15-CPVC | ASTM F441 | 1000 | PN10 | 0 | 0 | 0 | 21.3 | 3.73 | N/A |  | N/A | 30 | 234 | 235 | 251 | 400
0010322677 | AT_PROCESS | WST02-401-FC-00116-20-CPVC | C4B | 131242-WST02-DR-P-6015.dgn | WST02 | 401 | FC | 00116 |  | 20 | CPVC | PIPELINE : WST02-401-FC-00116-20-CPVC | ASTM F441 | 1000 | PN10 | 0 | 0 | 50 | 26.7 | 3.91 | N/A |  | N/A | 30 | 234 | 235 | 251 | 400
0010322627 | AT_PROCESS | WST02-401-FC-00117-15-CPVC | C4B | 131242-WST02-DR-P-6015.dgn | WST02 | 401 | FC | 00117 |  | 15 | CPVC | PIPELINE : WST02-401-FC-00117-15-CPVC | ASTM F441 | 1000 | PN10 | 0 | 0 | 50 | 21.3 | 3.73 | N/A |  | N/A | 30 | 234 | 235 | 251 | 400
0010322683 | AT_PROCESS | WST02-401-FC-00119-20-CPVC | C4B | 131242-WST02-DR-P-6015.dgn | WST02 | 401 | FC | 00119 |  | 20 | CPVC | PIPELINE : WST02-401-FC-00119-20-CPVC | ASTM F441 | 1000 | PN10 | 0 | 0 | 50 | 26.7 | 3.91 | N/A |  | N/A | 30 | 0 | 0 | 0 | 100
0010322780 | AT_PROCESS | WST02-401-FC-00120-25-CPVC | C4B | 131242-WST02-DR-P-6015.dgn | WST02 | 401 | FC | 00120 |  | 25 | CPVC | PIPELINE : WST02-401-FC-00120-25-CPVC | ASTM F441 | 1000 | PN10 | 0 | 0 | 0 | 33.4 | 4.55 | N/A |  | N/A | 30 | 30 | 0 | 35 | 100
0010322785 | AT_PROCESS | WST02-401-FC-00121-25-CPVC | C4B | 131242-WST02-DR-P-6015.dgn | WST02 | 401 | FC | 00121 |  | 25 | CPVC | PIPELINE : WST02-401-FC-00121-25-CPVC | ASTM F441 | 1000 | PN10 | 0 | 0 | 0 | 33.4 | 4.55 | N/A |  | N/A | 30 | 30 | 0 | 35 | 100
0010322791 | AT_PROCESS | WST02-401-FC-00122-25-CPVC | C4B | 131242-WST02-DR-P-6015.dgn | WST02 | 401 | FC | 00122 |  | 25 | CPVC | PIPELINE : WST02-401-FC-00122-25-CPVC | ASTM F441 | 1000 | PN10 | 0 | 0 | 0 | 33.4 | 4.55 | N/A |  | N/A | 30 | 30 | 0 | 35 | 100
0010322825 | AT_PROCESS | WST02-401-FC-00123-25-CPVC | C4B | 131242-WST02-DR-P-6015.dgn | WST02 | 401 | FC | 00123 |  | 25 | CPVC | PIPELINE : WST02-401-FC-00123-25-CPVC | ASTM F441 | 1000 | PN10 | 0 | 0 | 0 | 33.4 | 4.55 | N/A |  | N/A | 30 | 30 | 0 | 35 | 100
0010322800 | AT_PROCESS | WST02-401-FC-00124-25-CPVC | C4B | 131242-WST02-DR-P-6015.dgn | WST02 | 401 | FC | 00124 |  | 25 | CPVC | PIPELINE : WST02-401-FC-00124-25-CPVC | ASTM F441 | 1000 | PN10 | 0 | 0 | 0 | 33.4 | 4.55 | N/A |  | N/A | 30 | 30 | 0 | 35 | 100
0010322796 | AT_PROCESS | WST02-401-FC-00125-25-CPVC | C4B | 131242-WST02-DR-P-6015.dgn | WST02 | 401 | FC | 00125 |  | 25 | CPVC | PIPELINE : WST02-401-FC-00125-25-CPVC | ASTM F441 | 1000 | PN10 | 0 | 0 | 0 | 33.4 | 4.55 | N/A |  | N/A | 30 | 30 | 0 | 35 | 100
0010322798 | AT_PROCESS | WST02-401-FC-00126-25-CPVC | C4B | 131242-WST02-DR-P-6015.dgn | WST02 | 401 | FC | 00126 |  | 25 | CPVC | PIPELINE : WST02-401-FC-00126-25-CPVC | ASTM F441 | 1000 | PN10 | 0 | 0 | 0 | 33.4 | 4.55 | N/A |  | N/A | 30 | 30 | 0 | 35 | 100
0010322629 | AT_PROCESS | WST02-401-FC-00128-15-CPVC | C4B | 131242-WST02-DR-P-6015.dgn | WST02 | 401 | FC | 00128 |  | 15 | CPVC | PIPELINE : WST02-401-FC-00128-15-CPVC | ASTM F441 | 1000 | PN10 | 0 | 0 | 0 | 21.3 | 3.73 | N/A |  | N/A | 30 | 234 | 235 | 251 | 400
0010322774 | AT_PROCESS | WST02-401-FC-00130-25-CPVC | C4B | 131242-WST02-DR-P-6015.dgn | WST02 | 401 | FC | 00130 |  | 25 | CPVC | PIPELINE : WST02-401-FC-00130-25-CPVC | ASTM F441 | 1000 | PN10 | 0 | 0 | 0 | 33.4 | 4.55 | N/A |  | N/A | 30 | 30 | 0 | 35 | 100
0010322807 | AT_PROCESS | WST02-401-FC-00131-25-CPVC | C4B | 131242-WST02-DR-P-6015.dgn | WST02 | 401 | FC | 00131 |  | 25 | CPVC | PIPELINE : WST02-401-FC-00131-25-CPVC | ASTM F441 | 1000 | PN10 | 0 | 0 | 0 | 33.4 | 4.55 | N/A |  | N/A | 30 | 30 | 0 | 35 | 100
0010322822 | AT_PROCESS | WST02-401-FC-00132-25-CPVC | C4B | 131242-WST02-DR-P-6015.dgn | WST02 | 401 | FC | 00132 |  | 25 | CPVC | PIPELINE : WST02-401-FC-00132-25-CPVC | ASTM F441 | 1000 | PN10 | 0 | 0 | 0 | 21.3 | 3.73 | N/A |  | N/A | 30 | 30 | 0 | 35 | 100
0010322828 | AT_PROCESS | WST02-401-FC-00133-25-CPVC | C4B | 131242-WST02-DR-P-6015.dgn | WST02 | 401 | FC | 00133 |  | 25 | CPVC | PIPELINE : WST02-401-FC-00133-25-CPVC | ASTM F441 | 1000 | PN10 | 32.4 | 21.6 | 80 | 33.4 | 4.55 | N/A |  | N/A | 30 | 30 | 0 | 35 | 100
0010322831 | AT_PROCESS | WST02-401-FC-00134-15-CPVC | C4B | 131242-WST02-DR-P-6015.dgn | WST02 | 401 | FC | 00134 |  | 15 | CPVC | PIPELINE : WST02-401-FC-00134-15-CPVC | ASTM F441 | 1000 | PN10 | 0 | 0 | 0 | 21.3 | 3.73 | N/A |  | N/A | 30 | 30 | 0 | 35 | 100
0010322751 | AT_PROCESS | WST02-401-FC-00141-32-HDPE | C4B | 131242-WST02-DR-P-6015.dgn | WST02 | 401 | FC | 00141 |  | 32 | HDPE | PIPELINE : WST02-401-FC-00141-32-HDPE | BS EN 12201 | 1000 | PN10 | 0 | 0 | 600 | 32 | 4 | N/A |  | N/A | 30 | 0 | 0 | 0 | 100
0010336616 | AT_PROCESS | WST02-401-FC-00142-20-HDPE | C4B | 131242-WST02-DR-P-6015.dgn | WST02 | 401 | FC | 00142 |  | 20 | HDPE | PIPELINE : WST02-401-FC-00142-20-HDPE | None
0010322753 | AT_PROCESS | WST02-401-FC-00142-32-HDPE | C4B | 131242-WST02-DR-P-6015.dgn | WST02 | 401 | FC | 00142 |  | 32 | HDPE | PIPELINE : WST02-401-FC-00142-32-HDPE | BS EN 12201 | 1000 | PN10 | 0 | 0 | 1000 | 32 | 4 | N/A |  | N/A | 30 | 0 | 0 | 0 | 100
0010335576 | AT_PROCESS | WST02-401-FC-00143-63-HDPE | C4B | 131242-WST02-DR-P-6015.dgn | WST02 | 401 | FC | 00143 |  | 63 | HDPE | PIPELINE : WST02-401-FC-00143-63-HDPE | BS EN 12201 | 1000 | PN10 | 0 | 0 | 0 | 60.3 | 3.91 | N/A |  | N/A | 30 | 0 | 0 | 0 | 100
0010331868 | AT_PROCESS | WST02-401-FC-00152-15-CPVC | C4B | 131242-WST02-DR-P-6005.dgn | WST02 | 401 | FC | 00152 |  | 15 | CPVC | PIPELINE : WST02-401-FC-00152-15-CPVC | ASTM F441 | 1000 | PN10 | 0 | 0 | 50 | 21.3 | 3.73 | N/A |  | N/A | 30 | 0 | 0 | 0 | 100
0010293986 | AT_PROCESS | WST02-401-FC-00201-20-CPVC | C4B | 131242-WST02-DR-P-6006.dgn | WST02 | 401 | FC | 00201 |  | 20 | CPVC | FC DOSING TO AMX REACTOR 2 AND EQ TANK 1 | ASTM F441 | 1000 | PN10 | 510.8 | 504.1 | 550 | 26.7 | 3.91 |  |  |  | 30 | 234 | 235 | 251 | 400
0010322577 | AT_PROCESS | WST02-401-FC-00201-50-CPVC | C4B | 131242-WST02-DR-P-6015.dgn | WST02 | 401 | FC | 00201 |  | 50 | CPVC | PIPELINE : WST02-401-FC-00201-50-CPVC | ASTM F441 | 1000 | PN10 | 32.4 | 21.6 | 80 | 60.3 | 5.54 | N/A |  | N/A | 30 | 30 | 0 | 35 | 100
0010322568 | AT_PROCESS | WST02-401-FC-00202-100-CPVC | C4B | 131242-WST02-DR-P-6015.dgn | WST02 | 401 | FC | 00202 |  | 100 | CPVC | PIPELINE : WST02-401-FC-00202-100-CPVC | ASTM F441 | 1000 | PN10 | 0 | 0 | 40000 | 114 | 8.56 | N/A |  | N/A | 30 | 0 | 0 | 0 | 100
0010292613 | AT_PROCESS | WST02-401-FC-00202-20-CPVC | C4B | 131242-WST02-DR-P-6000.dgn | WST02 | 401 | FC | 00202 |  | 20 | CPVC | PIPELINE : WST02-401-FC-00202-20-CPVC | ASTM F441 | 1000 | PN10 | 510.8 | 504.1 | 550 | 26.7 | 3.91 |  |  |  | 30 | 234 | 235 | 251 | 400
0010292613 | AT_PROCESS | WST02-401-FC-00202-20-CPVC | C4B | 131242-WST02-DR-P-6006.dgn | WST02 | 401 | FC | 00202 |  | 20 | CPVC | PIPELINE : WST02-401-FC-00202-20-CPVC | ASTM F441 | 1000 | PN10 | 510.8 | 504.1 | 550 | 26.7 | 3.91 |  |  |  | 30 | 234 | 235 | 251 | 400
0010292655 | AT_PROCESS | WST02-401-FC-00203-20-CPVC | C4B | 131242-WST02-DR-P-6000.dgn | WST02 | 401 | FC | 00203 |  | 20 | CPVC | PIPELINE : WST02-401-FC-00203-20-CPVC | ASTM F441 | 1000 | PN10 | 1021.6 | 1008.2 | 1100 | 26.7 | 3.91 | N/A |  | N/A | 30 | 234 | 235 | 251 | 400
0010322564 | AT_PROCESS | WST02-401-FC-00203-50-CPVC | C4B | 131242-WST02-DR-P-6015.dgn | WST02 | 401 | FC | 00203 |  | 50 | CPVC | PIPELINE : WST02-401-FC-00203-50-CPVC | ASTM F441 | 1000 | PN10 | 0 | 0 | 40000 | 60.3 | 5.54 | N/A |  | N/A | 30 | 30 | 0 | 35 | 100
0010334989 | AT_PROCESS | WST02-401-FC-00204-50-CPVC | C4B | 131242-WST02-DR-P-6015.dgn | WST02 | 401 | FC | 00204 |  | 50 | CPVC | PIPELINE : WST02-401-FC-00204-50-CPVC | ASTM F441 | 1000 | PN10 | 43.2 | 16.4 | 200 | 60.3 | 5.54 | N/A |  | N/A | 30 | 30 | 0 | 35 | 100
0010322505 | AT_PROCESS | WST02-401-FC-00211-25-CPVC | C4B | 131242-WST02-DR-P-6015.dgn | WST02 | 401 | FC | 00211 |  | 25 | CPVC | PIPELINE : WST02-401-FC-00211-25-CPVC | ASTM F441 | 1000 | PN10 | 10.8 | 4.1 | 50 | 33.4 | 4.55 | N/A |  | N/A | 30 | 30 | 0 | 35 | 100
0010322505 | AT_PROCESS | WST02-401-FC-00211-25-CPVC | C4B | 131242-WST02-DR-P-6015.dgn | WST02 | 401 | FC | 00211 |  | 25 | CPVC | PIPELINE : WST02-401-FC-00211-25-CPVC | ASTM F441 | 1000 | PN10 | 10.8 | 4.1 | 50 | 33.4 | 4.55 | N/A |  | N/A | 30 | 30 | 0 | 35 | 100
0010322512 | AT_PROCESS | WST02-401-FC-00212-25-CPVC | C4B | 131242-WST02-DR-P-6015.dgn | WST02 | 401 | FC | 00212 |  | 25 | CPVC | PIPELINE : WST02-401-FC-00212-25-CPVC | ASTM F441 | 1000 | PN10 | 0 | 0 | 0 | 33.4 | 4.55 | N/A |  | N/A | 30 | 30 | 0 | 35 | 100
0010322489 | AT_PROCESS | WST02-401-FC-00213-15-CPVC | C4B | 131242-WST02-DR-P-6015.dgn | WST02 | 401 | FC | 00213 |  | 15 | CPVC | PIPELINE : WST02-401-FC-00213-15-CPVC | ASTM F441 | 1000 | PN10 | 0 | 0 | 0 | 21.3 | 3.73 | N/A |  | N/A | 30 | 30 | 0 | 35 | 100
0010293896 | AT_PROCESS | WST02-401-FC-00214-20-CPVC | C4B | 131242-WST02-DR-P-6015.dgn | WST02 | 401 | FC | 00214 |  | 20 | CPVC | PIPELINE : WST02-401-FC-00214-20-CPVC | ASTM F441 | 1000 | PN10 | 10.8 | 4.1 | 50 | 26.7 | 3.91 | N/A |  | N/A | 30 | 234 | 235 | 251 | 400
0010293896 | AT_PROCESS | WST02-401-FC-00214-20-CPVC | C4B | 131242-WST02-DR-P-6006.dgn | WST02 | 401 | FC | 00214 |  | 20 | CPVC | PIPELINE : WST02-401-FC-00214-20-CPVC | ASTM F441 | 1000 | PN10 | 10.8 | 4.1 | 50 | 26.7 | 3.91 | N/A |  | N/A | 30 | 234 | 235 | 251 | 400
0010293896 | AT_PROCESS | WST02-401-FC-00214-20-CPVC | C4B | 131242-WST02-DR-P-6015.dgn | WST02 | 401 | FC | 00214 |  | 20 | CPVC | PIPELINE : WST02-401-FC-00214-20-CPVC | ASTM F441 | 1000 | PN10 | 10.8 | 4.1 | 50 | 26.7 | 3.91 | N/A |  | N/A | 30 | 234 | 235 | 251 | 400
0010293896 | AT_PROCESS | WST02-401-FC-00214-20-CPVC | C4B | 131242-WST02-DR-P-6015.dgn | WST02 | 401 | FC | 00214 |  | 20 | CPVC | PIPELINE : WST02-401-FC-00214-20-CPVC | ASTM F441 | 1000 | PN10 | 10.8 | 4.1 | 50 | 26.7 | 3.91 | N/A |  | N/A | 30 | 234 | 235 | 251 | 400
0010293896 | AT_PROCESS | WST02-401-FC-00214-20-CPVC | C4B | 131242-WST02-DR-P-6015.dgn | WST02 | 401 | FC | 00214 |  | 20 | CPVC | PIPELINE : WST02-401-FC-00214-20-CPVC | ASTM F441 | 1000 | PN10 | 10.8 | 4.1 | 50 | 26.7 | 3.91 | N/A |  | N/A | 30 | 234 | 235 | 251 | 400
0010293896 | AT_PROCESS | WST02-401-FC-00214-20-CPVC | C4B | 131242-WST02-DR-P-6006.dgn | WST02 | 401 | FC | 00214 |  | 20 | CPVC | PIPELINE : WST02-401-FC-00214-20-CPVC | ASTM F441 | 1000 | PN10 | 10.8 | 4.1 | 50 | 26.7 | 3.91 | N/A |  | N/A | 30 | 234 | 235 | 251 | 400
0010322657 | AT_PROCESS | WST02-401-FC-00215-15-CPVC | C4B | 131242-WST02-DR-P-6015.dgn | WST02 | 401 | FC | 00215 |  | 15 | CPVC | PIPELINE : WST02-401-FC-00215-15-CPVC | ASTM F441 | 1000 | PN10 | 0 | 0 | 0 | 21.3 | 3.73 | N/A |  | N/A | 30 | 234 | 235 | 251 | 400
0010322681 | AT_PROCESS | WST02-401-FC-00216-20-CPVC | C4B | 131242-WST02-DR-P-6015.dgn | WST02 | 401 | FC | 00216 |  | 20 | CPVC | PIPELINE : WST02-401-FC-00216-20-CPVC | ASTM F441 | 1000 | PN10 | 0 | 0 | 50 | 26.7 | 3.91 | N/A |  | N/A | 30 | 234 | 235 | 251 | 400
0010322708 | AT_PROCESS | WST02-401-FC-00217-15-CPVC | C4B | 131242-WST02-DR-P-6015.dgn | WST02 | 401 | FC | 00217 |  | 15 | CPVC | PIPELINE : WST02-401-FC-00217-15-CPVC | ASTM F441 | 1000 | PN10 | 0 | 0 | 50 | 21.3 | 3.73 | N/A |  | N/A | 30 | 234 | 235 | 251 | 400
0010322688 | AT_PROCESS | WST02-401-FC-00219-20-CPVC | C4B | 131242-WST02-DR-P-6015.dgn | WST02 | 401 | FC | 00219 |  | 20 | CPVC | PIPELINE : WST02-401-FC-00219-20-CPVC | ASTM F441 | 1000 | PN10 | 0 | 0 | 50 | 26.7 | 3.91 | N/A |  | N/A | 30 | 0 | 0 | 0 | 100
0010322585 | AT_PROCESS | WST02-401-FC-00221-25-CPVC | C4B | 131242-WST02-DR-P-6015.dgn | WST02 | 401 | FC | 00221 |  | 25 | CPVC | PIPELINE : WST02-401-FC-00221-25-CPVC | ASTM F441 | 1000 | PN10 | 0 | 0 | 0 | 33.4 | 4.55 | N/A |  | N/A | 30 | 30 | 0 | 35 | 100
0010322590 | AT_PROCESS | WST02-401-FC-00222-25-CPVC | C4B | 131242-WST02-DR-P-6015.dgn | WST02 | 401 | FC | 00222 |  | 25 | CPVC | PIPELINE : WST02-401-FC-00222-25-CPVC | ASTM F441 | 1000 | PN10 | 0 | 0 | 0 | 33.4 | 4.55 | N/A |  | N/A | 30 | 30 | 0 | 35 | 100
0010322592 | AT_PROCESS | WST02-401-FC-00223-25-CPVC | C4B | 131242-WST02-DR-P-6015.dgn | WST02 | 401 | FC | 00223 |  | 25 | CPVC | PIPELINE : WST02-401-FC-00223-25-CPVC | ASTM F441 | 1000 | PN10 | 0 | 0 | 0 | 33.4 | 4.55 | N/A |  | N/A | 30 | 30 | 0 | 35 | 100
0010322597 | AT_PROCESS | WST02-401-FC-00224-25-CPVC | C4B | 131242-WST02-DR-P-6015.dgn | WST02 | 401 | FC | 00224 |  | 25 | CPVC | PIPELINE : WST02-401-FC-00224-25-CPVC | ASTM F441 | 1000 | PN10 | 0 | 0 | 0 | 33.4 | 4.55 | N/A |  | N/A | 30 | 30 | 0 | 35 | 100
0010322599 | AT_PROCESS | WST02-401-FC-00225-25-CPVC | C4B | 131242-WST02-DR-P-6015.dgn | WST02 | 401 | FC | 00225 |  | 25 | CPVC | PIPELINE : WST02-401-FC-00225-25-CPVC | ASTM F441 | 1000 | PN10 | 0 | 0 | 0 | 33.4 | 4.55 | N/A |  | N/A | 30 | 30 | 0 | 35 | 100
0010322491 | AT_PROCESS | WST02-401-FC-00226-25-CPVC | C4B | 131242-WST02-DR-P-6015.dgn | WST02 | 401 | FC | 00226 |  | 25 | CPVC | PIPELINE : WST02-401-FC-00226-25-CPVC | ASTM F441 | 1000 | PN10 | 0 | 0 | 0 | 33.4 | 4.55 | N/A |  | N/A | 30 | 30 | 0 | 35 | 100
0010322770 | AT_PROCESS | WST02-401-FC-00228-15-CPVC | C4B | 131242-WST02-DR-P-6015.dgn | WST02 | 401 | FC | 00228 |  | 15 | CPVC | PIPELINE : WST02-401-FC-00228-15-CPVC | ASTM F441 | 1000 | PN10 | 0 | 0 | 0 | 21.3 | 3.73 | N/A |  | N/A | 30 | 234 | 235 | 251 | 400
0010322552 | AT_PROCESS | WST02-401-FC-00230-25-CPVC | C4B | 131242-WST02-DR-P-6015.dgn | WST02 | 401 | FC | 00230 |  | 25 | CPVC | PIPELINE : WST02-401-FC-00230-25-CPVC | ASTM F441 | 1000 | PN10 | 0 | 0 | 0 | 33.4 | 4.55 | N/A |  | N/A | 30 | 30 | 0 | 35 | 100
0010322560 | AT_PROCESS | WST02-401-FC-00231-25-CPVC | C4B | 131242-WST02-DR-P-6015.dgn | WST02 | 401 | FC | 00231 |  | 25 | CPVC | PIPELINE : WST02-401-FC-00231-25-CPVC | ASTM F441 | 1000 | PN10 | 0 | 0 | 0 | 33.4 | 4.55 | N/A |  | N/A | 30 | 30 | 0 | 35 | 100
0010322557 | AT_PROCESS | WST02-401-FC-00232-25-CPVC | C4B | 131242-WST02-DR-P-6015.dgn | WST02 | 401 | FC | 00232 |  | 25 | CPVC | PIPELINE : WST02-401-FC-00232-25-CPVC | ASTM F441 | 1000 | PN10 | 0 | 0 | 0 | 21.3 | 3.73 | N/A |  | N/A | 30 | 30 | 0 | 35 | 100
0010322483 | AT_PROCESS | WST02-401-FC-00233-25-CPVC | C4B | 131242-WST02-DR-P-6015.dgn | WST02 | 401 | FC | 00233 |  | 25 | CPVC | PIPELINE : WST02-401-FC-00233-25-CPVC | ASTM F441 | 1000 | PN10 | 32.4 | 21.6 | 80 | 33.4 | 4.55 | N/A |  | N/A | 30 | 30 | 0 | 35 | 100
0010322474 | AT_PROCESS | WST02-401-FC-00234-15-CPVC | C4B | 131242-WST02-DR-P-6015.dgn | WST02 | 401 | FC | 00234 |  | 15 | CPVC | PIPELINE : WST02-401-FC-00234-15-CPVC | ASTM F441 | 1000 | PN10 | 0 | 0 | 0 | 21.3 | 3.73 | N/A |  | N/A | 30 | 30 | 0 | 35 | 100
0010331911 | AT_PROCESS | WST02-401-FC-00252-15-CPVC | C4B | 131242-WST02-DR-P-6006.dgn | WST02 | 401 | FC | 00252 |  | 15 | CPVC | FC TO AMX REACTOR 2 LPLD DRAIN | ASTM F441 | 1000 | PN10 | 0 | 0 | 50 | 21.3 | 3.73 |  |  |  | 30 | 0 | 0 | 0 | 100
0010294236 | AT_PROCESS | WST02-401-FC-00301-20-CPVC | C4B | 131242-WST02-DR-P-6007.dgn | WST02 | 401 | FC | 00301 |  | 20 | CPVC | PIPELINE : WST02-401-FC-00301-20-CPVC | ASTM F441 | 1000 | PN10 | 510.8 | 504.1 | 550 | 26.7 | 3.91 | N/A |  | N/A | 30 | 234 | 235 | 251 | 400
0010292702 | AT_PROCESS | WST02-401-FC-00302-20-CPVC | C4B | 131242-WST02-DR-P-6007.dgn | WST02 | 401 | FC | 00302 |  | 20 | CPVC | PIPELINE : WST02-401-FC-00302-20-CPVC | ASTM F441 | 1000 | PN10 | 510.8 | 504.1 | 550 | 26.7 | 3.91 | N/A |  | N/A | 30 | 234 | 235 | 251 | 400
0010292702 | AT_PROCESS | WST02-401-FC-00302-20-CPVC | C4B | 131242-WST02-DR-P-6000.dgn | WST02 | 401 | FC | 00302 |  | 20 | CPVC | PIPELINE : WST02-401-FC-00302-20-CPVC | ASTM F441 | 1000 | PN10 | 510.8 | 504.1 | 550 | 26.7 | 3.91 | N/A |  | N/A | 30 | 234 | 235 | 251 | 400
0010322514 | AT_PROCESS | WST02-401-FC-00311-25-CPVC | C4B | 131242-WST02-DR-P-6015.dgn | WST02 | 401 | FC | 00311 |  | 25 | CPVC | PIPELINE : WST02-401-FC-00311-25-CPVC | ASTM F441 | 1000 | PN10 | 10.8 | 4.1 | 50 | 33.4 | 4.55 | N/A |  | N/A | 30 | 30 | 0 | 35 | 100
0010322514 | AT_PROCESS | WST02-401-FC-00311-25-CPVC | C4B | 131242-WST02-DR-P-6015.dgn | WST02 | 401 | FC | 00311 |  | 25 | CPVC | PIPELINE : WST02-401-FC-00311-25-CPVC | ASTM F441 | 1000 | PN10 | 10.8 | 4.1 | 50 | 33.4 | 4.55 | N/A |  | N/A | 30 | 30 | 0 | 35 | 100
0010322519 | AT_PROCESS | WST02-401-FC-00312-25-CPVC | C4B | 131242-WST02-DR-P-6015.dgn | WST02 | 401 | FC | 00312 |  | 25 | CPVC | PIPELINE : WST02-401-FC-00312-25-CPVC | ASTM F441 | 1000 | PN10 | 0 | 0 | 0 | 33.4 | 4.55 | N/A |  | N/A | 30 | 30 | 0 | 35 | 100
0010322545 | AT_PROCESS | WST02-401-FC-00313-15-CPVC | C4B | 131242-WST02-DR-P-6015.dgn | WST02 | 401 | FC | 00313 |  | 15 | CPVC | PIPELINE : WST02-401-FC-00313-15-CPVC | ASTM F441 | 1000 | PN10 | 0 | 0 | 0 | 21.3 | 3.73 | N/A |  | N/A | 30 | 30 | 0 | 35 | 100
0010294246 | AT_PROCESS | WST02-401-FC-00314-20-CPVC | C4B | 131242-WST02-DR-P-6015.dgn | WST02 | 401 | FC | 00314 |  | 20 | CPVC | PIPELINE : WST02-401-FC-00314-20-CPVC | ASTM F441 | 1000 | PN10 | 10.8 | 4.1 | 50 | 26.7 | 3.91 | N/A |  | N/A | 30 | 234 | 235 | 251 | 400
0010294246 | AT_PROCESS | WST02-401-FC-00314-20-CPVC | C4B | 131242-WST02-DR-P-6007.dgn | WST02 | 401 | FC | 00314 |  | 20 | CPVC | PIPELINE : WST02-401-FC-00314-20-CPVC | ASTM F441 | 1000 | PN10 | 10.8 | 4.1 | 50 | 26.7 | 3.91 | N/A |  | N/A | 30 | 234 | 235 | 251 | 400
0010294246 | AT_PROCESS | WST02-401-FC-00314-20-CPVC | C4B | 131242-WST02-DR-P-6015.dgn | WST02 | 401 | FC | 00314 |  | 20 | CPVC | PIPELINE : WST02-401-FC-00314-20-CPVC | ASTM F441 | 1000 | PN10 | 10.8 | 4.1 | 50 | 26.7 | 3.91 | N/A |  | N/A | 30 | 234 | 235 | 251 | 400
0010294246 | AT_PROCESS | WST02-401-FC-00314-20-CPVC | C4B | 131242-WST02-DR-P-6015.dgn | WST02 | 401 | FC | 00314 |  | 20 | CPVC | PIPELINE : WST02-401-FC-00314-20-CPVC | ASTM F441 | 1000 | PN10 | 10.8 | 4.1 | 50 | 26.7 | 3.91 | N/A |  | N/A | 30 | 234 | 235 | 251 | 400
0010294246 | AT_PROCESS | WST02-401-FC-00314-20-CPVC | C4B | 131242-WST02-DR-P-6007.dgn | WST02 | 401 | FC | 00314 |  | 20 | CPVC | PIPELINE : WST02-401-FC-00314-20-CPVC | ASTM F441 | 1000 | PN10 | 10.8 | 4.1 | 50 | 26.7 | 3.91 | N/A |  | N/A | 30 | 234 | 235 | 251 | 400
0010294246 | AT_PROCESS | WST02-401-FC-00314-20-CPVC | C4B | 131242-WST02-DR-P-6015.dgn | WST02 | 401 | FC | 00314 |  | 20 | CPVC | PIPELINE : WST02-401-FC-00314-20-CPVC | ASTM F441 | 1000 | PN10 | 10.8 | 4.1 | 50 | 26.7 | 3.91 | N/A |  | N/A | 30 | 234 | 235 | 251 | 400
0010322661 | AT_PROCESS | WST02-401-FC-00315-15-CPVC | C4B | 131242-WST02-DR-P-6015.dgn | WST02 | 401 | FC | 00315 |  | 15 | CPVC | PIPELINE : WST02-401-FC-00315-15-CPVC | ASTM F441 | 1000 | PN10 | 0 | 0 | 0 | 21.3 | 3.73 | N/A |  | N/A | 30 | 234 | 235 | 251 | 400
0010322684 | AT_PROCESS | WST02-401-FC-00316-20-CPVC | C4B | 131242-WST02-DR-P-6015.dgn | WST02 | 401 | FC | 00316 |  | 20 | CPVC | PIPELINE : WST02-401-FC-00316-20-CPVC | ASTM F441 | 1000 | PN10 | 0 | 0 | 50 | 26.7 | 3.91 | N/A |  | N/A | 30 | 234 | 235 | 251 | 400
0010322711 | AT_PROCESS | WST02-401-FC-00317-15-CPVC | C4B | 131242-WST02-DR-P-6015.dgn | WST02 | 401 | FC | 00317 |  | 15 | CPVC | PIPELINE : WST02-401-FC-00317-15-CPVC | ASTM F441 | 1000 | PN10 | 0 | 0 | 0 | 21.3 | 3.73 | N/A |  | N/A | 30 | 234 | 235 | 251 | 400
0010322693 | AT_PROCESS | WST02-401-FC-00319-20-CPVC | C4B | 131242-WST02-DR-P-6015.dgn | WST02 | 401 | FC | 00319 |  | 20 | CPVC | PIPELINE : WST02-401-FC-00319-20-CPVC | ASTM F441 | 1000 | PN10 | 0 | 0 | 0 | 26.7 | 3.91 | N/A |  | N/A | 30 | 0 | 0 | 0 | 100
0010322817 | AT_PROCESS | WST02-401-FC-00328-15-CPVC | C4B | 131242-WST02-DR-P-6015.dgn | WST02 | 401 | FC | 00328 |  | 15 | CPVC | PIPELINE : WST02-401-FC-00328-15-CPVC | ASTM F441 | 1000 | PN10 | 0 | 0 | 0 | 21.3 | 3.73 | N/A |  | N/A | 30 | 234 | 235 | 251 | 400
0010332030 | AT_PROCESS | WST02-401-FC-00352-15-CPVC | C4B | 131242-WST02-DR-P-6007.dgn | WST02 | 401 | FC | 00352 |  | 15 | CPVC | PIPELINE : WST02-401-FC-00352-15-CPVC | ASTM F441 | 1000 | PN10 | 0 | 0 | 50 | 21.3 | 3.73 | N/A |  | N/A | 30 | 0 | 0 | 0 | 100
0010299228 | AT_PROCESS | WST02-401-FC-00401-20-CPVC | C4B | 131242-WST02-DR-P-6008.dgn | WST02 | 401 | FC | 00401 |  | 20 | CPVC | PIPELINE : WST02-401-FC-00401-20-CPVC | ASTM F441 | 1000 | PN10 | 510.8 | 504.1 | 550 | 26.7 | 3.91 | N/A |  | N/A | 30 | 234 | 235 | 251 | 400
0010292791 | AT_PROCESS | WST02-401-FC-00402-20-CPVC | C4B | 131242-WST02-DR-P-6008.dgn | WST02 | 401 | FC | 00402 |  | 20 | CPVC | PIPELINE : WST02-401-FC-00402-20-CPVC | ASTM F441 | 1000 | PN10 | 510.8 | 504.1 | 550 | 26.7 | 3.91 | N/A |  | N/A | 30 | 234 | 235 | 251 | 400
0010292791 | AT_PROCESS | WST02-401-FC-00402-20-CPVC | C4B | 131242-WST02-DR-P-6000.dgn | WST02 | 401 | FC | 00402 |  | 20 | CPVC | PIPELINE : WST02-401-FC-00402-20-CPVC | ASTM F441 | 1000 | PN10 | 510.8 | 504.1 | 550 | 26.7 | 3.91 | N/A |  | N/A | 30 | 234 | 235 | 251 | 400
0010322469 | AT_PROCESS | WST02-401-FC-00411-25-CPVC | C4B | 131242-WST02-DR-P-6015.dgn | WST02 | 401 | FC | 00411 |  | 25 | CPVC | PIPELINE : WST02-401-FC-00411-25-CPVC | ASTM F441 | 1000 | PN10 | 10.8 | 4.1 | 50 | 33.4 | 4.55 | N/A |  | N/A | 30 | 30 | 0 | 35 | 100
0010322469 | AT_PROCESS | WST02-401-FC-00411-25-CPVC | C4B | 131242-WST02-DR-P-6015.dgn | WST02 | 401 | FC | 00411 |  | 25 | CPVC | PIPELINE : WST02-401-FC-00411-25-CPVC | ASTM F441 | 1000 | PN10 | 10.8 | 4.1 | 50 | 33.4 | 4.55 | N/A |  | N/A | 30 | 30 | 0 | 35 | 100
0010322524 | AT_PROCESS | WST02-401-FC-00412-25-CPVC | C4B | 131242-WST02-DR-P-6015.dgn | WST02 | 401 | FC | 00412 |  | 25 | CPVC | PIPELINE : WST02-401-FC-00412-25-CPVC | ASTM F441 | 1000 | PN10 | 0 | 0 | 0 | 33.4 | 4.55 | N/A |  | N/A | 30 | 30 | 0 | 35 | 100
0010322467 | AT_PROCESS | WST02-401-FC-00413-15-CPVC | C4B | 131242-WST02-DR-P-6015.dgn | WST02 | 401 | FC | 00413 |  | 15 | CPVC | PIPELINE : WST02-401-FC-00413-15-CPVC | ASTM F441 | 1000 | PN10 | 0 | 0 | 0 | 21.3 | 3.73 | N/A |  | N/A | 30 | 30 | 0 | 35 | 100
0010295188 | AT_PROCESS | WST02-401-FC-00414-20-CPVC | C4B | 131242-WST02-DR-P-6015.dgn | WST02 | 401 | FC | 00414 |  | 20 | CPVC | PIPELINE : WST02-401-FC-00414-20-CPVC | ASTM F441 | 1000 | PN10 | 10.8 | 4.1 | 50 | 26.7 | 3.91 | N/A |  | N/A | 30 | 234 | 235 | 251 | 400
0010295188 | AT_PROCESS | WST02-401-FC-00414-20-CPVC | C4B | 131242-WST02-DR-P-6008.dgn | WST02 | 401 | FC | 00414 |  | 20 | CPVC | PIPELINE : WST02-401-FC-00414-20-CPVC | ASTM F441 | 1000 | PN10 | 10.8 | 4.1 | 50 | 26.7 | 3.91 | N/A |  | N/A | 30 | 234 | 235 | 251 | 400
0010295188 | AT_PROCESS | WST02-401-FC-00414-20-CPVC | C4B | 131242-WST02-DR-P-6015.dgn | WST02 | 401 | FC | 00414 |  | 20 | CPVC | PIPELINE : WST02-401-FC-00414-20-CPVC | ASTM F441 | 1000 | PN10 | 10.8 | 4.1 | 50 | 26.7 | 3.91 | N/A |  | N/A | 30 | 234 | 235 | 251 | 400
0010295188 | AT_PROCESS | WST02-401-FC-00414-20-CPVC | C4B | 131242-WST02-DR-P-6015.dgn | WST02 | 401 | FC | 00414 |  | 20 | CPVC | PIPELINE : WST02-401-FC-00414-20-CPVC | ASTM F441 | 1000 | PN10 | 10.8 | 4.1 | 50 | 26.7 | 3.91 | N/A |  | N/A | 30 | 234 | 235 | 251 | 400
0010295188 | AT_PROCESS | WST02-401-FC-00414-20-CPVC | C4B | 131242-WST02-DR-P-6015.dgn | WST02 | 401 | FC | 00414 |  | 20 | CPVC | PIPELINE : WST02-401-FC-00414-20-CPVC | ASTM F441 | 1000 | PN10 | 10.8 | 4.1 | 50 | 26.7 | 3.91 | N/A |  | N/A | 30 | 234 | 235 | 251 | 400
0010295188 | AT_PROCESS | WST02-401-FC-00414-20-CPVC | C4B | 131242-WST02-DR-P-6008.dgn | WST02 | 401 | FC | 00414 |  | 20 | CPVC | PIPELINE : WST02-401-FC-00414-20-CPVC | ASTM F441 | 1000 | PN10 | 10.8 | 4.1 | 50 | 26.7 | 3.91 | N/A |  | N/A | 30 | 234 | 235 | 251 | 400
0010322665 | AT_PROCESS | WST02-401-FC-00415-15-CPVC | C4B | 131242-WST02-DR-P-6015.dgn | WST02 | 401 | FC | 00415 |  | 15 | CPVC | PIPELINE : WST02-401-FC-00415-15-CPVC | ASTM F441 | 1000 | PN10 | 0 | 0 | 0 | 21.3 | 3.73 | N/A |  | N/A | 30 | 234 | 235 | 251 | 400
0010322689 | AT_PROCESS | WST02-401-FC-00416-20-CPVC | C4B | 131242-WST02-DR-P-6015.dgn | WST02 | 401 | FC | 00416 |  | 20 | CPVC | PIPELINE : WST02-401-FC-00416-20-CPVC | ASTM F441 | 1000 | PN10 | 0 | 0 | 50 | 26.7 | 3.91 | N/A |  | N/A | 30 | 234 | 235 | 251 | 400
0010322701 | AT_PROCESS | WST02-401-FC-00417-15-CPVC | C4B | 131242-WST02-DR-P-6015.dgn | WST02 | 401 | FC | 00417 |  | 15 | CPVC | PIPELINE : WST02-401-FC-00417-15-CPVC | ASTM F441 | 1000 | PN10 | 0 | 0 | 0 | 21.3 | 3.73 | N/A |  | N/A | 30 | 234 | 235 | 251 | 400
0010322698 | AT_PROCESS | WST02-401-FC-00419-20-CPVC | C4B | 131242-WST02-DR-P-6015.dgn | WST02 | 401 | FC | 00419 |  | 20 | CPVC | PIPELINE : WST02-401-FC-00419-20-CPVC | ASTM F441 | 1000 | PN10 | 0 | 0 | 50 | 26.7 | 3.91 | N/A |  | N/A | 30 | 0 | 0 | 0 | 100
0010322703 | AT_PROCESS | WST02-401-FC-00428-15-CPVC | C4B | 131242-WST02-DR-P-6015.dgn | WST02 | 401 | FC | 00428 |  | 15 | CPVC | PIPELINE : WST02-401-FC-00428-15-CPVC | ASTM F441 | 1000 | PN10 | 0 | 0 | 0 | 21.3 | 3.73 | N/A |  | N/A | 30 | 234 | 235 | 251 | 400
0010332116 | AT_PROCESS | WST02-401-FC-00452-15-CPVC | C4B | 131242-WST02-DR-P-6008.dgn | WST02 | 401 | FC | 00452 |  | 15 | CPVC | PIPELINE : WST02-401-FC-00452-15-CPVC | ASTM F441 | 1000 | PN10 | 0 | 0 | 50 | 21.3 | 3.73 | N/A |  | N/A | 30 | 0 | 0 | 0 | 100
0010322537 | AT_PROCESS | WST02-401-FC-00511-25-CPVC | C4B | 131242-WST02-DR-P-6015.dgn | WST02 | 401 | FC | 00511 |  | 25 | CPVC | PIPELINE : WST02-401-FC-00511-25-CPVC | ASTM F441 | 1000 | PN10 | 10.8 | 4.1 | 50 | 33.4 | 4.55 | N/A |  | N/A | 30 | 30 | 0 | 35 | 100
0010322537 | AT_PROCESS | WST02-401-FC-00511-25-CPVC | C4B | 131242-WST02-DR-P-6015.dgn | WST02 | 401 | FC | 00511 |  | 25 | CPVC | PIPELINE : WST02-401-FC-00511-25-CPVC | ASTM F441 | 1000 | PN10 | 10.8 | 4.1 | 50 | 33.4 | 4.55 | N/A |  | N/A | 30 | 30 | 0 | 35 | 100
0010322532 | AT_PROCESS | WST02-401-FC-00512-25-CPVC | C4B | 131242-WST02-DR-P-6015.dgn | WST02 | 401 | FC | 00512 |  | 25 | CPVC | PIPELINE : WST02-401-FC-00512-25-CPVC | ASTM F441 | 1000 | PN10 | 0 | 0 | 0 | 33.4 | 4.55 | N/A |  | N/A | 30 | 30 | 0 | 35 | 100
0010322532 | AT_PROCESS | WST02-401-FC-00512-25-CPVC | C4B | 131242-WST02-DR-P-6015.dgn | WST02 | 401 | FC | 00512 |  | 25 | CPVC | PIPELINE : WST02-401-FC-00512-25-CPVC | ASTM F441 | 1000 | PN10 | 0 | 0 | 0 | 33.4 | 4.55 | N/A |  | N/A | 30 | 30 | 0 | 35 | 100
0010322726 | AT_PROCESS | WST02-401-FC-00513-15-CPVC | C4B | 131242-WST02-DR-P-6015.dgn | WST02 | 401 | FC | 00513 |  | 15 | CPVC | PIPELINE : WST02-401-FC-00513-15-CPVC | ASTM F441 | 1000 | PN10 | 0 | 0 | 0 | 21.3 | 3.73 | N/A |  | N/A | 30 | 30 | 0 | 35 | 100
0010322611 | AT_PROCESS | WST02-401-FC-00514-20-CPVC | C4B | 131242-WST02-DR-P-6015.dgn | WST02 | 401 | FC | 00514 |  | 20 | CPVC | PIPELINE : WST02-401-FC-00514-20-CPVC | ASTM F441 | 1000 | PN10 | 10.8 | 4.1 | 50 | 26.7 | 3.91 | N/A |  | N/A | 30 | 234 | 235 | 251 | 400
0010322611 | AT_PROCESS | WST02-401-FC-00514-20-CPVC | C4B | 131242-WST02-DR-P-6015.dgn | WST02 | 401 | FC | 00514 |  | 20 | CPVC | PIPELINE : WST02-401-FC-00514-20-CPVC | ASTM F441 | 1000 | PN10 | 10.8 | 4.1 | 50 | 26.7 | 3.91 | N/A |  | N/A | 30 | 234 | 235 | 251 | 400
0010322609 | AT_PROCESS | WST02-401-FC-00514A-20-CPVC | C4B | 131242-WST02-DR-P-6015.dgn | WST02 | 401 | FC | 00514 | A | 20 | CPVC | PIPELINE : WST02-401-FC-00514A-20-CPVC | ASTM F441 | 1000 | PN10 | 10.8 | 4.1 | 50 | 26.7 | 3.91 | N/A |  | N/A | 30 | 234 | 235 | 251 | 400
0010322718 | AT_PROCESS | WST02-401-FC-00514B-20-CPVC | C4B | 131242-WST02-DR-P-6015.dgn | WST02 | 401 | FC | 00514 | B | 20 | CPVC | PIPELINE : WST02-401-FC-00514B-20-CPVC | ASTM F441 | 1000 | PN10 | 10.8 | 4.1 | 50 | 26.7 | 3.91 | N/A |  | N/A | 30 | 234 | 235 | 251 | 400
0010322715 | AT_PROCESS | WST02-401-FC-00514C-20-CPVC | C4B | 131242-WST02-DR-P-6015.dgn | WST02 | 401 | FC | 00514 | C | 20 | CPVC | PIPELINE : WST02-401-FC-00514C-20-CPVC | ASTM F441 | 1000 | PN10 | 10.8 | 4.1 | 50 | 26.7 | 3.91 | N/A |  | N/A | 30 | 234 | 235 | 251 | 400
0010322528 | AT_PROCESS | WST02-401-FC-00514D-20-CPVC | C4B | 131242-WST02-DR-P-6015.dgn | WST02 | 401 | FC | 00514 | D | 20 | CPVC | PIPELINE : WST02-401-FC-00514D-20-CPVC | ASTM F441 | 1000 | PN10 | 10.8 | 4.1 | 50 | 26.7 | 3.91 | N/A |  | N/A | 30 | 234 | 235 | 251 | 400
0010322669 | AT_PROCESS | WST02-401-FC-00515-15-CPVC | C4B | 131242-WST02-DR-P-6015.dgn | WST02 | 401 | FC | 00515 |  | 15 | CPVC | PIPELINE : WST02-401-FC-00515-15-CPVC | ASTM F441 | 1000 | PN10 | 0 | 0 | 0 | 21.3 | 3.73 | N/A |  | N/A | 30 | 234 | 235 | 251 | 400
0010322694 | AT_PROCESS | WST02-401-FC-00516-20-CPVC | C4B | 131242-WST02-DR-P-6015.dgn | WST02 | 401 | FC | 00516 |  | 20 | CPVC | PIPELINE : WST02-401-FC-00516-20-CPVC | ASTM F441 | 1000 | PN10 | 0 | 0 | 50 | 26.7 | 3.91 | N/A |  | N/A | 30 | 234 | 235 | 251 | 400
0010322621 | AT_PROCESS | WST02-401-FC-00517-15-CPVC | C4B | 131242-WST02-DR-P-6015.dgn | WST02 | 401 | FC | 00517 |  | 15 | CPVC | PIPELINE : WST02-401-FC-00517-15-CPVC | ASTM F441 | 1000 | PN10 | 0 | 0 | 0 | 21.3 | 3.73 | N/A |  | N/A | 30 | 234 | 235 | 251 | 400
0010336591 | AT_PROCESS | WST02-401-FC-00519-15-CPVC | C4B | 131242-WST02-DR-P-6015.dgn | WST02 | 401 | FC | 00519 |  | 15 | CPVC | PIPELINE : WST02-401-FC-00519-15-CPVC | None | [5 empty] | 21.3 | 3.73 | N/A |  | N/A | 30 | 234 | 235 | 251 | 400
0010322572 | AT_PROCESS | WST02-401-FC-00519-20-CPVC | C4B | 131242-WST02-DR-P-6015.dgn | WST02 | 401 | FC | 00519 |  | 20 | CPVC | PIPELINE : WST02-401-FC-00519-20-CPVC | ASTM F441 | 1000 | PN10 | 0 | 0 | 50 | 26.7 | 3.91 | N/A |  | N/A | 30 | 0 | 0 | 0 | 100
0010322763 | AT_PROCESS | WST02-401-FC-00528-15-CPVC | C4B | 131242-WST02-DR-P-6015.dgn | WST02 | 401 | FC | 00528 |  | 15 | CPVC | PIPELINE : WST02-401-FC-00528-15-CPVC | ASTM F441 | 1000 | PN10 | 0 | 0 | 0 | 21.3 | 3.73 | N/A |  | N/A | 30 | 234 | 235 | 251 | 400
0010300018 | AT_PROCESS | WST02-403-SHYD-00100-50-CPVC | C4B | 131242-WST02-DR-P-6016.dgn | WST02 | 403 | SHYD | 00100 |  | 50 | CPVC | PIPELINE : WST02-403-SHYD-00100-50-CPVC | ASTM F441 | 1000 | PN10 | 32000 | 17000 | 40000 | 60.3 | 5.54 | N/A |  | N/A | 28 | 300 | 300 | 300 | 500
0010304966 | AT_PROCESS | WST02-403-SHYD-00101-40-CPVC | C4B | 131242-WST02-DR-P-6005.dgn | WST02 | 403 | SHYD | 00101 |  | 40 | CPVC | PIPELINE : WST02-403-SHYD-00101-40-CPVC | ASTM F441 | 1000 | PN10 | 1170 | 1508 | 1650 | 48.3 | 5.08 | N/A |  | N/A | 28 | 120 | 0 | 120 | 200
0010299909 | AT_PROCESS | WST02-403-SHYD-00101-50-CPVC | C4B | 131242-WST02-DR-P-6016.dgn | WST02 | 403 | SHYD | 00101 |  | 50 | CPVC | PIPELINE : WST02-403-SHYD-00101-50-CPVC | ASTM F441 | 1000 | PN10 | 1100 | 0 | 3000 | 60.3 | 5.54 | N/A |  | N/A | 28 | 300 | 300 | 300 | 500
0010300004 | AT_PROCESS | WST02-403-SHYD-00102-100-CPVC | C4B | 131242-WST02-DR-P-6016.dgn | WST02 | 403 | SHYD | 00102 |  | 100 | CPVC | PIPELINE : WST02-403-SHYD-00102-100-CPVC | ASTM F441 | 1000 | PN10 | 0 | 0 | 40000 | 114 | 8.56 | N/A |  | N/A | 28 | 0 | 0 | 0 | 100
0010299939 | AT_PROCESS | WST02-403-SHYD-00103-50-CPVC | C4B | 131242-WST02-DR-P-6016.dgn | WST02 | 403 | SHYD | 00103 |  | 50 | CPVC | PIPELINE : WST02-403-SHYD-00103-50-CPVC | ASTM F441 | 1000 | PN10 | 0 | 0 | 0 | 60.3 | 5.54 | N/A |  | N/A | 28 | 55 | 0 | 65 | 100
0010300009 | AT_PROCESS | WST02-403-SHYD-00104-50-CPVC | C4B | 131242-WST02-DR-P-6016.dgn | WST02 | 403 | SHYD | 00104 |  | 50 | CPVC | PIPELINE : WST02-403-SHYD-00104-50-CPVC | ASTM F441 | 1000 | PN10 | 816 | 28 | 2000 | 60.3 | 5.54 | N/A |  | N/A | 28 | 55 | 0 | 65 | 100
0010300024 | AT_PROCESS | WST02-403-SHYD-00105-50-CPVC | C4B | 131242-WST02-DR-P-6016.dgn | WST02 | 403 | SHYD | 00105 |  | 50 | CPVC | PIPELINE : WST02-403-SHYD-00105-50-CPVC | ASTM F441 | 1000 | PN10 | 816 | 28 | 2000 | 60.3 | 5.54 | N/A |  | N/A | 28 | 50 | 0 | 65 | 100
0010299913 | AT_PROCESS | WST02-403-SHYD-00106-50-CPVC | C4B | 131242-WST02-DR-P-6016.dgn | WST02 | 403 | SHYD | 00106 |  | 50 | CPVC | PIPELINE : WST02-403-SHYD-00106-50-CPVC | ASTM F441 | 1000 | PN10 | 816 | 28 | 2000 | 60.3 | 5.54 | N/A |  | N/A | 28 | 50 | 0 | 65 | 100
0010299911 | AT_PROCESS | WST02-403-SHYD-00111-40-CPVC | C4B | 131242-WST02-DR-P-6016.dgn | WST02 | 403 | SHYD | 00111 |  | 40 | CPVC | PIPELINE : WST02-403-SHYD-00111-40-CPVC | ASTM F441 | 1000 | PN10 | 204 | 28 | 500 | 48.3 | 5.08 | N/A |  | N/A | 28 | 50 | 0 | 65 | 100
0010299911 | AT_PROCESS | WST02-403-SHYD-00111-40-CPVC | C4B | 131242-WST02-DR-P-6016.dgn | WST02 | 403 | SHYD | 00111 |  | 40 | CPVC | PIPELINE : WST02-403-SHYD-00111-40-CPVC | ASTM F441 | 1000 | PN10 | 204 | 28 | 500 | 48.3 | 5.08 | N/A |  | N/A | 28 | 50 | 0 | 65 | 100
0010299915 | AT_PROCESS | WST02-403-SHYD-00112-40-CPVC | C4B | 131242-WST02-DR-P-6016.dgn | WST02 | 403 | SHYD | 00112 |  | 40 | CPVC | PIPELINE : WST02-403-SHYD-00112-40-CPVC | ASTM F441 | 1000 | PN10 | 0 | 0 | 500 | 48.3 | 5.08 | N/A |  | N/A | 28 | 55 | 0 | 65 | 100
0010299917 | AT_PROCESS | WST02-403-SHYD-00113-15-CPVC | C4B | 131242-WST02-DR-P-6016.dgn | WST02 | 403 | SHYD | 00113 |  | 15 | CPVC | PIPELINE : WST02-403-SHYD-00113-15-CPVC | ASTM F441 | 1000 | PN10 | 0 | 0 | 500 | 21.3 | 3.73 | N/A |  | N/A | 28 | 50 | 0 | 65 | 100
0010292642 | AT_PROCESS | WST02-403-SHYD-00114-40-CPVC | C4B | 131242-WST02-DR-P-6016.dgn | WST02 | 403 | SHYD | 00114 |  | 40 | CPVC | PIPELINE : WST02-403-SHYD-00114-40-CPVC | ASTM F441 | 1000 | PN10 | 204 | 28 | 500 | 48.3 | 5.08 | N/A |  | N/A | 28 | 293 | 283 | 310 | 500
0010292642 | AT_PROCESS | WST02-403-SHYD-00114-40-CPVC | C4B | 131242-WST02-DR-P-6016.dgn | WST02 | 403 | SHYD | 00114 |  | 40 | CPVC | PIPELINE : WST02-403-SHYD-00114-40-CPVC | ASTM F441 | 1000 | PN10 | 204 | 28 | 500 | 48.3 | 5.08 | N/A |  | N/A | 28 | 293 | 283 | 310 | 500
0010292642 | AT_PROCESS | WST02-403-SHYD-00114-40-CPVC | C4B | 131242-WST02-DR-P-6000.dgn | WST02 | 403 | SHYD | 00114 |  | 40 | CPVC | PIPELINE : WST02-403-SHYD-00114-40-CPVC | ASTM F441 | 1000 | PN10 | 204 | 28 | 500 | 48.3 | 5.08 | N/A |  | N/A | 28 | 293 | 283 | 310 | 500
0010292642 | AT_PROCESS | WST02-403-SHYD-00114-40-CPVC | C4B | 131242-WST02-DR-P-6016.dgn | WST02 | 403 | SHYD | 00114 |  | 40 | CPVC | PIPELINE : WST02-403-SHYD-00114-40-CPVC | ASTM F441 | 1000 | PN10 | 204 | 28 | 500 | 48.3 | 5.08 | N/A |  | N/A | 28 | 293 | 283 | 310 | 500
0010292642 | AT_PROCESS | WST02-403-SHYD-00114-40-CPVC | C4B | 131242-WST02-DR-P-6016.dgn | WST02 | 403 | SHYD | 00114 |  | 40 | CPVC | PIPELINE : WST02-403-SHYD-00114-40-CPVC | ASTM F441 | 1000 | PN10 | 204 | 28 | 500 | 48.3 | 5.08 | N/A |  | N/A | 28 | 293 | 283 | 310 | 500
0010292642 | AT_PROCESS | WST02-403-SHYD-00114-40-CPVC | C4B | 131242-WST02-DR-P-6000.dgn | WST02 | 403 | SHYD | 00114 |  | 40 | CPVC | PIPELINE : WST02-403-SHYD-00114-40-CPVC | ASTM F441 | 1000 | PN10 | 204 | 28 | 500 | 48.3 | 5.08 | N/A |  | N/A | 28 | 293 | 283 | 310 | 500
0010300065 | AT_PROCESS | WST02-403-SHYD-00115-15-CPVC | C4B | 131242-WST02-DR-P-6016.dgn | WST02 | 403 | SHYD | 00115 |  | 15 | CPVC | PIPELINE : WST02-403-SHYD-00115-15-CPVC | ASTM F441 | 1000 | PN10 | 0 | 0 | 500 | 21.3 | 3.73 | N/A |  | N/A | 28 | 293 | 283 | 310 | 500
0010324577 | AT_PROCESS | WST02-403-SHYD-00115-40-CPVC | C4B | 131242-WST02-DR-P-6000.dgn | WST02 | 403 | SHYD | 00115 |  | 40 | CPVC | PIPELINE : WST02-403-SHYD-00115-40-CPVC | ASTM F441 | 1000 | PN10 | 5204 | 5028 | 5500 | 48.3 | 5.08 | N/A |  | N/A | 28 | 120 | 0 | 120 | 200
0010299924 | AT_PROCESS | WST02-403-SHYD-00116-40-CPVC | C4B | 131242-WST02-DR-P-6016.dgn | WST02 | 403 | SHYD | 00116 |  | 40 | CPVC | PIPELINE : WST02-403-SHYD-00116-40-CPVC | ASTM F441 | 1000 | PN10 | 0 | 0 | 500 | 48.3 | 5.08 | N/A |  | N/A | 28 | 293 | 283 | 310 | 500
0010300031 | AT_PROCESS | WST02-403-SHYD-00117-15-CPVC | C4B | 131242-WST02-DR-P-6016.dgn | WST02 | 403 | SHYD | 00117 |  | 15 | CPVC | PIPELINE : WST02-403-SHYD-00117-15-CPVC | ASTM F441 | 1000 | PN10 | 0 | 0 | 500 | 21.3 | 3.73 | N/A |  | N/A | 28 | 293 | 283 | 310 | 500
0010300073 | AT_PROCESS | WST02-403-SHYD-00119-40-CPVC | C4B | 131242-WST02-DR-P-6016.dgn | WST02 | 403 | SHYD | 00119 |  | 40 | CPVC | PIPELINE : WST02-403-SHYD-00119-40-CPVC | ASTM F441 | 1000 | PN10 | 0 | 0 | 500 | 48.3 | 5.08 | N/A |  | N/A | 28 | 0 | 0 | 0 | 100
0010299982 | AT_PROCESS | WST02-403-SHYD-00120-25-CPVC | C4B | 131242-WST02-DR-P-6016.dgn | WST02 | 403 | SHYD | 00120 |  | 25 | CPVC | PIPELINE : WST02-403-SHYD-00120-25-CPVC | ASTM F441 | 1000 | PN10 | 0 | 17000 | 40000 | 33.4 | 4.55 | N/A |  | N/A | 28 | 300 | 300 | 300 | 500
0010299935 | AT_PROCESS | WST02-403-SHYD-00121-25-CPVC | C4B | 131242-WST02-DR-P-6016.dgn | WST02 | 403 | SHYD | 00121 |  | 25 | CPVC | PIPELINE : WST02-403-SHYD-00121-25-CPVC | ASTM F441 | 1000 | PN10 | 0 | 0 | 0 | 33.4 | 4.55 | N/A |  | N/A | 28 | 55 | 0 | 65 | 100
0010299925 | AT_PROCESS | WST02-403-SHYD-00122-25-CPVC | C4B | 131242-WST02-DR-P-6016.dgn | WST02 | 403 | SHYD | 00122 |  | 25 | CPVC | PIPELINE : WST02-403-SHYD-00122-25-CPVC | ASTM F441 | 1000 | PN10 | 0 | 0 | 0 | 33.4 | 4.55 | N/A |  | N/A | 28 | 55 | 0 | 65 | 100
0010299866 | AT_PROCESS | WST02-403-SHYD-00123-25-CPVC | C4B | 131242-WST02-DR-P-6016.dgn | WST02 | 403 | SHYD | 00123 |  | 25 | CPVC | PIPELINE : WST02-403-SHYD-00123-25-CPVC | ASTM F441 | 1000 | PN10 | 0 | 0 | 0 | 33.4 | 4.55 | N/A |  | N/A | 28 | 55 | 0 | 65 | 100
0010299864 | AT_PROCESS | WST02-403-SHYD-00124-25-CPVC | C4B | 131242-WST02-DR-P-6016.dgn | WST02 | 403 | SHYD | 00124 |  | 25 | CPVC | PIPELINE : WST02-403-SHYD-00124-25-CPVC | ASTM F441 | 1000 | PN10 | 0 | 0 | 0 | 33.4 | 4.55 | N/A |  | N/A | 28 | 55 | 0 | 65 | 100
0010299944 | AT_PROCESS | WST02-403-SHYD-00125-25-CPVC | C4B | 131242-WST02-DR-P-6016.dgn | WST02 | 403 | SHYD | 00125 |  | 25 | CPVC | PIPELINE : WST02-403-SHYD-00125-25-CPVC | ASTM F441 | 1000 | PN10 | 0 | 0 | 0 | 33.4 | 4.55 | N/A |  | N/A | 28 | 55 | 0 | 65 | 100
0010299948 | AT_PROCESS | WST02-403-SHYD-00126-25-CPVC | C4B | 131242-WST02-DR-P-6016.dgn | WST02 | 403 | SHYD | 00126 |  | 25 | CPVC | PIPELINE : WST02-403-SHYD-00126-25-CPVC | ASTM F441 | 1000 | PN10 | 0 | 0 | 0 | 33.4 | 4.55 | N/A |  | N/A | 28 | 55 | 0 | 65 | 100
0010323479 | AT_PROCESS | WST02-403-SHYD-00128-40-CPVC | C4B | 131242-WST02-DR-P-6016.dgn | WST02 | 403 | SHYD | 00128 |  | 40 | CPVC | PIPELINE : WST02-403-SHYD-00128-40-CPVC | ASTM F441 | 1000 | PN10 | 0 | 0 | 0 | 48.3 | 5.08 | N/A |  | N/A | 28 | 55 | 0 | 65 | 100
0010323479 | AT_PROCESS | WST02-403-SHYD-00128-40-CPVC | C4B | 131242-WST02-DR-P-6016.dgn | WST02 | 403 | SHYD | 00128 |  | 40 | CPVC | PIPELINE : WST02-403-SHYD-00128-40-CPVC | ASTM F441 | 1000 | PN10 | 0 | 0 | 0 | 48.3 | 5.08 | N/A |  | N/A | 28 | 55 | 0 | 65 | 100
0010299963 | AT_PROCESS | WST02-403-SHYD-00130-25-CPVC | C4B | 131242-WST02-DR-P-6016.dgn | WST02 | 403 | SHYD | 00130 |  | 25 | CPVC | PIPELINE : WST02-403-SHYD-00130-25-CPVC | ASTM F441 | 1000 | PN10 | 0 | 0 | 0 | 33.4 | 4.55 | N/A |  | N/A | 28 | 55 | 0 | 65 | 100
0010299971 | AT_PROCESS | WST02-403-SHYD-00131-25-CPVC | C4B | 131242-WST02-DR-P-6016.dgn | WST02 | 403 | SHYD | 00131 |  | 25 | CPVC | PIPELINE : WST02-403-SHYD-00131-25-CPVC | ASTM F441 | 1000 | PN10 | 0 | 0 | 0 | 33.4 | 4.55 | N/A |  | N/A | 28 | 55 | 0 | 65 | 100
0010299967 | AT_PROCESS | WST02-403-SHYD-00132-25-CPVC | C4B | 131242-WST02-DR-P-6016.dgn | WST02 | 403 | SHYD | 00132 |  | 25 | CPVC | PIPELINE : WST02-403-SHYD-00132-25-CPVC | ASTM F441 | 1000 | PN10 | 0 | 0 | 0 | 33.4 | 4.55 | N/A |  | N/A | 28 | 55 | 0 | 65 | 100
0010299937 | AT_PROCESS | WST02-403-SHYD-00133-25-CPVC | C4B | 131242-WST02-DR-P-6016.dgn | WST02 | 403 | SHYD | 00133 |  | 25 | CPVC | PIPELINE : WST02-403-SHYD-00133-25-CPVC | ASTM F441 | 1000 | PN10 | 0 | 0 | 0 | 33.4 | 4.55 | N/A |  | N/A | 28 | 55 | 0 | 65 | 100
0010300022 | AT_PROCESS | WST02-403-SHYD-00134-15-CPVC | C4B | 131242-WST02-DR-P-6016.dgn | WST02 | 403 | SHYD | 00134 |  | 15 | CPVC | PIPELINE : WST02-403-SHYD-00134-15-CPVC | ASTM F441 | 1000 | PN10 | 0 | 0 | 0 | 21.3 | 3.73 | N/A |  | N/A | 28 | 55 | 0 | 65 | 100
0010299903 | AT_PROCESS | WST02-403-SHYD-00141-32-HDPE | C4B | 131242-WST02-DR-P-6016.dgn | WST02 | 403 | SHYD | 00141 |  | 32 | HDPE | PIPELINE : WST02-403-SHYD-00141-32-HDPE | BS EN 12201 | 1000 | PN10 | 0 | 0 | 2000 | 32 | 4 | N/A |  | N/A | 28 | 0 | 0 | 0 | 100
0010299900 | AT_PROCESS | WST02-403-SHYD-00142-32-HDPE | C4B | 131242-WST02-DR-P-6016.dgn | WST02 | 403 | SHYD | 00142 |  | 32 | HDPE | PIPELINE : WST02-403-SHYD-00142-32-HDPE | BS EN 12201 | 1000 | PN10 | 0 | 0 | 2000 | 32 | 4 | N/A |  | N/A | 28 | 0 | 0 | 0 | 100
0010335583 | AT_PROCESS | WST02-403-SHYD-00143-63-HDPE | C4B | 131242-WST02-DR-P-6016.dgn | WST02 | 403 | SHYD | 00143 |  | 63 | HDPE | PIPELINE : WST02-403-SHYD-00143-63-HDPE | BS EN 12201 | 1000 | PN10 | 0 | 0 | 0 | 60.3 | 3.91 | N/A |  | N/A | 30 | 0 | 0 | 0 | 100
0010295938 | AT_PROCESS | WST02-403-SHYD-00151-25-CPVC | C4B | 131242-WST02-DR-P-6017.dgn | WST02 | 403 | SHYD | 00151 |  | 25 | CPVC | PIPELINE : WST02-403-SHYD-00151-25-CPVC | ASTM F441 | 1000 | PN10 | 51 | 8 | 150 | 33.4 | 4.55 | N/A |  | N/A | 28 | 55 | 0 | 65 | 100
0010295938 | AT_PROCESS | WST02-403-SHYD-00151-25-CPVC | C4B | 131242-WST02-DR-P-6017.dgn | WST02 | 403 | SHYD | 00151 |  | 25 | CPVC | PIPELINE : WST02-403-SHYD-00151-25-CPVC | ASTM F441 | 1000 | PN10 | 51 | 8 | 150 | 33.4 | 4.55 | N/A |  | N/A | 28 | 55 | 0 | 65 | 100
0010331389 | AT_PROCESS | WST02-403-SHYD-00152-15-CPVC | C4B | 131242-WST02-DR-P-6000.dgn | WST02 | 403 | SHYD | 00152 |  | 15 | CPVC | PIPELINE : WST02-403-SHYD-00152-15-CPVC | ASTM F441 | 1000 | PN10 | 0 | 0 | 500 | 21.3 | 3.73 | N/A |  | N/A | 28 | 0 | 0 | 0 | 100
0010295812 | AT_PROCESS | WST02-403-SHYD-00152-25-CPVC | C4B | 131242-WST02-DR-P-6017.dgn | WST02 | 403 | SHYD | 00152 |  | 25 | CPVC | PIPELINE : WST02-403-SHYD-00152-25-CPVC | ASTM F441 | 1000 | PN10 | 0 | 0 | 150 | 33.4 | 4.55 | N/A |  | N/A | 28 | 55 | 0 | 65 | 100
0010295936 | AT_PROCESS | WST02-403-SHYD-00153-15-CPVC | C4B | 131242-WST02-DR-P-6017.dgn | WST02 | 403 | SHYD | 00153 |  | 15 | CPVC | PIPELINE : WST02-403-SHYD-00153-15-CPVC | ASTM F441 | 1000 | PN10 | 0 | 0 | 150 | 21.3 | 3.73 | N/A |  | N/A | 28 | 55 | 0 | 65 | 100
0010293489 | AT_PROCESS | WST02-403-SHYD-00154-20-CPVC | C4B | 131242-WST02-DR-P-6017.dgn | WST02 | 403 | SHYD | 00154 |  | 20 | CPVC | PIPELINE : WST02-403-SHYD-00154-20-CPVC | ASTM F441 | 1000 | PN10 | 51 | 8 | 150 | 26.7 | 3.91 | N/A |  | N/A | 28 | 247 | 235 | 281 | 500
0010293489 | AT_PROCESS | WST02-403-SHYD-00154-20-CPVC | C4B | 131242-WST02-DR-P-6017.dgn | WST02 | 403 | SHYD | 00154 |  | 20 | CPVC | PIPELINE : WST02-403-SHYD-00154-20-CPVC | ASTM F441 | 1000 | PN10 | 51 | 8 | 150 | 26.7 | 3.91 | N/A |  | N/A | 28 | 247 | 235 | 281 | 500
0010293489 | AT_PROCESS | WST02-403-SHYD-00154-20-CPVC | C4B | 131242-WST02-DR-P-6005.dgn | WST02 | 403 | SHYD | 00154 |  | 20 | CPVC | PIPELINE : WST02-403-SHYD-00154-20-CPVC | ASTM F441 | 1000 | PN10 | 51 | 8 | 150 | 26.7 | 3.91 | N/A |  | N/A | 28 | 247 | 235 | 281 | 500
0010293489 | AT_PROCESS | WST02-403-SHYD-00154-20-CPVC | C4B | 131242-WST02-DR-P-6017.dgn | WST02 | 403 | SHYD | 00154 |  | 20 | CPVC | PIPELINE : WST02-403-SHYD-00154-20-CPVC | ASTM F441 | 1000 | PN10 | 51 | 8 | 150 | 26.7 | 3.91 | N/A |  | N/A | 28 | 247 | 235 | 281 | 500
0010293489 | AT_PROCESS | WST02-403-SHYD-00154-20-CPVC | C4B | 131242-WST02-DR-P-6005.dgn | WST02 | 403 | SHYD | 00154 |  | 20 | CPVC | PIPELINE : WST02-403-SHYD-00154-20-CPVC | ASTM F441 | 1000 | PN10 | 51 | 8 | 150 | 26.7 | 3.91 | N/A |  | N/A | 28 | 247 | 235 | 281 | 500
0010293489 | AT_PROCESS | WST02-403-SHYD-00154-20-CPVC | C4B | 131242-WST02-DR-P-6017.dgn | WST02 | 403 | SHYD | 00154 |  | 20 | CPVC | PIPELINE : WST02-403-SHYD-00154-20-CPVC | ASTM F441 | 1000 | PN10 | 51 | 8 | 150 | 26.7 | 3.91 | N/A |  | N/A | 28 | 247 | 235 | 281 | 500
0010295852 | AT_PROCESS | WST02-403-SHYD-00155-15-CPVC | C4B | 131242-WST02-DR-P-6017.dgn | WST02 | 403 | SHYD | 00155 |  | 15 | CPVC | PIPELINE : WST02-403-SHYD-00155-15-CPVC | ASTM F441 | 1000 | PN10 | 0 | 0 | 0 | 21.3 | 3.73 | N/A |  | N/A | 28 | 247 | 235 | 281 | 500
0010295920 | AT_PROCESS | WST02-403-SHYD-00156-20-CPVC | C4B | 131242-WST02-DR-P-6017.dgn | WST02 | 403 | SHYD | 00156 |  | 20 | CPVC | PIPELINE : WST02-403-SHYD-00156-20-CPVC | ASTM F441 | 1000 | PN10 | 0 | 0 | 150 | 26.7 | 3.91 | N/A |  | N/A | 28 | 247 | 235 | 281 | 500
0010295916 | AT_PROCESS | WST02-403-SHYD-00157-15-CPVC | C4B | 131242-WST02-DR-P-6017.dgn | WST02 | 403 | SHYD | 00157 |  | 15 | CPVC | PIPELINE : WST02-403-SHYD-00157-15-CPVC | ASTM F441 | 1000 | PN10 | 0 | 0 | 150 | 21.3 | 3.73 | N/A |  | N/A | 28 | 247 | 235 | 281 | 500
0010295950 | AT_PROCESS | WST02-403-SHYD-00159-20-CPVC | C4B | 131242-WST02-DR-P-6017.dgn | WST02 | 403 | SHYD | 00159 |  | 20 | CPVC | PIPELINE : WST02-403-SHYD-00159-20-CPVC | ASTM F441 | 1000 | PN10 | 0 | 0 | 150 | 26.7 | 3.91 | N/A |  | N/A | 28 | 0 | 0 | 0 | 100
0010309428 | AT_PROCESS | WST02-403-SHYD-00160-15-CPVC | C4B | 131242-WST02-DR-P-6017.dgn | WST02 | 403 | SHYD | 00160 |  | 15 | CPVC | PIPELINE : WST02-403-SHYD-00160-15-CPVC | ASTM F441 | 1000 | PN10 | 0 | 0 | 150 | 21.3 | 3.73 | N/A |  | N/A | 28 | 247 | 235 | 281 | 500
0010331864 | AT_PROCESS | WST02-403-SHYD-00162-15-CPVC | C4B | 131242-WST02-DR-P-6005.dgn | WST02 | 403 | SHYD | 00162 |  | 15 | CPVC | PIPELINE : WST02-403-SHYD-00162-15-CPVC | ASTM F441 | 1000 | PN10 | 0 | 0 | 150 | 21.3 | 3.73 | N/A |  | N/A | 28 | 0 | 0 | 0 | 100
0010293845 | AT_PROCESS | WST02-403-SHYD-00201-40-CPVC | C4B | 131242-WST02-DR-P-6006.dgn | WST02 | 403 | SHYD | 00201 |  | 40 | CPVC | AMX REACTOR 2 DILUTED SHYD DOSING LINE | ASTM F441 | 1000 | PN10 | 1170 | 1508 | 1650 | 48.3 | 5.08 |  |  |  | 28 | 120 | 0 | 120 | 200
0010300040 | AT_PROCESS | WST02-403-SHYD-00201-50-CPVC | C4B | 131242-WST02-DR-P-6016.dgn | WST02 | 403 | SHYD | 00201 |  | 50 | CPVC | PIPELINE : WST02-403-SHYD-00201-50-CPVC | ASTM F441 | 1000 | PN10 | 1100 | 0 | 3000 | 60.3 | 5.54 | N/A |  | N/A | 28 | 55 | 0 | 65 | 100
0010300064 | AT_PROCESS | WST02-403-SHYD-00202-100-CPVC | C4B | 131242-WST02-DR-P-6016.dgn | WST02 | 403 | SHYD | 00202 |  | 100 | CPVC | PIPELINE : WST02-403-SHYD-00202-100-CPVC | ASTM F441 | 1000 | PN10 | 0 | 0 | 40000 | 114 | 8.56 | N/A |  | N/A | 28 | 0 | 0 | 0 | 100
0010299978 | AT_PROCESS | WST02-403-SHYD-00203-50-CPVC | C4B | 131242-WST02-DR-P-6016.dgn | WST02 | 403 | SHYD | 00203 |  | 50 | CPVC | PIPELINE : WST02-403-SHYD-00203-50-CPVC | ASTM F441 | 1000 | PN10 | 0 | 0 | 0 | 60.3 | 5.54 | N/A |  | N/A | 28 | 55 | 0 | 65 | 100
0010299870 | AT_PROCESS | WST02-403-SHYD-00204-50-CPVC | C4B | 131242-WST02-DR-P-6016.dgn | WST02 | 403 | SHYD | 00204 |  | 50 | CPVC | PIPELINE : WST02-403-SHYD-00204-50-CPVC | ASTM F441 | 1000 | PN10 | 0 | 0 | 0 | 60.3 | 5.54 | N/A |  | N/A | 28 | 55 | 0 | 65 | 100
0010295655 | AT_PROCESS | WST02-403-SHYD-00206-50-CPVC | C4B | 131242-WST02-DR-P-6017.dgn | WST02 | 403 | SHYD | 00206 |  | 50 | CPVC | PIPELINE : WST02-403-SHYD-00206-50-CPVC | ASTM F441 | 1000 | PN10 | 816 | 28 | 2000 | 60.3 | 5.54 | N/A |  | N/A | 28 | 55 | 0 | 65 | 100
0010295655 | AT_PROCESS | WST02-403-SHYD-00206-50-CPVC | C4B | 131242-WST02-DR-P-6016.dgn | WST02 | 403 | SHYD | 00206 |  | 50 | CPVC | PIPELINE : WST02-403-SHYD-00206-50-CPVC | ASTM F441 | 1000 | PN10 | 816 | 28 | 2000 | 60.3 | 5.54 | N/A |  | N/A | 28 | 55 | 0 | 65 | 100
0010299906 | AT_PROCESS | WST02-403-SHYD-00211-40-CPVC | C4B | 131242-WST02-DR-P-6016.dgn | WST02 | 403 | SHYD | 00211 |  | 40 | CPVC | PIPELINE : WST02-403-SHYD-00211-40-CPVC | ASTM F441 | 1000 | PN10 | 204 | 28 | 500 | 48.3 | 5.08 | N/A |  | N/A | 28 | 50 | 0 | 65 | 100
0010299906 | AT_PROCESS | WST02-403-SHYD-00211-40-CPVC | C4B | 131242-WST02-DR-P-6016.dgn | WST02 | 403 | SHYD | 00211 |  | 40 | CPVC | PIPELINE : WST02-403-SHYD-00211-40-CPVC | ASTM F441 | 1000 | PN10 | 204 | 28 | 500 | 48.3 | 5.08 | N/A |  | N/A | 28 | 50 | 0 | 65 | 100
0010299991 | AT_PROCESS | WST02-403-SHYD-00212-40-CPVC | C4B | 131242-WST02-DR-P-6016.dgn | WST02 | 403 | SHYD | 00212 |  | 40 | CPVC | PIPELINE : WST02-403-SHYD-00212-40-CPVC | ASTM F441 | 1000 | PN10 | 0 | 0 | 500 | 48.3 | 5.08 | N/A |  | N/A | 28 | 55 | 0 | 65 | 100
0010299993 | AT_PROCESS | WST02-403-SHYD-00213-15-CPVC | C4B | 131242-WST02-DR-P-6016.dgn | WST02 | 403 | SHYD | 00213 |  | 15 | CPVC | PIPELINE : WST02-403-SHYD-00213-15-CPVC | ASTM F441 | 1000 | PN10 | 0 | 0 | 500 | 21.3 | 3.73 | N/A |  | N/A | 28 | 50 | 0 | 65 | 100
0010292636 | AT_PROCESS | WST02-403-SHYD-00214-40-CPVC | C4B | 131242-WST02-DR-P-6016.dgn | WST02 | 403 | SHYD | 00214 |  | 40 | CPVC | PIPELINE : WST02-403-SHYD-00214-40-CPVC | ASTM F441 | 1000 | PN10 | 204 | 28 | 500 | 48.3 | 5.08 | N/A |  | N/A | 28 | 293 | 283 | 310 | 500
0010292636 | AT_PROCESS | WST02-403-SHYD-00214-40-CPVC | C4B | 131242-WST02-DR-P-6016.dgn | WST02 | 403 | SHYD | 00214 |  | 40 | CPVC | PIPELINE : WST02-403-SHYD-00214-40-CPVC | ASTM F441 | 1000 | PN10 | 204 | 28 | 500 | 48.3 | 5.08 | N/A |  | N/A | 28 | 293 | 283 | 310 | 500
0010292636 | AT_PROCESS | WST02-403-SHYD-00214-40-CPVC | C4B | 131242-WST02-DR-P-6000.dgn | WST02 | 403 | SHYD | 00214 |  | 40 | CPVC | PIPELINE : WST02-403-SHYD-00214-40-CPVC | ASTM F441 | 1000 | PN10 | 204 | 28 | 500 | 48.3 | 5.08 | N/A |  | N/A | 28 | 293 | 283 | 310 | 500
0010292636 | AT_PROCESS | WST02-403-SHYD-00214-40-CPVC | C4B | 131242-WST02-DR-P-6016.dgn | WST02 | 403 | SHYD | 00214 |  | 40 | CPVC | PIPELINE : WST02-403-SHYD-00214-40-CPVC | ASTM F441 | 1000 | PN10 | 204 | 28 | 500 | 48.3 | 5.08 | N/A |  | N/A | 28 | 293 | 283 | 310 | 500
0010292636 | AT_PROCESS | WST02-403-SHYD-00214-40-CPVC | C4B | 131242-WST02-DR-P-6000.dgn | WST02 | 403 | SHYD | 00214 |  | 40 | CPVC | PIPELINE : WST02-403-SHYD-00214-40-CPVC | ASTM F441 | 1000 | PN10 | 204 | 28 | 500 | 48.3 | 5.08 | N/A |  | N/A | 28 | 293 | 283 | 310 | 500
0010292636 | AT_PROCESS | WST02-403-SHYD-00214-40-CPVC | C4B | 131242-WST02-DR-P-6016.dgn | WST02 | 403 | SHYD | 00214 |  | 40 | CPVC | PIPELINE : WST02-403-SHYD-00214-40-CPVC | ASTM F441 | 1000 | PN10 | 204 | 28 | 500 | 48.3 | 5.08 | N/A |  | N/A | 28 | 293 | 283 | 310 | 500
0010300058 | AT_PROCESS | WST02-403-SHYD-00215-40-CPVC | C4B | 131242-WST02-DR-P-6016.dgn | WST02 | 403 | SHYD | 00215 |  | 40 | CPVC | PIPELINE : WST02-403-SHYD-00215-40-CPVC | ASTM F441 | 1000 | PN10 | 0 | 0 | 500 | 21.3 | 3.73 | N/A |  | N/A | 28 | 293 | 283 | 310 | 500
0010300058 | AT_PROCESS | WST02-403-SHYD-00215-40-CPVC | C4B | 131242-WST02-DR-P-6000.dgn | WST02 | 403 | SHYD | 00215 |  | 40 | CPVC | PIPELINE : WST02-403-SHYD-00215-40-CPVC | ASTM F441 | 1000 | PN10 | 0 | 0 | 500 | 21.3 | 3.73 | N/A |  | N/A | 28 | 293 | 283 | 310 | 500
0010300056 | AT_PROCESS | WST02-403-SHYD-00216-40-CPVC | C4B | 131242-WST02-DR-P-6016.dgn | WST02 | 403 | SHYD | 00216 |  | 40 | CPVC | PIPELINE : WST02-403-SHYD-00216-40-CPVC | ASTM F441 | 1000 | PN10 | 0 | 0 | 500 | 48.3 | 5.08 | N/A |  | N/A | 28 | 293 | 283 | 310 | 500
0010299877 | AT_PROCESS | WST02-403-SHYD-00217-15-CPVC | C4B | 131242-WST02-DR-P-6016.dgn | WST02 | 403 | SHYD | 00217 |  | 15 | CPVC | PIPELINE : WST02-403-SHYD-00217-15-CPVC | ASTM F441 | 1000 | PN10 | 0 | 0 | 500 | 21.3 | 3.73 | N/A |  | N/A | 28 | 293 | 283 | 310 | 500
0010300078 | AT_PROCESS | WST02-403-SHYD-00219-40-CPVC | C4B | 131242-WST02-DR-P-6016.dgn | WST02 | 403 | SHYD | 00219 |  | 40 | CPVC | PIPELINE : WST02-403-SHYD-00219-40-CPVC | ASTM F441 | 1000 | PN10 | 0 | 0 | 500 | 48.3 | 5.08 | N/A |  | N/A | 28 | 0 | 0 | 0 | 100
0010300100 | AT_PROCESS | WST02-403-SHYD-00221-25-CPVC | C4B | 131242-WST02-DR-P-6016.dgn | WST02 | 403 | SHYD | 00221 |  | 25 | CPVC | PIPELINE : WST02-403-SHYD-00221-25-CPVC | ASTM F441 | 1000 | PN10 | 0 | 0 | 0 | 33.4 | 4.55 | N/A |  | N/A | 28 | 55 | 0 | 65 | 100
0010300104 | AT_PROCESS | WST02-403-SHYD-00222-25-CPVC | C4B | 131242-WST02-DR-P-6016.dgn | WST02 | 403 | SHYD | 00222 |  | 25 | CPVC | PIPELINE : WST02-403-SHYD-00222-25-CPVC | ASTM F441 | 1000 | PN10 | 0 | 0 | 0 | 33.4 | 4.55 | N/A |  | N/A | 28 | 55 | 0 | 65 | 100
0010300106 | AT_PROCESS | WST02-403-SHYD-00223-25-CPVC | C4B | 131242-WST02-DR-P-6016.dgn | WST02 | 403 | SHYD | 00223 |  | 25 | CPVC | PIPELINE : WST02-403-SHYD-00223-25-CPVC | ASTM F441 | 1000 | PN10 | 0 | 0 | 0 | 33.4 | 4.55 | N/A |  | N/A | 28 | 55 | 0 | 65 | 100
0010300110 | AT_PROCESS | WST02-403-SHYD-00224-25-CPVC | C4B | 131242-WST02-DR-P-6016.dgn | WST02 | 403 | SHYD | 00224 |  | 25 | CPVC | PIPELINE : WST02-403-SHYD-00224-25-CPVC | ASTM F441 | 1000 | PN10 | 0 | 0 | 0 | 33.4 | 4.55 | N/A |  | N/A | 28 | 55 | 0 | 65 | 100
0010300112 | AT_PROCESS | WST02-403-SHYD-00225-25-CPVC | C4B | 131242-WST02-DR-P-6016.dgn | WST02 | 403 | SHYD | 00225 |  | 25 | CPVC | PIPELINE : WST02-403-SHYD-00225-25-CPVC | ASTM F441 | 1000 | PN10 | 0 | 0 | 0 | 33.4 | 4.55 | N/A |  | N/A | 28 | 55 | 0 | 65 | 100
0010300116 | AT_PROCESS | WST02-403-SHYD-00226-25-CPVC | C4B | 131242-WST02-DR-P-6016.dgn | WST02 | 403 | SHYD | 00226 |  | 25 | CPVC | PIPELINE : WST02-403-SHYD-00226-25-CPVC | ASTM F441 | 1000 | PN10 | 183.8 | 90 | 500 | 33.4 | 4.55 | N/A |  | N/A | 28 | 55 | 0 | 65 | 100
0010323476 | AT_PROCESS | WST02-403-SHYD-00228-40-CPVC | C4B | 131242-WST02-DR-P-6016.dgn | WST02 | 403 | SHYD | 00228 |  | 40 | CPVC | PIPELINE : WST02-403-SHYD-00228-40-CPVC | ASTM F441 | 1000 | PN10 | 0 | 0 | 0 | 48.3 | 5.08 | N/A |  | N/A | 28 | 247 | 235 | 281 | 500
0010323476 | AT_PROCESS | WST02-403-SHYD-00228-40-CPVC | C4B | 131242-WST02-DR-P-6016.dgn | WST02 | 403 | SHYD | 00228 |  | 40 | CPVC | PIPELINE : WST02-403-SHYD-00228-40-CPVC | ASTM F441 | 1000 | PN10 | 0 | 0 | 0 | 48.3 | 5.08 | N/A |  | N/A | 28 | 247 | 235 | 281 | 500
0010300087 | AT_PROCESS | WST02-403-SHYD-00230-25-CPVC | C4B | 131242-WST02-DR-P-6016.dgn | WST02 | 403 | SHYD | 00230 |  | 25 | CPVC | PIPELINE : WST02-403-SHYD-00230-25-CPVC | ASTM F441 | 1000 | PN10 | 0 | 0 | 0 | 33.4 | 4.55 | N/A |  | N/A | 28 | 55 | 0 | 65 | 100
0010300123 | AT_PROCESS | WST02-403-SHYD-00231-25-CPVC | C4B | 131242-WST02-DR-P-6016.dgn | WST02 | 403 | SHYD | 00231 |  | 25 | CPVC | PIPELINE : WST02-403-SHYD-00231-25-CPVC | ASTM F441 | 1000 | PN10 | 0 | 0 | 0 | 33.4 | 4.55 | N/A |  | N/A | 28 | 55 | 0 | 65 | 100
0010300001 | AT_PROCESS | WST02-403-SHYD-00232-25-CPVC | C4B | 131242-WST02-DR-P-6016.dgn | WST02 | 403 | SHYD | 00232 |  | 25 | CPVC | PIPELINE : WST02-403-SHYD-00232-25-CPVC | ASTM F441 | 1000 | PN10 | 0 | 0 | 0 | 33.4 | 4.55 | N/A |  | N/A | 28 | 55 | 0 | 65 | 100
0010299929 | AT_PROCESS | WST02-403-SHYD-00233-25-CPVC | C4B | 131242-WST02-DR-P-6016.dgn | WST02 | 403 | SHYD | 00233 |  | 25 | CPVC | PIPELINE : WST02-403-SHYD-00233-25-CPVC | ASTM F441 | 1000 | PN10 | 0 | 0 | 0 | 33.4 | 4.55 | N/A |  | N/A | 28 | 55 | 0 | 65 | 100
0010299998 | AT_PROCESS | WST02-403-SHYD-00234-15-CPVC | C4B | 131242-WST02-DR-P-6016.dgn | WST02 | 403 | SHYD | 00234 |  | 15 | CPVC | PIPELINE : WST02-403-SHYD-00234-15-CPVC | ASTM F441 | 1000 | PN10 | 0 | 0 | 0 | 21.3 | 3.73 | N/A |  | N/A | 28 | 55 | 0 | 65 | 100
0010295907 | AT_PROCESS | WST02-403-SHYD-00251-25-CPVC | C4B | 131242-WST02-DR-P-6017.dgn | WST02 | 403 | SHYD | 00251 |  | 25 | CPVC | PIPELINE : WST02-403-SHYD-00251-25-CPVC | ASTM F441 | 1000 | PN10 | 51 | 8 | 150 | 33.4 | 4.55 | N/A |  | N/A | 28 | 55 | 0 | 65 | 100
0010295907 | AT_PROCESS | WST02-403-SHYD-00251-25-CPVC | C4B | 131242-WST02-DR-P-6017.dgn | WST02 | 403 | SHYD | 00251 |  | 25 | CPVC | PIPELINE : WST02-403-SHYD-00251-25-CPVC | ASTM F441 | 1000 | PN10 | 51 | 8 | 150 | 33.4 | 4.55 | N/A |  | N/A | 28 | 55 | 0 | 65 | 100
0010331410 | AT_PROCESS | WST02-403-SHYD-00252-15-CPVC | C4B | 131242-WST02-DR-P-6000.dgn | WST02 | 403 | SHYD | 00252 |  | 15 | CPVC | PIPELINE : WST02-403-SHYD-00252-15-CPVC | ASTM F441 | 1000 | PN10 | 0 | 0 | 500 | 21.3 | 3.73 | N/A |  | N/A | 28 | 0 | 0 | 0 | 100
0010295894 | AT_PROCESS | WST02-403-SHYD-00252-25-CPVC | C4B | 131242-WST02-DR-P-6017.dgn | WST02 | 403 | SHYD | 00252 |  | 25 | CPVC | PIPELINE : WST02-403-SHYD-00252-25-CPVC | ASTM F441 | 1000 | PN10 | 0 | 0 | 150 | 33.4 | 4.55 | N/A |  | N/A | 28 | 55 | 0 | 65 | 100
0010295899 | AT_PROCESS | WST02-403-SHYD-00253-15-CPVC | C4B | 131242-WST02-DR-P-6017.dgn | WST02 | 403 | SHYD | 00253 |  | 15 | CPVC | PIPELINE : WST02-403-SHYD-00253-15-CPVC | ASTM F441 | 1000 | PN10 | 0 | 0 | 150 | 21.3 | 3.73 | N/A |  | N/A | 28 | 55 | 0 | 65 | 100
0010293842 | AT_PROCESS | WST02-403-SHYD-00254-20-CPVC | C4B | 131242-WST02-DR-P-6017.dgn | WST02 | 403 | SHYD | 00254 |  | 20 | CPVC | PIPELINE : WST02-403-SHYD-00254-20-CPVC | ASTM F441 | 1000 | PN10 | 51 | 8 | 150 | 26.7 | 3.91 | N/A |  | N/A | 28 | 247 | 235 | 281 | 500
0010293842 | AT_PROCESS | WST02-403-SHYD-00254-20-CPVC | C4B | 131242-WST02-DR-P-6006.dgn | WST02 | 403 | SHYD | 00254 |  | 20 | CPVC | PIPELINE : WST02-403-SHYD-00254-20-CPVC | ASTM F441 | 1000 | PN10 | 51 | 8 | 150 | 26.7 | 3.91 | N/A |  | N/A | 28 | 247 | 235 | 281 | 500
0010293842 | AT_PROCESS | WST02-403-SHYD-00254-20-CPVC | C4B | 131242-WST02-DR-P-6017.dgn | WST02 | 403 | SHYD | 00254 |  | 20 | CPVC | PIPELINE : WST02-403-SHYD-00254-20-CPVC | ASTM F441 | 1000 | PN10 | 51 | 8 | 150 | 26.7 | 3.91 | N/A |  | N/A | 28 | 247 | 235 | 281 | 500
0010293842 | AT_PROCESS | WST02-403-SHYD-00254-20-CPVC | C4B | 131242-WST02-DR-P-6017.dgn | WST02 | 403 | SHYD | 00254 |  | 20 | CPVC | PIPELINE : WST02-403-SHYD-00254-20-CPVC | ASTM F441 | 1000 | PN10 | 51 | 8 | 150 | 26.7 | 3.91 | N/A |  | N/A | 28 | 247 | 235 | 281 | 500
0010293842 | AT_PROCESS | WST02-403-SHYD-00254-20-CPVC | C4B | 131242-WST02-DR-P-6006.dgn | WST02 | 403 | SHYD | 00254 |  | 20 | CPVC | PIPELINE : WST02-403-SHYD-00254-20-CPVC | ASTM F441 | 1000 | PN10 | 51 | 8 | 150 | 26.7 | 3.91 | N/A |  | N/A | 28 | 247 | 235 | 281 | 500
0010293842 | AT_PROCESS | WST02-403-SHYD-00254-20-CPVC | C4B | 131242-WST02-DR-P-6017.dgn | WST02 | 403 | SHYD | 00254 |  | 20 | CPVC | PIPELINE : WST02-403-SHYD-00254-20-CPVC | ASTM F441 | 1000 | PN10 | 51 | 8 | 150 | 26.7 | 3.91 | N/A |  | N/A | 28 | 247 | 235 | 281 | 500
0010295849 | AT_PROCESS | WST02-403-SHYD-00255-15-CPVC | C4B | 131242-WST02-DR-P-6017.dgn | WST02 | 403 | SHYD | 00255 |  | 15 | CPVC | PIPELINE : WST02-403-SHYD-00255-15-CPVC | ASTM F441 | 1000 | PN10 | 0 | 0 | 0 | 21.3 | 3.73 | N/A |  | N/A | 28 | 247 | 235 | 281 | 500
0010295957 | AT_PROCESS | WST02-403-SHYD-00256-20-CPVC | C4B | 131242-WST02-DR-P-6017.dgn | WST02 | 403 | SHYD | 00256 |  | 20 | CPVC | PIPELINE : WST02-403-SHYD-00256-20-CPVC | ASTM F441 | 1000 | PN10 | 0 | 0 | 150 | 26.7 | 3.91 | N/A |  | N/A | 28 | 247 | 235 | 281 | 500
0010295927 | AT_PROCESS | WST02-403-SHYD-00257-15-CPVC | C4B | 131242-WST02-DR-P-6017.dgn | WST02 | 403 | SHYD | 00257 |  | 15 | CPVC | PIPELINE : WST02-403-SHYD-00257-15-CPVC | ASTM F441 | 1000 | PN10 | 0 | 0 | 150 | 21.3 | 3.73 | N/A |  | N/A | 28 | 247 | 235 | 281 | 500
0010295933 | AT_PROCESS | WST02-403-SHYD-00259-20-CPVC | C4B | 131242-WST02-DR-P-6017.dgn | WST02 | 403 | SHYD | 00259 |  | 20 | CPVC | PIPELINE : WST02-403-SHYD-00259-20-CPVC | ASTM F441 | 1000 | PN10 | 0 | 0 | 150 | 26.7 | 3.91 | N/A |  | N/A | 28 | 0 | 0 | 0 | 100
0010309430 | AT_PROCESS | WST02-403-SHYD-00260-15-CPVC | C4B | 131242-WST02-DR-P-6017.dgn | WST02 | 403 | SHYD | 00260 |  | 15 | CPVC | PIPELINE : WST02-403-SHYD-00260-15-CPVC | ASTM F441 | 1000 | PN10 | 0 | 0 | 150 | 21.3 | 3.73 | N/A |  | N/A | 28 | 247 | 235 | 281 | 500
0010331919 | AT_PROCESS | WST02-403-SHYD-00262-15-CPVC | C4B | 131242-WST02-DR-P-6006.dgn | WST02 | 403 | SHYD | 00262 |  | 15 | CPVC | SHYD TO AMX REACTOR 2 LPLD DRAIN | ASTM F441 | 1000 | PN10 | 0 | 0 | 150 | 21.3 | 3.73 |  |  |  | 28 | 0 | 0 | 0 | 100
0010294200 | AT_PROCESS | WST02-403-SHYD-00301-40-CPVC | C4B | 131242-WST02-DR-P-6007.dgn | WST02 | 403 | SHYD | 00301 |  | 40 | CPVC | PIPELINE : WST02-403-SHYD-00301-40-CPVC | ASTM F441 | 1000 | PN10 | 1170 | 1508 | 1650 | 48.3 | 5.08 | N/A |  | N/A | 28 | 120 | 0 | 120 | 200
0010299985 | AT_PROCESS | WST02-403-SHYD-00311-40-CPVC | C4B | 131242-WST02-DR-P-6016.dgn | WST02 | 403 | SHYD | 00311 |  | 40 | CPVC | PIPELINE : WST02-403-SHYD-00311-40-CPVC | ASTM F441 | 1000 | PN10 | 204 | 28 | 500 | 48.3 | 5.08 | N/A |  | N/A | 28 | 50 | 0 | 65 | 100
0010299985 | AT_PROCESS | WST02-403-SHYD-00311-40-CPVC | C4B | 131242-WST02-DR-P-6016.dgn | WST02 | 403 | SHYD | 00311 |  | 40 | CPVC | PIPELINE : WST02-403-SHYD-00311-40-CPVC | ASTM F441 | 1000 | PN10 | 204 | 28 | 500 | 48.3 | 5.08 | N/A |  | N/A | 28 | 50 | 0 | 65 | 100
0010310791 | AT_PROCESS | WST02-403-SHYD-00312-40-CPVC | C4B | 131242-WST02-DR-P-6016.dgn | WST02 | 403 | SHYD | 00312 |  | 40 | CPVC | PIPELINE : WST02-403-SHYD-00312-40-CPVC | ASTM F441 | 1000 | PN10 | 0 | 0 | 500 | 48.3 | 5.08 | N/A |  | N/A | 28 | 55 | 0 | 65 | 100
0010299974 | AT_PROCESS | WST02-403-SHYD-00313-15-CPVC | C4B | 131242-WST02-DR-P-6016.dgn | WST02 | 403 | SHYD | 00313 |  | 15 | CPVC | PIPELINE : WST02-403-SHYD-00313-15-CPVC | ASTM F441 | 1000 | PN10 | 0 | 0 | 500 | 21.3 | 3.73 | N/A |  | N/A | 28 | 50 | 0 | 65 | 100
0010299874 | AT_PROCESS | WST02-403-SHYD-00314-40-CPVC | C4B | 131242-WST02-DR-P-6016.dgn | WST02 | 403 | SHYD | 00314 |  | 40 | CPVC | PIPELINE : WST02-403-SHYD-00314-40-CPVC | ASTM F441 | 1000 | PN10 | 204 | 28 | 500 | 48.3 | 5.08 | N/A |  | N/A | 28 | 293 | 283 | 310 | 500
0010299874 | AT_PROCESS | WST02-403-SHYD-00314-40-CPVC | C4B | 131242-WST02-DR-P-6016.dgn | WST02 | 403 | SHYD | 00314 |  | 40 | CPVC | PIPELINE : WST02-403-SHYD-00314-40-CPVC | ASTM F441 | 1000 | PN10 | 204 | 28 | 500 | 48.3 | 5.08 | N/A |  | N/A | 28 | 293 | 283 | 310 | 500
0010300028 | AT_PROCESS | WST02-403-SHYD-00314A-40-CPVC | C4B | 131242-WST02-DR-P-6016.dgn | WST02 | 403 | SHYD | 00314 | A | 40 | CPVC | PIPELINE : WST02-403-SHYD-00314A-40-CPVC | ASTM F441 | 1000 | PN10 | 204 | 28 | 500 | 48.3 | 5.08 | N/A |  | N/A | 28 | 293 | 283 | 310 | 500
0010299932 | AT_PROCESS | WST02-403-SHYD-00314B-40-CPVC | C4B | 131242-WST02-DR-P-6016.dgn | WST02 | 403 | SHYD | 00314 | B | 40 | CPVC | PIPELINE : WST02-403-SHYD-00314B-40-CPVC | ASTM F441 | 1000 | PN10 | 204 | 28 | 500 | 48.3 | 5.08 | N/A |  | N/A | 28 | 293 | 283 | 310 | 500
0010300052 | AT_PROCESS | WST02-403-SHYD-00315-15-CPVC | C4B | 131242-WST02-DR-P-6016.dgn | WST02 | 403 | SHYD | 00315 |  | 15 | CPVC | PIPELINE : WST02-403-SHYD-00315-15-CPVC | ASTM F441 | 1000 | PN10 | 0 | 0 | 500 | 21.3 | 3.73 | N/A |  | N/A | 28 | 293 | 283 | 310 | 500
0010300050 | AT_PROCESS | WST02-403-SHYD-00316-40-CPVC | C4B | 131242-WST02-DR-P-6016.dgn | WST02 | 403 | SHYD | 00316 |  | 40 | CPVC | PIPELINE : WST02-403-SHYD-00316-40-CPVC | ASTM F441 | 1000 | PN10 | 0 | 0 | 500 | 48.3 | 5.08 | N/A |  | N/A | 28 | 293 | 283 | 310 | 500
0010299872 | AT_PROCESS | WST02-403-SHYD-00317-15-CPVC | C4B | 131242-WST02-DR-P-6016.dgn | WST02 | 403 | SHYD | 00317 |  | 15 | CPVC | PIPELINE : WST02-403-SHYD-00317-15-CPVC | ASTM F441 | 1000 | PN10 | 0 | 0 | 500 | 21.3 | 3.73 | N/A |  | N/A | 28 | 293 | 283 | 310 | 500
0010300080 | AT_PROCESS | WST02-403-SHYD-00319-40-CPVC | C4B | 131242-WST02-DR-P-6016.dgn | WST02 | 403 | SHYD | 00319 |  | 40 | CPVC | PIPELINE : WST02-403-SHYD-00319-40-CPVC | ASTM F441 | 1000 | PN10 | 0 | 0 | 500 | 48.3 | 5.08 | N/A |  | N/A | 28 | 0 | 0 | 0 | 100
0010300080 | AT_PROCESS | WST02-403-SHYD-00319-40-CPVC | C4B | 131242-WST02-DR-P-6016.dgn | WST02 | 403 | SHYD | 00319 |  | 40 | CPVC | PIPELINE : WST02-403-SHYD-00319-40-CPVC | ASTM F441 | 1000 | PN10 | 0 | 0 | 500 | 48.3 | 5.08 | N/A |  | N/A | 28 | 0 | 0 | 0 | 100
0010323473 | AT_PROCESS | WST02-403-SHYD-00328-40-CPVC | C4B | 131242-WST02-DR-P-6016.dgn | WST02 | 403 | SHYD | 00328 |  | 40 | CPVC | PIPELINE : WST02-403-SHYD-00328-40-CPVC | ASTM F441 | 1000 | PN10 | 0 | 0 | 500 | 48.3 | 5.08 | N/A |  | N/A | 28 | 247 | 235 | 281 | 500
0010323473 | AT_PROCESS | WST02-403-SHYD-00328-40-CPVC | C4B | 131242-WST02-DR-P-6016.dgn | WST02 | 403 | SHYD | 00328 |  | 40 | CPVC | PIPELINE : WST02-403-SHYD-00328-40-CPVC | ASTM F441 | 1000 | PN10 | 0 | 0 | 500 | 48.3 | 5.08 | N/A |  | N/A | 28 | 247 | 235 | 281 | 500
0010295842 | AT_PROCESS | WST02-403-SHYD-00351-25-CPVC | C4B | 131242-WST02-DR-P-6017.dgn | WST02 | 403 | SHYD | 00351 |  | 25 | CPVC | PIPELINE : WST02-403-SHYD-00351-25-CPVC | ASTM F441 | 1000 | PN10 | 51 | 8 | 150 | 33.4 | 4.55 | N/A |  | N/A | 28 | 55 | 0 | 65 | 100
0010295842 | AT_PROCESS | WST02-403-SHYD-00351-25-CPVC | C4B | 131242-WST02-DR-P-6017.dgn | WST02 | 403 | SHYD | 00351 |  | 25 | CPVC | PIPELINE : WST02-403-SHYD-00351-25-CPVC | ASTM F441 | 1000 | PN10 | 51 | 8 | 150 | 33.4 | 4.55 | N/A |  | N/A | 28 | 55 | 0 | 65 | 100
0010295953 | AT_PROCESS | WST02-403-SHYD-00352-25-CPVC | C4B | 131242-WST02-DR-P-6017.dgn | WST02 | 403 | SHYD | 00352 |  | 25 | CPVC | PIPELINE : WST02-403-SHYD-00352-25-CPVC | ASTM F441 | 1000 | PN10 | 0 | 0 | 150 | 33.4 | 4.55 | N/A |  | N/A | 28 | 55 | 0 | 65 | 100
0010295815 | AT_PROCESS | WST02-403-SHYD-00353-15-CPVC | C4B | 131242-WST02-DR-P-6017.dgn | WST02 | 403 | SHYD | 00353 |  | 15 | CPVC | PIPELINE : WST02-403-SHYD-00353-15-CPVC | ASTM F441 | 1000 | PN10 | 0 | 0 | 150 | 21.3 | 3.73 | N/A |  | N/A | 28 | 55 | 0 | 65 | 100
0010294197 | AT_PROCESS | WST02-403-SHYD-00354-20-CPVC | C4B | 131242-WST02-DR-P-6017.dgn | WST02 | 403 | SHYD | 00354 |  | 20 | CPVC | PIPELINE : WST02-403-SHYD-00354-20-CPVC | ASTM F441 | 1000 | PN10 | 51 | 8 | 150 | 26.7 | 3.91 | N/A |  | N/A | 28 | 247 | 235 | 281 | 500
0010294197 | AT_PROCESS | WST02-403-SHYD-00354-20-CPVC | C4B | 131242-WST02-DR-P-6017.dgn | WST02 | 403 | SHYD | 00354 |  | 20 | CPVC | PIPELINE : WST02-403-SHYD-00354-20-CPVC | ASTM F441 | 1000 | PN10 | 51 | 8 | 150 | 26.7 | 3.91 | N/A |  | N/A | 28 | 247 | 235 | 281 | 500
0010294197 | AT_PROCESS | WST02-403-SHYD-00354-20-CPVC | C4B | 131242-WST02-DR-P-6007.dgn | WST02 | 403 | SHYD | 00354 |  | 20 | CPVC | PIPELINE : WST02-403-SHYD-00354-20-CPVC | ASTM F441 | 1000 | PN10 | 51 | 8 | 150 | 26.7 | 3.91 | N/A |  | N/A | 28 | 247 | 235 | 281 | 500
0010294197 | AT_PROCESS | WST02-403-SHYD-00354-20-CPVC | C4B | 131242-WST02-DR-P-6017.dgn | WST02 | 403 | SHYD | 00354 |  | 20 | CPVC | PIPELINE : WST02-403-SHYD-00354-20-CPVC | ASTM F441 | 1000 | PN10 | 51 | 8 | 150 | 26.7 | 3.91 | N/A |  | N/A | 28 | 247 | 235 | 281 | 500
0010294197 | AT_PROCESS | WST02-403-SHYD-00354-20-CPVC | C4B | 131242-WST02-DR-P-6007.dgn | WST02 | 403 | SHYD | 00354 |  | 20 | CPVC | PIPELINE : WST02-403-SHYD-00354-20-CPVC | ASTM F441 | 1000 | PN10 | 51 | 8 | 150 | 26.7 | 3.91 | N/A |  | N/A | 28 | 247 | 235 | 281 | 500
0010294197 | AT_PROCESS | WST02-403-SHYD-00354-20-CPVC | C4B | 131242-WST02-DR-P-6017.dgn | WST02 | 403 | SHYD | 00354 |  | 20 | CPVC | PIPELINE : WST02-403-SHYD-00354-20-CPVC | ASTM F441 | 1000 | PN10 | 51 | 8 | 150 | 26.7 | 3.91 | N/A |  | N/A | 28 | 247 | 235 | 281 | 500
0010295862 | AT_PROCESS | WST02-403-SHYD-00355-15-CPVC | C4B | 131242-WST02-DR-P-6017.dgn | WST02 | 403 | SHYD | 00355 |  | 15 | CPVC | PIPELINE : WST02-403-SHYD-00355-15-CPVC | ASTM F441 | 1000 | PN10 | 0 | 0 | 0 | 21.3 | 3.73 | N/A |  | N/A | 28 | 247 | 235 | 281 | 500
0010295880 | AT_PROCESS | WST02-403-SHYD-00356-20-CPVC | C4B | 131242-WST02-DR-P-6017.dgn | WST02 | 403 | SHYD | 00356 |  | 20 | CPVC | PIPELINE : WST02-403-SHYD-00356-20-CPVC | ASTM F441 | 1000 | PN10 | 0 | 0 | 150 | 26.7 | 3.91 | N/A |  | N/A | 28 | 247 | 235 | 281 | 500
0010295969 | AT_PROCESS | WST02-403-SHYD-00357-15-CPVC | C4B | 131242-WST02-DR-P-6017.dgn | WST02 | 403 | SHYD | 00357 |  | 15 | CPVC | PIPELINE : WST02-403-SHYD-00357-15-CPVC | ASTM F441 | 1000 | PN10 | 0 | 0 | 150 | 21.3 | 3.73 | N/A |  | N/A | 28 | 247 | 235 | 281 | 500
0010295973 | AT_PROCESS | WST02-403-SHYD-00359-20-CPVC | C4B | 131242-WST02-DR-P-6017.dgn | WST02 | 403 | SHYD | 00359 |  | 20 | CPVC | PIPELINE : WST02-403-SHYD-00359-20-CPVC | ASTM F441 | 1000 | PN10 | 0 | 0 | 150 | 26.7 | 3.91 | N/A |  | N/A | 28 | 0 | 0 | 0 | 100
0010309426 | AT_PROCESS | WST02-403-SHYD-00360-15-CPVC | C4B | 131242-WST02-DR-P-6017.dgn | WST02 | 403 | SHYD | 00360 |  | 15 | CPVC | PIPELINE : WST02-403-SHYD-00360-15-CPVC | ASTM F441 | 1000 | PN10 | 0 | 0 | 150 | 21.3 | 3.73 | N/A |  | N/A | 28 | 247 | 235 | 281 | 500
0010332037 | AT_PROCESS | WST02-403-SHYD-00362-15-CPVC | C4B | 131242-WST02-DR-P-6007.dgn | WST02 | 403 | SHYD | 00362 |  | 15 | CPVC | PIPELINE : WST02-403-SHYD-00362-15-CPVC | ASTM F441 | 1000 | PN10 | 0 | 0 | 150 | 21.3 | 3.73 | N/A |  | N/A | 28 | 0 | 0 | 0 | 100
0010299033 | AT_PROCESS | WST02-403-SHYD-00401-40-CPVC | C4B | 131242-WST02-DR-P-6008.dgn | WST02 | 403 | SHYD | 00401 |  | 40 | CPVC | PIPELINE : WST02-403-SHYD-00401-40-CPVC | ASTM F441 | 1000 | PN10 | 1170 | 1508 | 1650 | 48.3 | 5.08 | N/A |  | N/A | 28 | 120 | 0 | 120 | 200
0010295966 | AT_PROCESS | WST02-403-SHYD-00451-25-CPVC | C4B | 131242-WST02-DR-P-6017.dgn | WST02 | 403 | SHYD | 00451 |  | 25 | CPVC | PIPELINE : WST02-403-SHYD-00451-25-CPVC | ASTM F441 | 1000 | PN10 | 51 | 8 | 150 | 33.4 | 4.55 | N/A |  | N/A | 28 | 55 | 0 | 65 | 100
0010295966 | AT_PROCESS | WST02-403-SHYD-00451-25-CPVC | C4B | 131242-WST02-DR-P-6017.dgn | WST02 | 403 | SHYD | 00451 |  | 25 | CPVC | PIPELINE : WST02-403-SHYD-00451-25-CPVC | ASTM F441 | 1000 | PN10 | 51 | 8 | 150 | 33.4 | 4.55 | N/A |  | N/A | 28 | 55 | 0 | 65 | 100
0010295807 | AT_PROCESS | WST02-403-SHYD-00452-25-CPVC | C4B | 131242-WST02-DR-P-6017.dgn | WST02 | 403 | SHYD | 00452 |  | 25 | CPVC | PIPELINE : WST02-403-SHYD-00452-25-CPVC | ASTM F441 | 1000 | PN10 | 0 | 0 | 150 | 33.4 | 4.55 | N/A |  | N/A | 28 | 55 | 0 | 65 | 100
0010295991 | AT_PROCESS | WST02-403-SHYD-00453-15-CPVC | C4B | 131242-WST02-DR-P-6017.dgn | WST02 | 403 | SHYD | 00453 |  | 15 | CPVC | PIPELINE : WST02-403-SHYD-00453-15-CPVC | ASTM F441 | 1000 | PN10 | 0 | 0 | 150 | 21.3 | 3.73 | N/A |  | N/A | 28 | 55 | 0 | 65 | 100
0010295856 | AT_PROCESS | WST02-403-SHYD-00454-20-CPVC | C4B | 131242-WST02-DR-P-6017.dgn | WST02 | 403 | SHYD | 00454 |  | 20 | CPVC | PIPELINE : WST02-403-SHYD-00454-20-CPVC | ASTM F441 | 1000 | PN10 | 51 | 8 | 150 | 26.7 | 3.91 | N/A |  | N/A | 28 | 247 | 235 | 281 | 500
0010295856 | AT_PROCESS | WST02-403-SHYD-00454-20-CPVC | C4B | 131242-WST02-DR-P-6008.dgn | WST02 | 403 | SHYD | 00454 |  | 20 | CPVC | PIPELINE : WST02-403-SHYD-00454-20-CPVC | ASTM F441 | 1000 | PN10 | 51 | 8 | 150 | 26.7 | 3.91 | N/A |  | N/A | 28 | 247 | 235 | 281 | 500
0010295856 | AT_PROCESS | WST02-403-SHYD-00454-20-CPVC | C4B | 131242-WST02-DR-P-6017.dgn | WST02 | 403 | SHYD | 00454 |  | 20 | CPVC | PIPELINE : WST02-403-SHYD-00454-20-CPVC | ASTM F441 | 1000 | PN10 | 51 | 8 | 150 | 26.7 | 3.91 | N/A |  | N/A | 28 | 247 | 235 | 281 | 500
0010295856 | AT_PROCESS | WST02-403-SHYD-00454-20-CPVC | C4B | 131242-WST02-DR-P-6017.dgn | WST02 | 403 | SHYD | 00454 |  | 20 | CPVC | PIPELINE : WST02-403-SHYD-00454-20-CPVC | ASTM F441 | 1000 | PN10 | 51 | 8 | 150 | 26.7 | 3.91 | N/A |  | N/A | 28 | 247 | 235 | 281 | 500
0010295856 | AT_PROCESS | WST02-403-SHYD-00454-20-CPVC | C4B | 131242-WST02-DR-P-6017.dgn | WST02 | 403 | SHYD | 00454 |  | 20 | CPVC | PIPELINE : WST02-403-SHYD-00454-20-CPVC | ASTM F441 | 1000 | PN10 | 51 | 8 | 150 | 26.7 | 3.91 | N/A |  | N/A | 28 | 247 | 235 | 281 | 500
0010295856 | AT_PROCESS | WST02-403-SHYD-00454-20-CPVC | C4B | 131242-WST02-DR-P-6008.dgn | WST02 | 403 | SHYD | 00454 |  | 20 | CPVC | PIPELINE : WST02-403-SHYD-00454-20-CPVC | ASTM F441 | 1000 | PN10 | 51 | 8 | 150 | 26.7 | 3.91 | N/A |  | N/A | 28 | 247 | 235 | 281 | 500
0010295854 | AT_PROCESS | WST02-403-SHYD-00455-15-CPVC | C4B | 131242-WST02-DR-P-6017.dgn | WST02 | 403 | SHYD | 00455 |  | 15 | CPVC | PIPELINE : WST02-403-SHYD-00455-15-CPVC | ASTM F441 | 1000 | PN10 | 0 | 0 | 0 | 21.3 | 3.73 | N/A |  | N/A | 28 | 247 | 235 | 281 | 500
0010295883 | AT_PROCESS | WST02-403-SHYD-00456-20-CPVC | C4B | 131242-WST02-DR-P-6017.dgn | WST02 | 403 | SHYD | 00456 |  | 20 | CPVC | PIPELINE : WST02-403-SHYD-00456-20-CPVC | ASTM F441 | 1000 | PN10 | 0 | 0 | 150 | 26.7 | 3.91 | N/A |  | N/A | 28 | 247 | 235 | 281 | 500
0010295913 | AT_PROCESS | WST02-403-SHYD-00457-15-CPVC | C4B | 131242-WST02-DR-P-6017.dgn | WST02 | 403 | SHYD | 00457 |  | 15 | CPVC | PIPELINE : WST02-403-SHYD-00457-15-CPVC | ASTM F441 | 1000 | PN10 | 0 | 0 | 150 | 21.3 | 3.73 | N/A |  | N/A | 28 | 247 | 235 | 281 | 500
0010295944 | AT_PROCESS | WST02-403-SHYD-00459-20-CPVC | C4B | 131242-WST02-DR-P-6017.dgn | WST02 | 403 | SHYD | 00459 |  | 20 | CPVC | PIPELINE : WST02-403-SHYD-00459-20-CPVC | ASTM F441 | 1000 | PN10 | 0 | 0 | 150 | 26.7 | 3.91 | N/A |  | N/A | 28 | 0 | 0 | 0 | 100
0010309434 | AT_PROCESS | WST02-403-SHYD-00460-15-CPVC | C4B | 131242-WST02-DR-P-6017.dgn | WST02 | 403 | SHYD | 00460 |  | 15 | CPVC | PIPELINE : WST02-403-SHYD-00460-15-CPVC | ASTM F441 | 1000 | PN10 | 0 | 0 | 150 | 21.3 | 3.73 | N/A |  | N/A | 28 | 247 | 235 | 281 | 500
0010332109 | AT_PROCESS | WST02-403-SHYD-00462-15-CPVC | C4B | 131242-WST02-DR-P-6008.dgn | WST02 | 403 | SHYD | 00462 |  | 15 | CPVC | PIPELINE : WST02-403-SHYD-00462-15-CPVC | ASTM F441 | 1000 | PN10 | 0 | 0 | 150 | 21.3 | 3.73 | N/A |  | N/A | 28 | 0 | 0 | 0 | 100
0010295963 | AT_PROCESS | WST02-403-SHYD-00551-25-CPVC | C4B | 131242-WST02-DR-P-6017.dgn | WST02 | 403 | SHYD | 00551 |  | 25 | CPVC | PIPELINE : WST02-403-SHYD-00551-25-CPVC | ASTM F441 | 1000 | PN10 | 51 | 8 | 150 | 33.4 | 4.55 | N/A |  | N/A | 28 | 55 | 0 | 65 | 100
0010295963 | AT_PROCESS | WST02-403-SHYD-00551-25-CPVC | C4B | 131242-WST02-DR-P-6017.dgn | WST02 | 403 | SHYD | 00551 |  | 25 | CPVC | PIPELINE : WST02-403-SHYD-00551-25-CPVC | ASTM F441 | 1000 | PN10 | 51 | 8 | 150 | 33.4 | 4.55 | N/A |  | N/A | 28 | 55 | 0 | 65 | 100
0010295909 | AT_PROCESS | WST02-403-SHYD-00552-25-CPVC | C4B | 131242-WST02-DR-P-6017.dgn | WST02 | 403 | SHYD | 00552 |  | 25 | CPVC | PIPELINE : WST02-403-SHYD-00552-25-CPVC | ASTM F441 | 1000 | PN10 | 0 | 0 | 150 | 33.4 | 4.55 | N/A |  | N/A | 28 | 55 | 0 | 65 | 100
0010295931 | AT_PROCESS | WST02-403-SHYD-00553-15-CPVC | C4B | 131242-WST02-DR-P-6017.dgn | WST02 | 403 | SHYD | 00553 |  | 15 | CPVC | PIPELINE : WST02-403-SHYD-00553-15-CPVC | ASTM F441 | 1000 | PN10 | 0 | 0 | 150 | 21.3 | 3.73 | N/A |  | N/A | 28 | 55 | 0 | 65 | 100
0010295887 | AT_PROCESS | WST02-403-SHYD-00554-20-CPVC | C4B | 131242-WST02-DR-P-6017.dgn | WST02 | 403 | SHYD | 00554 |  | 20 | CPVC | PIPELINE : WST02-403-SHYD-00554-20-CPVC | ASTM F441 | 1000 | PN10 | 0 | 0 | 150 | 26.7 | 3.91 | N/A |  | N/A | 28 | 247 | 235 | 281 | 500
0010295887 | AT_PROCESS | WST02-403-SHYD-00554-20-CPVC | C4B | 131242-WST02-DR-P-6017.dgn | WST02 | 403 | SHYD | 00554 |  | 20 | CPVC | PIPELINE : WST02-403-SHYD-00554-20-CPVC | ASTM F441 | 1000 | PN10 | 0 | 0 | 150 | 26.7 | 3.91 | N/A |  | N/A | 28 | 247 | 235 | 281 | 500
0010295893 | AT_PROCESS | WST02-403-SHYD-00554A-20-CPVC | C4B | 131242-WST02-DR-P-6017.dgn | WST02 | 403 | SHYD | 00554 | A | 20 | CPVC | PIPELINE : WST02-403-SHYD-00554A-20-CPVC | ASTM F441 | 1000 | PN10 | 51 | 8 | 150 | 26.7 | 3.91 | N/A |  | N/A | 28 | 247 | 235 | 281 | 500
0010295874 | AT_PROCESS | WST02-403-SHYD-00554B-20-CPVC | C4B | 131242-WST02-DR-P-6017.dgn | WST02 | 403 | SHYD | 00554 | B | 20 | CPVC | PIPELINE : WST02-403-SHYD-00554B-20-CPVC | ASTM F441 | 1000 | PN10 | 51 | 8 | 150 | 26.7 | 3.91 | N/A |  | N/A | 28 | 247 | 235 | 281 | 500
0010295871 | AT_PROCESS | WST02-403-SHYD-00554C-20-CPVC | C4B | 131242-WST02-DR-P-6017.dgn | WST02 | 403 | SHYD | 00554 | C | 20 | CPVC | PIPELINE : WST02-403-SHYD-00554C-20-CPVC | ASTM F441 | 1000 | PN10 | 51 | 8 | 150 | 26.7 | 3.91 | N/A |  | N/A | 28 | 247 | 235 | 281 | 500
0010295866 | AT_PROCESS | WST02-403-SHYD-00554D-20-CPVC | C4B | 131242-WST02-DR-P-6017.dgn | WST02 | 403 | SHYD | 00554 | D | 20 | CPVC | PIPELINE : WST02-403-SHYD-00554D-20-CPVC | ASTM F441 | 1000 | PN10 | 51 | 8 | 150 | 26.7 | 3.91 | N/A |  | N/A | 28 | 247 | 235 | 281 | 500
0010295846 | AT_PROCESS | WST02-403-SHYD-00555-15-CPVC | C4B | 131242-WST02-DR-P-6017.dgn | WST02 | 403 | SHYD | 00555 |  | 15 | CPVC | PIPELINE : WST02-403-SHYD-00555-15-CPVC | ASTM F441 | 1000 | PN10 | 0 | 0 | 0 | 21.3 | 3.73 | N/A |  | N/A | 28 | 247 | 235 | 281 | 500
0010295885 | AT_PROCESS | WST02-403-SHYD-00556-20-CPVC | C4B | 131242-WST02-DR-P-6017.dgn | WST02 | 403 | SHYD | 00556 |  | 20 | CPVC | PIPELINE : WST02-403-SHYD-00556-20-CPVC | ASTM F441 | 1000 | PN10 | 0 | 0 | 150 | 26.7 | 3.91 | N/A |  | N/A | 28 | 247 | 235 | 281 | 500
0010295918 | AT_PROCESS | WST02-403-SHYD-00557-15-CPVC | C4B | 131242-WST02-DR-P-6017.dgn | WST02 | 403 | SHYD | 00557 |  | 15 | CPVC | PIPELINE : WST02-403-SHYD-00557-15-CPVC | ASTM F441 | 1000 | PN10 | 0 | 0 | 150 | 21.3 | 3.73 | N/A |  | N/A | 28 | 247 | 235 | 281 | 500
0010295724 | AT_PROCESS | WST02-403-SHYD-00559-20-CPVC | C4B | 131242-WST02-DR-P-6017.dgn | WST02 | 403 | SHYD | 00559 |  | 20 | CPVC | PIPELINE : WST02-403-SHYD-00559-20-CPVC | ASTM F441 | 1000 | PN10 | 0 | 0 | 150 | 26.7 | 3.91 | N/A |  | N/A | 28 | 0 | 0 | 0 | 100
0010295724 | AT_PROCESS | WST02-403-SHYD-00559-20-CPVC | C4B | 131242-WST02-DR-P-6016.dgn | WST02 | 403 | SHYD | 00559 |  | 20 | CPVC | PIPELINE : WST02-403-SHYD-00559-20-CPVC | ASTM F441 | 1000 | PN10 | 0 | 0 | 150 | 26.7 | 3.91 | N/A |  | N/A | 28 | 0 | 0 | 0 | 100
0010309432 | AT_PROCESS | WST02-403-SHYD-00560-15-CPVC | C4B | 131242-WST02-DR-P-6017.dgn | WST02 | 403 | SHYD | 00560 |  | 15 | CPVC | PIPELINE : WST02-403-SHYD-00560-15-CPVC | ASTM F441 | 1000 | PN10 | 0 | 0 | 150 | 21.3 | 3.73 | N/A |  | N/A | 28 | 247 | 235 | 281 | 500
0010301006 | AT_PROCESS | WSW41-013-DC-00001-50-CSEL | C4B | 131242-WSW41-DR-P-6001.dgn | WSW41 | 013 | DC | 00001 |  | 50 | CSEL | DC TO SIDESTREAM NITROGEN REMOVAL ARV | BS EN 10029 | 1000 | PN10 | 0 | 0 | 0 | 60.33 | 3.91 | Fusion Bonded Epoxy Coating |  | N/A | 40 | 230 | 230 | 230 | 400
0010324949 | AT_PROCESS | WSW41-013-DC-00102-80-SS16 | C4B | 131242-WSW41-DR-P-6000.dgn | WSW41 | 013 | DC | 00102 |  | 80 | SS16 | PLANT DRAIN AND RECYCLE TO ILM HEADWORKS ARV | ASME B36.19M | 1000 | PN10 |  |  |  | 60.3 | 3.91 | N/A |  | N/A | 30 | 60 | 60 | 60 | 100
0010298315 | AT_PROCESS | WSW41-013-FPW-00102-50-SS04 | C4B | 131242-WSW41-DR-P-6000.dgn | WSW41 | 013 | FPW | 00102 |  | 50 | SS04 | SSNR HORSREEL WATER SUPPLY TO SSN | ASME B36.19M | 1000 | PN10 | 3102 | 0 | 3102 | 60.3 | 3.91 | N/A |  | N/A | 30 | 300 | 200 | 300 | 500
0010298309 | AT_PROCESS | WSW41-013-G2D-00101-300-DIPU | C4B | 131242-WSW41-DR-P-6000.dgn | WSW41 | 013 | G2D | 00101 |  | 300 | DIPU | G2D WATER SUPPLY FROM C1A | BS EN 545 | 1000 | PN10 | 72000 | 18000 | 92800 | 326 | 9.6 | Polyurethane |  | N/A | 30 | 528 | 528 | 528 | 800
0010330906 | AT_PROCESS | WSW41-013-G2D-00102-150-SS16 | C4B | 131242-WSW41-DR-P-6000.dgn | WSW41 | 013 | G2D | 00102 |  | 150 | SS16 | PIPELINE : WSW41-013-G2D-00102-150-SS16 | ASME B36.18M | 1000 | PN10 | 72000 | 18000 | 92800 | 168.3 | 3.4 | N/A |  | N/A | 30 | 528 | 528 | 528 | 800
0010330906 | AT_PROCESS | WSW41-013-G2D-00102-150-SS16 | C4B | 131242-WSW41-DR-P-6000.dgn | WSW41 | 013 | G2D | 00102 |  | 150 | SS16 | PIPELINE : WSW41-013-G2D-00102-150-SS16 | ASME B36.18M | 1000 | PN10 | 72000 | 18000 | 92800 | 168.3 | 3.4 | N/A |  | N/A | 30 | 528 | 528 | 528 | 800
0010325492 | AT_PROCESS | WSW41-013-G2D-00103-150-SS16 | C4B | 131242-WSW41-DR-P-6000.dgn | WSW41 | 013 | G2D | 00103 |  | 150 | SS16 | BYPASS G2D WATER TO SSNR | ASME B36.19M | 1000 | PN10 | 72000 | 0 | 9280 | 168.3 | 3.4 | N/A |  | N/A | 30 | 528 | 528 | 528 | 800
0010325494 | AT_PROCESS | WSW41-013-G2D-00104-25-SS16 | C4B | 131242-WSW41-DR-P-6000.dgn | WSW41 | 013 | G2D | 00104 |  | 25 | SS16 | G2D WATER DRAIN | ASME B36.19M | 1000 | PN10 | 0 | 0 | 92800 | 33.4 | 3.38 | N/A |  | N/A | 30 | 528 | 528 | 528 | 800
0010298272 | AT_PROCESS | WSW41-013-PD-00101-350-SS16 | C4B | 131242-WSW41-DR-P-6000.dgn | WSW41 | 013 | PD | 00101 |  | 350 | SS16 | PLANT DRAIN AND RECYCLE TO ILM HEADWORKS | ASME B36.19M | 1000 | PN10 | 558000 | 558000 | 558000 | 355.6 | 4.78 | N/A |  | N/A | 30 | 60 | 60 | 60 | 100
0010288015 | AT_PROCESS | WSW41-013-PSI-00101-250-SS16 | C4B | 131242-WSW41-DR-P-6000.dgn | WSW41 | 013 | PSI | 00101 |  | 250 | SS16 | ILM1 PRIMARY SLUDGE TO PSI HOLDING TANK | ASME B36.19M | 1600 | PN16 | 165600 | 165600 | 165600 | 273 | 4.19 | N/A |  | N/A | 30 | 726.2 | 726.2 | 726.2 | 1100
0010298345 | AT_PROCESS | WSW41-013-PSI-00102-250-SS16 | C4B | 131242-WSW41-DR-P-6001.dgn | WSW41 | 013 | PSI | 00102 |  | 250 | SS16 | ILM2 PRIMARY SLUDGE TO PSI HOLDING TANK | ASME B36.19M | 1600 | PN16 | 165600 | 165600 | 165600 | 273 | 4.19 | N/A |  | N/A | 30 | 726.2 | 726.2 | 726.2 | 1100
0010300988 | AT_PROCESS | WSW41-013-PSI-00103-50-SS16 | C4B | 131242-WSW41-DR-P-6000.dgn | WSW41 | 013 | PSI | 00103 |  | 50 | SS16 | ILM1 PRIMARY SLUDGE TO PSI HOLDING TANK ARV | ASME B36.19M | 1600 | PN16 | 0 | 0 | 165600 | 60.3 | 3.91 | N/A |  | N/A | 30 | 726.2 | 726.2 | 726.2 | 1100
0010301003 | AT_PROCESS | WSW41-013-PSI-00104-50-SS16 | C4B | 131242-WSW41-DR-P-6001.dgn | WSW41 | 013 | PSI | 00104 |  | 50 | SS16 | ILM2 PRIMARY SLUDGE TO PSI HOLDING TANK ARV | ASME B36.19M | 1600 | PN16 | 0 | 0 | 165600 | 60.3 | 3.91 | N/A |  | N/A | 30 | 726.2 | 726.2 | 726.2 | 1100
0010331058 | AT_PROCESS | WSW41-013-PW-00101-150-DICL | C4B | 131242-WSW41-DR-P-6000.dgn | WSW41 | 013 | PW | 00101 |  | 150 | DICL | SSN POTABLE WATER SUPPLY FROM C1A | BS EN 545 | 1000 | PN10 | 7722 | 0 | 17082 | 170 | 7.8 | Cemented Lined |  | N/A | 32 | 300 | 200 | 300 | 500
0010298312 | AT_PROCESS | WSW41-013-PW-00101-200-DICL | C4B | 131242-WSW41-DR-P-6000.dgn | WSW41 | 013 | PW | 00101 |  | 200 | DICL | SSNR HORSREEL WATER SUPPLY FROM C1A | BS EN 545 | 1000 | PN10 | 7722 | 0 | 17082 | 222 | 8.4 | Cemented Lined |  | N/A | 32 | 300 | 200 | 300 | 500
0010298292 | AT_PROCESS | WSW41-013-TCI-00101-750-CSEL | C4B | 131242-WSW41-DR-P-6000.dgn | WSW41 | 013 | TCI | 00101 |  | 750 | CSEL | TCI PUMPS TO ILM GRIT TANK EFFLUENT CHANNEL | BS EN 10029 | 1000 | PN10 | 1972800 | 885600 | 1972800 | 762 | 9.53 | Fusion Bonded Epoxy Coating |  | N/A | 30 | 97 | 97 | 97 | 200
0010298291 | AT_PROCESS | WSW41-013-TCI-00102-500-CSEL | C4B | 131242-WSW41-DR-P-6000.dgn | WSW41 | 013 | TCI | 00102 |  | 500 | CSEL | BALANCE TCI TO ILM GRIT TANK EFFLUENT CHANNEL | BS EN 10029 | 1000 | PN10 | 1684800 | 619200 | 1972800 | 508 | 9.53 | Fusion Bonded Epoxy Coating |  | N/A | 30 | 97 | 97 | 97 | 200
0010298276 | AT_PROCESS | WSW41-013-WASI-00101-250-SS16 | C4B | 131242-WSW41-DR-P-6000.dgn | WSW41 | 013 | WASI | 00101 |  | 250 | SS16 | ILM1 TO WAS HOLDING TANK | ASME B36.19M | 1600 | PN16 | 525600 | 525600 | 525600 | 273 | 4.19 | N/A |  | N/A | 30 | 692 | 692 | 692 | 1100
0010298348 | AT_PROCESS | WSW41-013-WASI-00102-250-SS16 | C4B | 131242-WSW41-DR-P-6001.dgn | WSW41 | 013 | WASI | 00102 |  | 250 | SS16 | ILM2 TO WAS HOLDING TANK | ASME B36.19M | 1600 | PN16 | 525600 | 525600 | 525601 | 273 | 4.19 | N/A |  | N/A | 30 | 692 | 692 | 692 | 1100
0010300990 | AT_PROCESS | WSW41-013-WASI-00103-50-SS16 | C4B | 131242-WSW41-DR-P-6000.dgn | WSW41 | 013 | WASI | 00103 |  | 50 | SS16 | ILM1 TO WAS HOLDING TANK ARV | ASME B36.19M | 1600 | PN16 | 0 | 0 | 525600 | 60.3 | 3.91 | N/A |  | N/A | 30 | 692 | 692 | 692 | 1100
0010301000 | AT_PROCESS | WSW41-013-WASI-00104-50-SS16 | C4B | 131242-WSW41-DR-P-6001.dgn | WSW41 | 013 | WASI | 00104 |  | 50 | SS16 | ILM2 TO WAS HOLDING TANK ARV | ASME B36.19M | 1600 | PN16 | 0 | 0 | 525600 | 60.3 | 3.91 | N/A |  | N/A | 30 | 692 | 692 | 692 | 1100

## CONTROLVALVE
KEYTAG | TAG_TYPE | TAG_NO | CONTRACT INFO | NAME | IINT1 | A_ACT_DISPLAY | P&ID FILENAME | PROJECT PREFIX | UNIT | SERVICE | DEVICE TYPE CODE | TAG LOOP NUMBER | TAG SUFFIX | DESCRIPTION | SHORT DESCR | HAZARDOUS ZONE | PIPELINE TAG NUMBER | VALVE - DUTY | ACTUATOR TAG NUMBER | PIPE SIZE - NOMINAL (MM) | DESIGN PRESSURE | PRESSURE RATING | RIO PANEL | VALVE MANUFACTURER 2D MODEL FILE NAME | ACTUATOR MANUFACTURER 2D MODEL FILE NAME | FLOW RATE - NOMINAL | FLOW RATE - MIN | FLOW RATE - MAX | OPERATING TEMPERATURE - NORMAL | OPERATING PRESSURE - NORMAL | OPERATING PRESSURE - MIN | OPERATING PRESSURE - MAX | TEST PRESSURE | BODY MATERIAL | STEM MATERIAL | VALVE CLOSURE ELEMENT | SEAT MATERIAL | LINING MATERIAL | END CONDITION | FAIL MODE DISPLAY LABEL | ACTUATOR - RPM | ACTUATOR - TORQUE SETTING RANGE | ACTUATOR - RATED VOLTAGE | ACTUATOR - RATED FREQUENCY | ACTUATOR - MOTOR RPM | ACTUATOR - LOCKED ROTOR TORQUE (NM) | ACTUATOR - RATED TORQUE CURRENT (AMPERE) | ACTUATOR - RATED CURRENT (AMPERE) | ACTUATOR - MOTOR RATING (KW) | ACTUATOR - STEM DIRECTION | ACTUATOR DISPLAY LABEL | LCS TYPE | PLC PANEL | PLC PANEL LOCATION | RIO PANEL LOCATION | MODEL NUMBER | SERIAL NUMBER | BRAND | MANUFACTURER NAME | MANUFACTURER WEBPAGE | MANUFACTURER PHONE | MANUFACTURER FAX | MANUFACTURER EMAIL | MANUFACTURER LOCATION | MANUFACTURER 3D MODEL FILE NAME | LOT NUMBER | MANUFACTURE DATE | MODEL NUMBER - ACTUATOR | SERIAL NUMBER - ACTUATOR | BRAND - ACTUATOR | MANUFACTURER NAME - ACTUATOR | MANUFACTURER WEBPAGE - ACTUATOR | MANUFACTURER PHONE - ACTUATOR | MANUFACTURER FAX - ACTUATOR | MANUFACTURER EMAIL - ACTUATOR | MANUFACTURER LOCATION - ACTUATOR | MANUFACTURER 3D MODEL FILE NAME - ACTUATOR | LOT NUMBER - ACTUATOR | MANUFACTURE DATE - ACTUATOR | ACE CATEGORY | GENERIC EQUIPMENT TYPE | ACE ASSET CLASS | LIFE SPAN | SUPPLIER | COST CENTER | REPLACEMENT COST | WBS ELEMENT | EST REPLACEMENT DATE | DATE OF COMMISSION | WARRANTY TERMS | WARRANTY START DATE | WARRANTY EXPIRY DATE | PRODUCT CERTIFICATION | ACE ASSET NUMBER | ACE ASSET SUB NUMBER | ACE CATEGORY - ACTUATOR | GENERIC EQUIPMENT TYPE - ACTUATOR | ACE ASSET CLASS - ACTUATOR | LIFE SPAN - ACTUATOR | SUPPLIER - ACTUATOR | COST CENTER - ACTUATOR | REPLACEMENT COST - ACTUATOR | WBS ELEMENT - ACTUATOR | EST REPLACEMENT DATE - ACTUATOR | DATE OF COMMISSION - ACTUATOR | WARRANTY TERMS - ACTUATOR | WARRANTY START DATE - ACTUATOR | WARRANTY EXPIRY DATE - ACTUATOR | PRODUCT CERTIFICATION - ACTUATOR | ACE ASSET NUMBER - ACTUATOR | ACE ASSET SUB NUMBER - ACTUATOR
0010274263 | AT_CVALVE | WSD11-111-AV-0202 | C4B | WSD11-111-AV-0202 | KNIFE_GATE_CONTROL_VALVE | Cylinder Operator | 131242-WSD11-DR-P-6000.dgn | WSD11 | 111 | DWAS | AV | 0202 |  | THP FEED PUMP 4 OUTLET | THP FEED PUMP 4 OUTLET | NON-HAZARDOUS | WSD11-111-DWAS-00202-300-SS16 | ISOLATION | WSD11-111-AV-0202-A01 | 300 | 2400 | PN25 | WSD11-RIO-0201 | TBA | TBA | 18200 | 5000 | 25000 | 25 | 1000 | 1000 | 1200 | 3750 | WCB | STAINLESS STEEL | DISC | EPDM |  | FLANGED | CLOSE | [10 empty] | Cylinder Operator |  | WSD11-ECCP-1000 | PROCESS XLV ROOM | THP COURTYARD | T-500 |  | ZUBI | ZUBI | https://www.valvulaszubi.com/ | (+34) 943 63 52 71 |  | zubi@valvulaszubi.com | SPAIN |  |  |  | ZUBI |  | ZUBI |  | https://www.valvulaszubi.com/ | (+34) 943 63 52 71 |  | zubi@valvulaszubi.com | SPAIN | [7 empty] | CAMBI
0010274273 | AT_CVALVE | WSD11-111-AV-0102 | C4B | WSD11-111-AV-0102 | KNIFE_GATE_CONTROL_VALVE | Cylinder Operator | 131242-WSD11-DR-P-6000.dgn | WSD11 | 111 | DWAS | AV | 0102 |  | THP FEED PUMP 2 OUTLET | THP FEED PUMP 2 OUTLET | NON-HAZARDOUS | WSD11-111-DWAS-00102-300-SS16 | ISOLATION | WSD11-111-AV-0102-A01 | 300 | 2400 | PN25 | WSD11-RIO-0101 | TBA | TBA | 18200 | 5000 | 25000 | 25 | 1000 | 1000 | 1200 | 3750 | WCB | STAINLESS STEEL | DISC | EPDM |  | FLANGED | CLOSE | [10 empty] | Cylinder Operator |  | WSD11-ECCP-1000 | PROCESS XLV ROOM | THP COURTYARD | T-500 |  | ZUBI | ZUBI | https://www.valvulaszubi.com/ | (+34) 943 63 52 71 |  | zubi@valvulaszubi.com | SPAIN |  |  |  | ZUBI |  | ZUBI |  | https://www.valvulaszubi.com/ | (+34) 943 63 52 71 |  | zubi@valvulaszubi.com | SPAIN | [7 empty] | CAMBI
0010274290 | AT_CVALVE | WSD11-111-FCV-0101 | C4B | WSD11-111-FCV-0101 | GLOBE_CONTROL_VALVE | Diaphragm Actuator | 131242-WSD11-DR-P-6000.dgn | WSD11 | 111 | G2D | FCV | 0101 |  | THP FEED PUMP 1 G2D CONTROL | THP FEED PUMP 1 G2D CONTROL | NON-HAZARDOUS | WSD11-111-G2D-00101-32-SS16 | FLOW CONTROL | WSD11-111-FCV-0101-A01 | 25 | 900 | PN16 | WSD11-RIO-0101 | 131242-WSD11-DS-M-0022 | TBA | 2100 | 2100 | 5000 | 30 | 530 | 530 | 530 | 1350 | CAST IRON | STAINLESS STEEL | PLUG | STAINLESS STEEL |  | FLANGED | CLOSE | [10 empty] | Diaphragm Actuator |  | WSD11-ECCP-1000 | PROCESS XLV ROOM | THP COURTYARD | PV 6211 |  | RTK | RTK | www.rtk.de | +49 7154 / 1314 0 |  | info@rtk.de | GERMANY |  |  |  | ST-6135 |  | RTK | RTK | www.rtk.de | +49 7154 / 1314 0 |  | info@rtk.de | GERMANY | [7 empty] | CAMBI
0010274301 | AT_CVALVE | WSD11-111-AV-0201 | C4B | WSD11-111-AV-0201 | KNIFE_GATE_CONTROL_VALVE | Cylinder Operator | 131242-WSD11-DR-P-6000.dgn | WSD11 | 111 | DWAS | AV | 0201 |  | THP FEED PUMP 3 OUTLET | THP FEED PUMP 3 OUTLET | NON-HAZARDOUS | WSD11-111-DWAS-00201-300-SS16 | ISOLATION | WSD11-111-AV-0201-A01 | 300 | 2400 | PN25 | WSD11-RIO-0201 | TBA | TBA | 18200 | 5000 | 25000 | 25 | 1000 | 1000 | 1200 | 3750 | WCB | STAINLESS STEEL | DISC | EPDM |  | FLANGED | CLOSE | [10 empty] | Cylinder Operator |  | WSD11-ECCP-1000 | PROCESS XLV ROOM | THP COURTYARD | T-500 |  | ZUBI | ZUBI | https://www.valvulaszubi.com/ | (+34) 943 63 52 71 |  | zubi@valvulaszubi.com | SPAIN |  |  |  | ZUBI |  | ZUBI |  | https://www.valvulaszubi.com/ | (+34) 943 63 52 71 |  | zubi@valvulaszubi.com | SPAIN | [7 empty] | CAMBI
0010274322 | AT_CVALVE | WSD11-111-AV-0101 | C4B | WSD11-111-AV-0101 | KNIFE_GATE_CONTROL_VALVE | Cylinder Operator | 131242-WSD11-DR-P-6000.dgn | WSD11 | 111 | DWAS | AV | 0101 |  | THP FEED PUMP 1 OUTLET | THP FEED PUMP 1 OUTLET | NON-HAZARDOUS | WSD11-111-DWAS-00101-300-SS16 | ISOLATION | WSD11-111-AV-0101-A01 | 300 | 2400 | PN25 | WSD11-RIO-0101 | TBA | TBA | 18200 | 5000 | 25000 | 25 | 1000 | 1000 | 1200 | 3750 | WCB | STAINLESS STEEL | DISC | EPDM |  | FLANGED | CLOSE | [10 empty] | Cylinder Operator |  | WSD11-ECCP-1000 | PROCESS XLV ROOM | THP COURTYARD | T-500 |  | ZUBI | ZUBI | https://www.valvulaszubi.com/ | (+34) 943 63 52 71 |  | zubi@valvulaszubi.com | SPAIN |  |  |  | ZUBI |  | ZUBI |  | https://www.valvulaszubi.com/ | (+34) 943 63 52 71 |  | zubi@valvulaszubi.com | SPAIN | [7 empty] | CAMBI
0010274346 | AT_CVALVE | WSD11-003-FCV-0201 | C4B | WSD11-003-FCV-0201 | GLOBE_CONTROL_VALVE | Diaphragm Actuator | 131242-WSD11-DR-P-6000.dgn | WSD11 | 003 | G2D | FCV | 0201 |  | THP FEED PUMP 3 G2D CONTROL | THP FEED PUMP 3 G2D CONTROL | NON-HAZARDOUS | WSD11-111-G2D-00201-80-SS16 | FLOW CONTROL | WSD11-003-FCV-0201-A01 | 25 | 900 | PN16 | WSD11-RIO-0201 | 131242-WSD11-DS-M-0022 | TBA | 2100 | 2100 | 5000 | 30 | 530 | 530 | 530 | 1350 | CAST IRON | STAINLESS STEEL | PLUG | STAINLESS STEEL |  | FLANGED | CLOSE | [10 empty] | Diaphragm Actuator |  | WSD11-ECCP-1000 | PROCESS XLV ROOM | THP COURTYARD | PV 6211 |  | RTK | RTK | www.rtk.de | +49 7154 / 1314 0 |  | info@rtk.de | GERMANY |  |  |  | ST-6135 |  | RTK | RTK | www.rtk.de | +49 7154 / 1314 0 |  | info@rtk.de | GERMANY | [7 empty] | CAMBI
0010274361 | AT_CVALVE | WSD11-111-FCV-0102 | C4B | WSD11-111-FCV-0102 | GLOBE_CONTROL_VALVE | Diaphragm Actuator | 131242-WSD11-DR-P-6000.dgn | WSD11 | 111 | G2D | FCV | 0102 |  | THP FEED PUMP 2 G2D CONTROL | THP FEED PUMP 2 G2D CONTROL | NON-HAZARDOUS | WSD11-111-G2D-00102-32-SS16 | FLOW CONTROL | WSD11-111-FCV-0102-A01 | 25 | 900 | PN16 | WSD11-RIO-0101 | 131242-WSD11-DS-M-0022 | TBA | 2100 | 2100 | 5000 | 30 | 530 | 530 | 530 | 1350 | CAST IRON | STAINLESS STEEL | PLUG | STAINLESS STEEL |  | FLANGED | CLOSE | [10 empty] | Diaphragm Actuator |  | WSD11-ECCP-1000 | PROCESS XLV ROOM | THP COURTYARD | PV 6211 |  | RTK | RTK | www.rtk.de | +49 7154 / 1314 0 |  | info@rtk.de | GERMANY |  |  |  | ST-6135 |  | RTK | RTK | www.rtk.de | +49 7154 / 1314 0 |  | info@rtk.de | GERMANY | [7 empty] | CAMBI
0010274368 | AT_CVALVE | WSD11-003-FCV-0202 | C4B | WSD11-003-FCV-0202 | GLOBE_CONTROL_VALVE | Diaphragm Actuator | 131242-WSD11-DR-P-6000.dgn | WSD11 | 003 | G2D | FCV | 0202 |  | THP FEED PUMP 4 G2D CONTROL | THP FEED PUMP 4 G2D CONTROL | NON-HAZARDOUS | WSD11-111-G2D-00202-32-SS16 | FLOW CONTROL | WSD11-003-FCV-0202-A01 | 25 | 900 | PN16 | WSD11-RIO-0201 | 131242-WSD11-DS-M-0022 | TBA | 2100 | 2100 | 5000 | 30 | 530 | 530 | 530 | 1350 | CAST IRON | STAINLESS STEEL | PLUG | STAINLESS STEEL |  | FLANGED | CLOSE | [10 empty] | Diaphragm Actuator |  | WSD11-ECCP-1000 | PROCESS XLV ROOM | THP COURTYARD | PV 6211 |  | RTK | RTK | www.rtk.de | +49 7154 / 1314 0 |  | info@rtk.de | GERMANY |  |  |  | ST-6135 |  | RTK | RTK | www.rtk.de | +49 7154 / 1314 0 |  | info@rtk.de | GERMANY | [7 empty] | CAMBI
0010277458 | AT_CVALVE | WSD11-111-AV-0118 | C4B | WSD11-111-AV-0118 | BALL_CONTROL_VALVE | Cylinder Operator | 131242-WSD11-DR-P-6010.dgn | WSD11 | 111 | G2D | AV | 0118 |  | TRAIN 1 PGS G2D SUPPLY | TRAIN 1 PGS G2D SUPPLY | NON-HAZARDOUS | WSD11-111-G2D-00108-25-SS16 | ISOLATION | WSD11-111-AV-0118-A01 | 15 | 1000 | PN16 | WSD11-RIO-0101 | TBA | TBA | 6000 | 6000 | 6000 | 30 | 600 | 600 | 600 | 1500 | SS 316 | SS 316 | BALL | TFM 1600 |  | FLANGED | CLOSE | [10 empty] | Cylinder Operator |  | WSD11-ECCP-1000 | PROCESS XLV ROOM | THP COURTYARD | FD10 |  | FLOW-TEK | BRAY | https://www.bray.com/ | +65 63355850 |  | bsea.rfq.team@bray.com | SINGAPORE |  |  |  | ADA40 |  | ECONOSTO | ECONOSTO | https://www.econosto.fi/en/ | (+65) 6862 5200 | (+65) 6861 3822 | econosto@singnet.com.sg | FINLAND | [7 empty] | CAMBI
0010277463 | AT_CVALVE | WSD11-111-AV-0116 | C4B | WSD11-111-AV-0116 | BALL_CONTROL_VALVE | Cylinder Operator | 131242-WSD11-DR-P-6010.dgn | WSD11 | 111 | FA | AV | 0116 |  | TRAIN 1 PGS INLET | TRAIN 1 PGS INLET | NON-HAZARDOUS | WSD11-111-FA-00117-50-SS16 | ISOLATION | WSD11-111-AV-0116-A01 | 50 | 550 | PN16 | WSD11-RIO-0101 | TBA | TBA | 30 | 30 | 30 | 30 | 350 | 350 | 350 | 825 | SS 316LSi | SS 316 | BALL | Tek-Fil |  | FLANGED | CLOSE | [10 empty] | Cylinder Operator |  | WSD11-ECCP-1000 | PROCESS XLV ROOM | THP COURTYARD | FD10 |  | FLOW-TEK | BRAY | https://www.bray.com/ | +65 63355850 |  | bsea.rfq.team@bray.com | SINGAPORE |  |  |  | ADA40 |  | ECONOSTO | ECONOSTO | https://www.econosto.fi/en/ | (+65) 6862 5200 | (+65) 6861 3822 | econosto@singnet.com.sg | FINLAND | [7 empty] | CAMBI
0010277482 | AT_PSV | WSD11-111-SRV-0105 | C4B | WSD11-111-SRV-0105 | ANGLE_PRESSURE_SAFETY_VALVE | Pressure Relief | 131242-WSD11-DR-P-6010.dgn | WSD11 | 111 | FA | SRV | 0105 |  | TRAIN 1 PROCESS GAS SKID DRUM SRV | TRAIN 1 PROCESS GAS SKID DRUM SRV | NON-HAZARDOUS | WSD11-111-FA-00126-50-SS16 | PRESSURE RELIEF | WSD11-111-SRV-0105-A01 | 50X15 | 900 | PN16 |  | TBA | TBA | 3500 | 3500 | 3500 | 50 | 900 | 900 | 900 | 1500 | STAINLESS STEEL | STAINLESS STEEL | SPRING | 316 Ti |  | THREADED | [11 empty] | Pressure Relief |  |  |  |  | FIG 961 |  | ARI | ARMATUREN | www.ari-armaturen.com | (+65) 62666039 | (+65) 62603035 | arising@singnet.com.sg | GERMANY | [19 empty] | CAMBI
0010277486 | AT_CVALVE | WSD11-111-AV-0117 | C4B | WSD11-111-AV-0117 | BALL_CONTROL_VALVE | Cylinder Operator | 131242-WSD11-DR-P-6010.dgn | WSD11 | 111 | FA | AV | 0117 |  | TRAIN 1 PGS DISCHARGE | TRAIN 1 PGS DISCHARGE | NON-HAZARDOUS | WSD11-111-FA-00101-50-SS16 | ISOLATION | WSD11-111-AV-0117-A01 | 50 | 900 | PN16 | WSD11-RIO-0101 | TBA | TBA | 500 | 500 | 42000 | 55 | 200 | 320 | 350 | 1350 | SS 316LSi | SS 316 | BALL | Tek-Fil |  | FLANGED | CLOSE | [10 empty] | Cylinder Operator |  | WSD11-ECCP-1000 | PROCESS XLV ROOM | THP COURTYARD | FD10 |  | FLOW-TEK | BRAY | https://www.bray.com/ | +65 63355850 |  | bsea.rfq.team@bray.com | SINGAPORE |  |  |  | ADA40 |  | ECONOSTO | ECONOSTO | https://www.econosto.fi/en/ | (+65) 6862 5200 | (+65) 6861 3822 | econosto@singnet.com.sg | FINLAND | [7 empty] | CAMBI
0010277838 | AT_CVALVE | WSD11-112-FCV-0103A | C4B | WSD11-112-FCV-0103A | GLOBE_CONTROL_VALVE | Diaphragm Actuator | 131242-WSD11-DR-P-6015.dgn | WSD11 | 112 | HWR | FCV | 0103 | A | TRAIN 1 PRECOOLER STAGE 1 COOLER A G2D INLET | TRAIN 1 PRECOOLER STAGE 1 COOLER A G2D INLET | NON-HAZARDOUS | WSD11-112-HWR-00104-100-SS16 | FLOW CONTROL | WSD11-112-FCV-0103A-A01 | 65 | 900 | PN16 | WSD11-RIO-0101 | TBA | TBA | 19500 | 16000 | 30000 | 50 | 500 | 450 | 530 | 1350 | CAST IRON | STAINLESS STEEL | PLUG | STAINLESS STEEL |  | FLANGED | CLOSE | [10 empty] | Diaphragm Actuator |  | WSD11-ECCP-1000 | PROCESS XLV ROOM | THP COURTYARD | PV 6311 |  | RTK | RTK | www.rtk.de | +49 7154 / 1314 0 |  | info@rtk.de | GERMANY |  |  |  | ST-6100 |  | RTK | RTK | www.rtk.de | +49 7154 / 1314 0 |  | info@rtk.de | GERMANY | [7 empty] | CAMBI
0010277847 | AT_CVALVE | WSD11-112-FCV-0103B | C4B | WSD11-112-FCV-0103B | GLOBE_CONTROL_VALVE | Diaphragm Actuator | 131242-WSD11-DR-P-6015.dgn | WSD11 | 112 | HWR | FCV | 0103 | B | TRAIN 1 PRECOOLER STAGE 1 COOLER B G2D INLET | TRAIN 1 PRECOOLER STAGE 1 COOLER B G2D INLET | NON-HAZARDOUS | WSD11-112-HWR-00108-100-SS16 | FLOW CONTROL | WSD11-112-FCV-0103B-A01 | 65 | 900 | PN16 | WSD11-RIO-0101 | TBA | TBA | 19500 | 16000 | 30000 | 50 | 500 | 450 | 530 | 1350 | CAST IRON | STAINLESS STEEL | PLUG | STAINLESS STEEL |  | FLANGED | CLOSE | [10 empty] | Diaphragm Actuator |  | WSD11-ECCP-1000 | PROCESS XLV ROOM | THP COURTYARD | PV 6311 |  | RTK | RTK | www.rtk.de | +49 7154 / 1314 0 |  | info@rtk.de | GERMANY |  |  |  | ST-6100 |  | RTK | RTK | www.rtk.de | +49 7154 / 1314 0 |  | info@rtk.de | GERMANY | [7 empty] | CAMBI
0010278179 | AT_CVALVE | WSD11-112-FCV-0105A | C4B | WSD11-112-FCV-0105A | GLOBE_CONTROL_VALVE | Diaphragm Actuator | 131242-WSD11-DR-P-6017.dgn | WSD11 | 112 | HWR | FCV | 0105 | A | TRAIN 1 PRECOOLER STAGE 2 COOLER A G2D INLET | TRAIN 1 PRECOOLER STAGE 2 COOLER A G2D INLET | NON-HAZARDOUS | WSD11-112-HWR-00112-100-SS16 | FLOW CONTROL | WSD11-112-FCV-0105A-A01 | 100 | 900 | PN16 | WSD11-RIO-0101 | TBA | TBA | 66100 | 40000 | 82000 | 35 | 530 | 530 | 530 | 1500 | CAST IRON | STAINLESS STEEL | PLUG | STAINLESS STEEL |  | FLANGED | CLOSE | [10 empty] | Diaphragm Actuator |  | WSD11-ECCP-1000 | PROCESS XLV ROOM | THP COURTYARD | PV 6311 |  | RTK | RTK | www.rtk.de | +49 7154 / 1314 0 |  | info@rtk.de | GERMANY |  |  |  | ST-6100 |  | RTK | RTK | www.rtk.de | +49 7154 / 1314 0 |  | info@rtk.de | GERMANY | [7 empty] | CAMBI
0010278186 | AT_CVALVE | WSD11-112-FCV-0105B | C4B | WSD11-112-FCV-0105B | GLOBE_CONTROL_VALVE | Diaphragm Actuator | 131242-WSD11-DR-P-6017.dgn | WSD11 | 112 | HWR | FCV | 0105 | B | TRAIN 1 PRECOOLER STAGE 2 COOLER B G2D INLET | TRAIN 1 PRECOOLER STAGE 2 COOLER B G2D INLET | NON-HAZARDOUS | WSD11-112-HWR-00116-100-SS16 | FLOW CONTROL | WSD11-112-FCV-0105B-A01 | 100 | 900 | PN16 | WSD11-RIO-0101 | TBA | TBA | 66100 | 40000 | 82000 | 35 | 530 | 530 | 530 | 1500 | CAST IRON | STAINLESS STEEL | PLUG | STAINLESS STEEL |  | FLANGED | CLOSE | [10 empty] | Diaphragm Actuator |  | WSD11-ECCP-1000 | PROCESS XLV ROOM | THP COURTYARD | PV 6311 |  | RTK | RTK | www.rtk.de | +49 7154 / 1314 0 |  | info@rtk.de | GERMANY |  |  |  | ST-6100 |  | RTK | RTK | www.rtk.de | +49 7154 / 1314 0 |  | info@rtk.de | GERMANY | [7 empty] | CAMBI
0010278411 | AT_CVALVE | WSD11-112-AV-0103B | C4B | WSD11-112-AV-0103B | KNIFE_GATE_CONTROL_VALVE | Cylinder Operator | 131242-WSD11-DR-P-6018.dgn | WSD11 | 112 | HS | AV | 0103 | B | TRAIN 1 DIGESTER FEED PUMP B DISCHARGE | TRAIN 1 DIGESTER FEED PUMP B DISCHARGE | NON-HAZARDOUS | WSD11-112-HS-00118-100-SS16 | ISOLATION | WSD11-112-AV-0103B-A01 | 100 | 1200 | PN16 | WSD11-RIO-0101 | TBA | TBA | 20800 | 20800 | 30000 | 50 | 523 | 400 | 600 | 1500 | CAST IRON | STAINLESS STEEL | DISC | AFLAS |  | FLANGED | CLOSE | [10 empty] | Cylinder Operator |  | WSD11-ECCP-1000 | PROCESS XLV ROOM | THP COURTYARD | CUK-100 |  | COTSWOLD VALVES | COTSWOLD VALVES | https://cotswoldvalves.co.uk/ |  |  | sales@cotswoldvalves.co.uk | UNITED KINGDOM |  |  |  | DLP-125 |  | FESTO | FESTO | www.festo.com/ | +65 6264 0152 |  | info@sg.festo.com. | SINGAPORE | [7 empty] | CAMBI
0010278636 | AT_CVALVE | WSD11-111-AV-0111D | C4B | WSD11-111-AV-0111D | KNIFE_GATE_CONTROL_VALVE | Cylinder Operator | 131242-WSD11-DR-P-6006.dgn | WSD11 | 111 | HS | AV | 0111 | D | TRAIN 1 REACTOR D BLOWDOWN | TRAIN 1 REACTOR D BLOWDOWN | NON-HAZARDOUS | WSD11-111-HS-00107-100-SS16 | ISOLATION | WSD11-111-AV-0111D-A01 | 100 | 1250 | PN25 | WSD11-RIO-0101 | TBA | TBA | 22900 | 22900 | 22900 | 165 | 600 | 600 | 1250 | 1875 | CAST IRON | STAINLESS STEEL | DISC | HARD NI INSERT |  | FLANGED | CLOSE | [10 empty] | Cylinder Operator |  | WSD11-ECCP-1000 | PROCESS XLV ROOM | THP COURTYARD | CUK-100 |  | COTSWOLD VALVES | COTSWOLD VALVES | https://cotswoldvalves.co.uk/ |  |  | sales@cotswoldvalves.co.uk | UNITED KINGDOM |  |  |  | DLP-125 |  | FESTO | FESTO | www.festo.com/ | +65 6264 0152 |  | info@sg.festo.com. | SINGAPORE | [7 empty] | CAMBI
0010278640 | AT_PSV | WSD11-111-SRV-0102D | C4B | WSD11-111-SRV-0102D | ANGLE_PRESSURE_SAFETY_VALVE | Pressure Relief | 131242-WSD11-DR-P-6006.dgn | WSD11 | 111 | STLP | SRV | 0102 | D | TRAIN 1 REACTOR D SRV | TRAIN 1 REACTOR D SRV | NON-HAZARDOUS | WSD11-111-STLP-00105-80-SS16 | PRESSURE RELIEF | WSD11-111-SRV-0102D-A01 | 80X50 | 1250 | PN25 |  | TBA | TBA | 4500 | 4500 | 4500 | 165 | 1250 | 1250 | 1250 | 1875 | CARBON STEEL | SS 316 | SPRING | 316 Ti |  | FLANGED | [11 empty] | Pressure Relief |  |  |  |  | FIG 901 |  | ARI | ARMATUREN | www.ari-armaturen.com | (+65) 62666039 | (+65) 62603035 | arising@singnet.com.sg | GERMANY | [19 empty] | CAMBI
0010278659 | AT_CVALVE | WSD11-111-AV-0112D | C4B | WSD11-111-AV-0112D | BALL_CONTROL_VALVE | Cylinder Operator | 131242-WSD11-DR-P-6006.dgn | WSD11 | 111 | STHP | AV | 0112 | D | TRAIN 1 REACTOR D STEAM LANCE 1 | TRAIN 1 REACTOR D STEAM LANCE 1 | NON-HAZARDOUS | WSD11-111-STHP-00114-25-SS16 | ISOLATION | WSD11-111-AV-0112D-A01 | 25 | 1250 | PN25 | WSD11-RIO-0101 | TBA | TBA | 0 | 0 | 0 | 180 | 1150 | 600 | 1250 | 1875 | SS 316LSi | SS 316 | BALL | Tek-Fil |  | FLANGED | CLOSE | [10 empty] | Cylinder Operator |  | WSD11-ECCP-1000 | PROCESS XLV ROOM | THP COURTYARD | FD40 V60 |  | FLOW-TEK | BRAY | https://www.bray.com/ | +65 63355850 |  | bsea.rfq.team@bray.com | SINGAPORE |  |  |  | SR130 |  | ECONOSTO | ECONOSTO | https://www.econosto.fi/en/ | (+65) 6862 5200 | (+65) 6861 3822 | econosto@singnet.com.sg | FINLAND | [7 empty] | CAMBI
0010278662 | AT_CVALVE | WSD11-111-AV-0113D | C4B | WSD11-111-AV-0113D | BALL_CONTROL_VALVE | Cylinder Operator | 131242-WSD11-DR-P-6006.dgn | WSD11 | 111 | STHP | AV | 0113 | D | TRAIN 1 REACTOR D STEAM LANCE 2 | TRAIN 1 REACTOR D STEAM LANCE 2 | NON-HAZARDOUS | WSD11-111-STHP-00115-25-SS16 | ISOLATION | WSD11-111-AV-0113D-A01 | 25 | 1250 | PN25 | WSD11-RIO-0101 | TBA | TBA | 0 | 0 | 0 | 180 | 1150 | 600 | 1250 | 1875 | SS 316LSi | SS 316 | BALL | Tek-Fil |  | FLANGED | CLOSE | [10 empty] | Cylinder Operator |  | WSD11-ECCP-1000 | PROCESS XLV ROOM | THP COURTYARD | FD40 V60 |  | FLOW-TEK | BRAY | https://www.bray.com/ | +65 63355850 |  | bsea.rfq.team@bray.com | SINGAPORE |  |  |  | SR130 |  | ECONOSTO | ECONOSTO | https://www.econosto.fi/en/ | (+65) 6862 5200 | (+65) 6861 3822 | econosto@singnet.com.sg | FINLAND | [7 empty] | CAMBI
0010278665 | AT_CVALVE | WSD11-111-AV-0114D | C4B | WSD11-111-AV-0114D | BALL_CONTROL_VALVE | Cylinder Operator | 131242-WSD11-DR-P-6006.dgn | WSD11 | 111 | STHP | AV | 0114 | D | TRAIN 1 REACTOR D STEAM LANCE 3 | TRAIN 1 REACTOR D STEAM LANCE 3 | NON-HAZARDOUS | WSD11-111-STHP-00116-25-SS16 | ISOLATION | WSD11-111-AV-0114D-A01 | 25 | 1250 | PN25 | WSD11-RIO-0101 | TBA | TBA | 0 | 0 | 0 | 180 | 1150 | 600 | 1250 | 1875 | SS 316LSi | SS 316 | BALL | Tek-Fil |  | FLANGED | CLOSE | [10 empty] | Cylinder Operator |  | WSD11-ECCP-1000 | PROCESS XLV ROOM | THP COURTYARD | FD40 V60 |  | FLOW-TEK | BRAY | https://www.bray.com/ | +65 63355850 |  | bsea.rfq.team@bray.com | SINGAPORE |  |  |  | SR130 |  | ECONOSTO | ECONOSTO | https://www.econosto.fi/en/ | (+65) 6862 5200 | (+65) 6861 3822 | econosto@singnet.com.sg | FINLAND | [7 empty] | CAMBI
0010278675 | AT_CVALVE | WSD11-111-AV-0110D | C4B | WSD11-111-AV-0110D | KNIFE_GATE_CONTROL_VALVE | Cylinder Operator | 131242-WSD11-DR-P-6006.dgn | WSD11 | 111 | DWAS | AV | 0110 | D | TRAIN 1 REACTOR D SLUDGE INLET | TRAIN 1 REACTOR D SLUDGE INLET | NON-HAZARDOUS | WSD11-111-DWAS-00118-150-SS16 | ISOLATION | WSD11-111-AV-0110D-A01 | 150 | 1250 | PN25 | WSD11-RIO-0101 | TBA | TBA | 20400 | 20400 | 20400 | 165 | 600 | 600 | 1250 | 1875 | CAST IRON | STAINLESS STEEL | DISC | AFLAS |  | FLANGED | CLOSE | [10 empty] | Cylinder Operator |  | WSD11-ECCP-1000 | PROCESS XLV ROOM | THP COURTYARD | CUK-150 |  | COTSWOLD VALVES | COTSWOLD VALVES | https://cotswoldvalves.co.uk/ |  |  | sales@cotswoldvalves.co.uk | UNITED KINGDOM |  |  |  | DLP-125 |  | FESTO | FESTO | www.festo.com/ | +65 6264 0152 |  | info@sg.festo.com. | SINGAPORE | [7 empty] | CAMBI
0010278677 | AT_CVALVE | WSD11-111-AV-0115D | C4B | WSD11-111-AV-0115D | BALL_CONTROL_VALVE | Cylinder Operator | 131242-WSD11-DR-P-6006.dgn | WSD11 | 111 | STLP | AV | 0115 | D | TRAIN 1 REACTOR D FLASH STEAM | TRAIN 1 REACTOR D FLASH STEAM | NON-HAZARDOUS | WSD11-111-STLP-00121-50-SS16 | ISOLATION | WSD11-111-AV-0115D-A01 | 25 | 1250 | PN25 | WSD11-RIO-0101 | TBA | TBA | 0 | 0 | 0 | 180 | 1150 | 600 | 1250 | 1875 | SS 316LSi | SS 316 | BALL | Tek-Fil |  | FLANGED | CLOSE | [10 empty] | Cylinder Operator |  | WSD11-ECCP-1000 | PROCESS XLV ROOM | THP COURTYARD | FD40 V60 |  | FLOW-TEK | BRAY |  | +65 63355850 |  | bsea.rfq.team@bray.com | SINGAPORE |  |  |  | SR130 |  | ECONOSTO | ECONOSTO | https://www.econosto.fi/en/ | (+65) 6862 5200 | (+65) 6861 3822 | econosto@singnet.com.sg | FINLAND | [7 empty] | CAMBI
0010278779 | AT_CVALVE | WSD11-111-AV-0111C | C4B | WSD11-111-AV-0111C | KNIFE_GATE_CONTROL_VALVE | Cylinder Operator | 131242-WSD11-DR-P-6005.dgn | WSD11 | 111 | HS | AV | 0111 | C | TRAIN 1 REACTOR C BLOWDOWN | 26 | NON-HAZARDOUS | WSD11-111-HS-00105-100-SS16 | ISOLATION | WSD11-111-AV-0111C-A01 | 100 | 1250 | PN25 | WSD11-RIO-0101 | TBA | TBA | 22900 | 22900 | 22900 | 165 | 600 | 600 | 1250 | 1875 | CAST IRON | STAINLESS STEEL | DISC | HARD NI INSERT |  | FLANGED | CLOSE | [10 empty] | Cylinder Operator |  | WSD11-ECCP-1000 | PROCESS XLV ROOM | THP COURTYARD | CUK-100 |  | COTSWOLD VALVES | COTSWOLD VALVES | https://cotswoldvalves.co.uk/ |  |  | sales@cotswoldvalves.co.uk | UNITED KINGDOM |  |  |  | DLP-125 |  | FESTO | FESTO | www.festo.com/ | +65 6264 0152 |  | info@sg.festo.com. | SINGAPORE | [7 empty] | CAMBI
0010278786 | AT_PSV | WSD11-111-SRV-0102C | C4B | WSD11-111-SRV-0102C | ANGLE_PRESSURE_SAFETY_VALVE | Pressure Relief | 131242-WSD11-DR-P-6005.dgn | WSD11 | 111 | STHP | SRV | 0102 | C | TRAIN 1 REACTOR C SRV | 21 | NON-HAZARDOUS | WSD11-111-STLP-00104-80-SS16 | PRESSURE RELIEF | WSD11-111-SRV-0102C-A01 | 80X50 | 1250 | PN25 |  | TBA | TBA | 4500 | 4500 | 4500 | 165 | 1250 | 1250 | 1250 | 1875 | CARBON STEEL | SS 316 | SPRING | 316 Ti |  | FLANGED | [11 empty] | Pressure Relief |  | WSD11-ECCP-1000 | PROCESS XLV ROOM | THP COURTYARD | FIG 901 |  | ARI | ARMATUREN |  | (+65) 62666039 | (+65) 62603035 | arising@singnet.com.sg | GERMANY | [19 empty] | CAMBI
0010278789 | AT_CVALVE | WSD11-111-AV-0115C | C4B | WSD11-111-AV-0115C | BALL_CONTROL_VALVE | Cylinder Operator | 131242-WSD11-DR-P-6005.dgn | WSD11 | 111 | STLP | AV | 0115 | C | TRAIN 1 REACTOR C FLASH STEAM | 29 | NON-HAZARDOUS | WSD11-111-STLP-00120-50-SS16 | ISOLATION | WSD11-111-AV-0115C-A01 | 25 | 1250 | PN25 | WSD11-RIO-0101 | TBA | TBA | 0 | 0 | 0 | 180 | 1150 | 600 | 1250 | 1875 | SS 316LSi | SS 316 | BALL | Tek-Fil |  | FLANGED | CLOSE | [10 empty] | Cylinder Operator |  | WSD11-ECCP-1000 | PROCESS XLV ROOM | THP COURTYARD | FD40 V60 |  | FLOW-TEK | BRAY |  | +65 63355850 |  | bsea.rfq.team@bray.com | SINGAPORE |  |  |  | SR130 |  | ECONOSTO | ECONOSTO | https://www.econosto.fi/en/ | (+65) 6862 5200 | (+65) 6861 3822 | econosto@singnet.com.sg | FINLAND | [7 empty] | CAMBI
0010278800 | AT_CVALVE | WSD11-111-AV-0112C | C4B | WSD11-111-AV-0112C | BALL_CONTROL_VALVE | Cylinder Operator | 131242-WSD11-DR-P-6005.dgn | WSD11 | 111 | STHP | AV | 0112 | C | TRAIN 1 REACTOR C STEAM LANCE 1 | 31 | NON-HAZARDOUS | WSD11-111-STHP-00110-25-SS16 | ISOLATION | WSD11-111-AV-0112C-A01 | 25 | 1250 | PN25 | WSD11-RIO-0101 | TBA | TBA | 0 | 0 | 0 | 180 | 1150 | 600 | 1250 | 1875 | SS 316LSi | SS 316 | BALL | Tek-Fil |  | FLANGED | CLOSE | [10 empty] | Cylinder Operator |  | WSD11-ECCP-1000 | PROCESS XLV ROOM | THP COURTYARD | FD40 V60 |  | FLOW-TEK | BRAY |  | +65 63355850 |  | bsea.rfq.team@bray.com | SINGAPORE |  |  |  | SR130 |  | ECONOSTO | ECONOSTO | https://www.econosto.fi/en/ | (+65) 6862 5200 | (+65) 6861 3822 | econosto@singnet.com.sg | FINLAND | [7 empty] | CAMBI
0010278801 | AT_CVALVE | WSD11-111-AV-0113C | C4B | WSD11-111-AV-0113C | BALL_CONTROL_VALVE | Cylinder Operator | 131242-WSD11-DR-P-6005.dgn | WSD11 | 111 | STHP | AV | 0113 | C | TRAIN 1 REACTOR C STEAM LANCE 2 | 31 | NON-HAZARDOUS | WSD11-111-STHP-00111-25-SS16 | ISOLATION | WSD11-111-AV-0113C-A01 | 25 | 1250 | PN25 | WSD11-RIO-0101 | TBA | TBA | 0 | 0 | 0 | 180 | 1150 | 600 | 1250 | 1875 | SS 316LSi | SS 316 | BALL | Tek-Fil |  | FLANGED | CLOSE | [10 empty] | Cylinder Operator |  | WSD11-ECCP-1000 | PROCESS XLV ROOM | THP COURTYARD | FD40 V60 |  | FLOW-TEK | BRAY |  | +65 63355850 |  | bsea.rfq.team@bray.com | SINGAPORE |  |  |  | SR130 |  | ECONOSTO | ECONOSTO | https://www.econosto.fi/en/ | (+65) 6862 5200 | (+65) 6861 3822 | econosto@singnet.com.sg | FINLAND | [7 empty] | CAMBI
0010278802 | AT_CVALVE | WSD11-111-AV-0114C | C4B | WSD11-111-AV-0114C | BALL_CONTROL_VALVE | Cylinder Operator | 131242-WSD11-DR-P-6005.dgn | WSD11 | 111 | STHP | AV | 0114 | C | TRAIN 1 REACTOR C STEAM LANCE 3 | 31 | NON-HAZARDOUS | WSD11-111-STHP-00112-25-SS16 | ISOLATION | WSD11-111-AV-0114C-A01 | 25 | 1250 | PN25 | WSD11-RIO-0101 | TBA | TBA | 0 | 0 | 0 | 180 | 1150 | 600 | 1250 | 1875 | SS 316LSi | SS 316 | BALL | Tek-Fil |  | FLANGED | CLOSE | [10 empty] | Cylinder Operator |  | WSD11-ECCP-1000 | PROCESS XLV ROOM | THP COURTYARD | FD40 V60 |  | FLOW-TEK | BRAY |  | +65 63355850 |  | bsea.rfq.team@bray.com | SINGAPORE |  |  |  | SR130 |  | ECONOSTO | ECONOSTO | https://www.econosto.fi/en/ | (+65) 6862 5200 | (+65) 6861 3822 | econosto@singnet.com.sg | FINLAND | [7 empty] | CAMBI
0010278814 | AT_CVALVE | WSD11-111-AV-0110C | C4B | WSD11-111-AV-0110C | KNIFE_GATE_CONTROL_VALVE | Cylinder Operator | 131242-WSD11-DR-P-6005.dgn | WSD11 | 111 | DWAS | AV | 0110 | C | TRAIN 1 REACTOR C SLUDGE INLET | 30 | NON-HAZARDOUS | WSD11-111-DWAS-00117-150-SS16 | ISOLATION | WSD11-111-AV-0110C-A01 | 150 | 1250 | PN25 | WSD11-RIO-0101 | TBA | TBA | 20400 | 20400 | 20400 | 165 | 250 | 600 | 1250 | 1875 | CAST IRON | STAINLESS STEEL | DISC | AFLAS |  | FLANGED | CLOSE | [10 empty] | Cylinder Operator |  | WSD11-ECCP-1000 | PROCESS XLV ROOM | THP COURTYARD | CUK-150 |  | COTSWOLD VALVES | COTSWOLD VALVES | https://cotswoldvalves.co.uk/ |  |  | sales@cotswoldvalves.co.uk | UNITED KINGDOM |  |  |  | DLP-125 |  | FESTO | FESTO | www.festo.com/ | +65 6264 0152 |  | info@sg.festo.com. | SINGAPORE | [7 empty] | CAMBI
0010278931 | AT_PSV | WSD11-111-SRV-0101 | C4B | WSD11-111-SRV-0101 | ANGLE_PRESSURE_SAFETY_VALVE | Pressure Relief | 131242-WSD11-DR-P-6001.dgn | WSD11 | 111 | STLP | SRV | 0101 |  | TRAIN 1 PULPER SRV | TRAIN 1 PULPER SRV | NON-HAZARDOUS | WSD11-111-STLP-00101-50-SS16 | PRESSURE RELIEF | WSD11-111-SRV-0101-A01 | 80X50 | 500 | PN16 |  | TBA | TBA | 2300 | 2300 | 2300 | 159 | 500 | 500 | 500 | 825 | CARBON STEEL | STAINLESS STEEL | SPRING | 316 Ti |  | FLANGED | [11 empty] | Pressure Relief |  |  |  |  | FIG 901 |  | ARI | ARMATUREN | www.ari-armaturen.com | (+65) 62666039 | (+65) 62603035 | arising@singnet.com.sg | GERMANY | [19 empty] | CAMBI
0010278939 | AT_CVALVE | WSD11-111-AV-0103 | C4B | WSD11-111-AV-0103 | BALL_CONTROL_VALVE | Cylinder Operator | 131242-WSD11-DR-P-6001.dgn | WSD11 | 111 | STLP | AV | 0103 |  | TRAIN 1 PULPER HEAT RECOVERY | TRAIN 1 PULPER HEAT RECOVERY | NON-HAZARDOUS | WSD11-111-STLP-00117-80-SS16 | ISOLATION | WSD11-111-AV-0103-A01 | 80 | 550 | PN16 | WSD11-RIO-0101 | 131242-WSD11-DS-M-0034 ONOFF BALL VALVE PN 25 | TBA | 0 | 0 | 0 | 107 | 30 | 30 | 30 | 825 | SS 316LSi | SS 316 | BALL | Tek-Fil |  | FLANGED | CLOSE | [10 empty] | Cylinder Operator |  | WSD11-ECCP-1000 | PROCESS XLV ROOM | THP COURTYARD | FD16 |  | FLOW-TEK | BRAY | https://www.bray.com/ | +65 63355850 |  | bsea.rfq.team@bray.com | SINGAPORE |  |  |  | ADA40 |  | ECONOSTO | ECONOSTO | https://www.econosto.fi/en/ | (+65) 6862 5200 | (+65) 6861 3822 | econosto@singnet.com.sg | FINLAND | [7 empty] | CAMBI
0010278948 | AT_CVALVE | WSD11-111-AV-0104 | C4B | WSD11-111-AV-0104 | BALL_CONTROL_VALVE | Cylinder Operator | 131242-WSD11-DR-P-6001.dgn | WSD11 | 111 | FA | AV | 0104 |  | TRAIN 1 VACUUM BREAK | TRAIN 1 VACUUM BREAK | NON-HAZARDOUS | WSD11-111-STLP-00111-50-SS16 | ISOLATION | WSD11-111-AV-0104-A01 | 50 | 550 | PN16 | WSD11-RIO-0101 | 131242-WSD11-DS-M-0034 ONOFF BALL VALVE PN 25 | TBA | 0 | 0 | 0 | 107 | 30 | 30 | 30 | 825 | SS 316LSi | SS 316 | BALL | Tek-Fil |  | FLANGED | OPEN | [10 empty] | Cylinder Operator |  | WSD11-ECCP-1000 | PROCESS XLV ROOM | THP COURTYARD | FD16 |  | FLOW-TEK | BRAY | https://www.bray.com/ | +65 63355850 |  | bsea.rfq.team@bray.com | SINGAPORE |  |  |  | ADA40 |  | ECONOSTO | ECONOSTO | https://www.econosto.fi/en/ | (+65) 6862 5200 | (+65) 6861 3822 | econosto@singnet.com.sg | FINLAND | [7 empty] | CAMBI
0010279059 | AT_CVALVE | WSD11-111-AV-0105 | C4B | WSD11-111-AV-0105 | BALL_CONTROL_VALVE | Cylinder Operator | 131242-WSD11-DR-P-6002.dgn | WSD11 | 111 | G2D | AV | 0105 |  | TRAIN 1 PULPER G2D SUPPLY | TRAIN 1 PULPER G2D SUPPLY | NON-HAZARDOUS | WSD11-111-G2D-00103-25-SS16 | ISOLATION | WSD11-111-AV-0105-A01 | 25 | 900 | PN16 | WSD11-RIO-0101 | TBA | TBA | 0 | 0 | 0 | 30 | 600 | 600 | 600 | 1350 | SS 316LSi | SS 316 | BALL | TFM 1600 |  | FLANGED | CLOSE | [10 empty] | Cylinder Operator |  | WSD11-ECCP-1000 | PROCESS XLV ROOM | THP COURTYARD | FD25 |  | FLOW-TEK | BRAY | https://www.bray.com/ | +65 63355850 |  | bsea.rfq.team@bray.com | SINGAPORE |  |  |  | ADA40 |  | ECONOSTO | ECONOSTO | https://www.econosto.fi/en/ | (+65) 6862 5200 | (+65) 6861 3822 | econosto@singnet.com.sg | FINLAND | [7 empty] | CAMBI
0010279100 | AT_CVALVE | WSD11-111-AV-0106A | C4B | WSD11-111-AV-0106A | KNIFE_GATE_CONTROL_VALVE | Cylinder Operator | 131242-WSD11-DR-P-6002.dgn | WSD11 | 111 | DWAS | AV | 0106 | A | TRAIN 1 REACTOR FEED PUMP DISCHARGE | TRAIN 1 REACTOR FEED PUMP DISCHARGE | NON-HAZARDOUS | WSD11-111-DWAS-00108-100-SS16 | ISOLATION | WSD11-111-AV-0106A-A01 | 100 | 750 | PN16 | WSD11-RIO-0101 | TBA | TBA | 9200 | 33000 | 46000 | 95 | 250 | 600 | 750 | 1125 | CAST IRON | STAINLESS STEEL | DISC | AFLAS |  | FLANGED | CLOSE | [10 empty] | Cylinder Operator |  | WSD11-ECCP-1000 | PROCESS XLV ROOM | THP COURTYARD | CUK-100 |  | COTSWOLD VALVES | COTSWOLD VALVES | https://cotswoldvalves.co.uk/ |  |  | sales@cotswoldvalves.co.uk | UNITED KINGDOM |  |  |  | DLP-125 |  | FESTO | FESTO | www.festo.com/ | +65 6264 0152 |  | info@sg.festo.com. | SINGAPORE | [7 empty] | CAMBI
0010279109 | AT_CVALVE | WSD11-111-AV-0108 | C4B | WSD11-111-AV-0108 | KNIFE_GATE_CONTROL_VALVE | Cylinder Operator | 131242-WSD11-DR-P-6002.dgn | WSD11 | 111 | DWAS | AV | 0108 |  | TRAIN 1 RECYCLED SLUDGE TO PULPER BOTTOM | TRAIN 1 RECYCLED SLUDGE TO PULPER BOTTOM | NON-HAZARDOUS | WSD11-111-DWAS-00105-100-SS16 | ISOLATION | WSD11-111-AV-0108-A01 | 100 | 750 | PN16 | WSD11-RIO-0101 | TBA | TBA | 9200 | 33000 | 46000 | 95 | 250 | 600 | 750 | 1125 | CAST IRON | STAINLESS STEEL | DISC | AFLAS |  | FLANGED | CLOSE | [10 empty] | Cylinder Operator |  | WSD11-ECCP-1000 | PROCESS XLV ROOM | THP COURTYARD | CUK-100 |  | COTSWOLD VALVES | COTSWOLD VALVES | https://cotswoldvalves.co.uk/ |  |  | sales@cotswoldvalves.co.uk | UNITED KINGDOM |  |  |  | DLP-125 |  | FESTO | FESTO | www.festo.com/ | +65 6264 0152 |  | info@sg.festo.com. | SINGAPORE | [7 empty] | CAMBI
0010279125 | AT_CVALVE | WSD11-111-AV-0106B | C4B | WSD11-111-AV-0106B | KNIFE_GATE_CONTROL_VALVE | Cylinder Operator | 131242-WSD11-DR-P-6002.dgn | WSD11 | 111 | DWAS | AV | 0106 | B | TRAIN 1 PULPER CIRC/REACTOR FEED PUMP DISCHARGE | TRAIN 1 PULPER CIRC/REACTOR FEED PUMP DISCHARGE | NON-HAZARDOUS | WSD11-111-DWAS-00106-100-SS16 | ISOLATION | WSD11-111-AV-0106B-A01 | 100 | 750 | PN16 | WSD11-RIO-0101 | TBA | TBA | 9200 | 33000 | 46000 | 95 | 250 | 600 | 750 | 1125 | CAST IRON | STAINLESS STEEL | DISC | AFLAS |  | FLANGED | CLOSE | [10 empty] | Cylinder Operator |  | WSD11-ECCP-1000 | PROCESS XLV ROOM | THP COURTYARD | CUK-100 |  | COTSWOLD VALVES | COTSWOLD VALVES | https://cotswoldvalves.co.uk/ |  |  | sales@cotswoldvalves.co.uk | UNITED KINGDOM |  |  |  | DLP-125 |  | FESTO | FESTO | www.festo.com/ | +65 6264 0152 |  | info@sg.festo.com. | SINGAPORE | [7 empty] | CAMBI
0010279130 | AT_CVALVE | WSD11-111-AV-0109 | C4B | WSD11-111-AV-0109 | KNIFE_GATE_CONTROL_VALVE | Cylinder Operator | 131242-WSD11-DR-P-6002.dgn | WSD11 | 111 | DWAS | AV | 0109 |  | TRAIN 1 PULPER CIRC VALVE, TOP | TRAIN 1 PULPER CIRC VALVE, TOP | NON-HAZARDOUS | WSD11-111-DWAS-00106-100-SS16 | ISOLATION | WSD11-111-AV-0109-A01 | 100 | 750 | PN16 | WSD11-RIO-0101 | TBA | TBA | 9200 | 33000 | 46000 | 95 | 250 | 600 | 750 | 1125 | CAST IRON | STAINLESS STEEL | DISC | AFLAS |  | FLANGED | CLOSE | [10 empty] | Cylinder Operator |  | WSD11-ECCP-1000 | PROCESS XLV ROOM | THP COURTYARD | CUK-100 |  | COTSWOLD VALVES | COTSWOLD VALVES | https://cotswoldvalves.co.uk/ |  |  | sales@cotswoldvalves.co.uk | UNITED KINGDOM |  |  |  | DLP-125 |  | FESTO | FESTO | www.festo.com/ | +65 6264 0152 |  | info@sg.festo.com. | SINGAPORE | [7 empty] | CAMBI
0010279131 | AT_CVALVE | WSD11-111-AV-0107 | C4B | WSD11-111-AV-0107 | KNIFE_GATE_CONTROL_VALVE | Cylinder Operator | 131242-WSD11-DR-P-6002.dgn | WSD11 | 111 | DWAS | AV | 0107 |  | TRAIN 1 PULPER CIRC VALVE, CROSSOVER | TRAIN 1 PULPER CIRC VALVE, CROSSOVER | NON-HAZARDOUS | WSD11-111-DWAS-00109-100-SS16 | ISOLATION | WSD11-111-AV-0107-A01 | 100 | 750 | PN16 | WSD11-RIO-0101 | TBA | TBA | 9200 | 33000 | 46000 | 95 | 250 | 600 | 750 | 1125 | CAST IRON | STAINLESS STEEL | DISC | AFLAS |  | FLANGED | CLOSE | [10 empty] | Cylinder Operator |  | WSD11-ECCP-1000 | PROCESS XLV ROOM | THP COURTYARD | CUK-100 |  | COTSWOLD VALVES | COTSWOLD VALVES | https://cotswoldvalves.co.uk/ |  |  | sales@cotswoldvalves.co.uk | UNITED KINGDOM |  |  |  | DLP-125 |  | FESTO | FESTO | www.festo.com/ | +65 6264 0152 |  | info@sg.festo.com. | SINGAPORE | [7 empty] | CAMBI
0010279176 | AT_CVALVE | WSD11-111-AV-0115A | C4B | WSD11-111-AV-0115A | BALL_CONTROL_VALVE | Cylinder Operator | 131242-WSD11-DR-P-6003.dgn | WSD11 | 111 | STLP | AV | 0115 | A | TRAIN 1 REACTOR A FLASH STEAM | TRAIN 1 REACTOR A FLASH STEAM | NON-HAZARDOUS | WSD11-111-STLP-00118-50-SS16 | ISOLATION | WSD11-111-AV-0115A-A01 | 25 | 1250 | PN25 | WSD11-RIO-0101 | TBA | TBA | 0 | 0 | 0 | 180 | 600 | 400 | 900 | 1875 | SS 316LSi | SS 316 | BALL | Tek-Fil |  | FLANGED | CLOSE | [10 empty] | Cylinder Operator |  | WSD11-ECCP-1000 | PROCESS XLV ROOM | THP COURTYARD | FD40 V60 |  | FLOW-TEK | BRAY |  | +65 63355850 |  | bsea.rfq.team@bray.com | SINGAPORE |  |  |  | SR130 |  | ECONOSTO | ECONOSTO | https://www.econosto.fi/en/ | (+65) 6862 5200 | (+65) 6861 3822 | econosto@singnet.com.sg | FINLAND | [7 empty] | CAMBI
0010279202 | AT_PSV | WSD11-111-SRV-0102A | C4B | WSD11-111-SRV-0102A | ANGLE_PRESSURE_SAFETY_VALVE | Pressure Relief | 131242-WSD11-DR-P-6003.dgn | WSD11 | 111 | STHP | SRV | 0102 | A | TRAIN 1 REACTOR A SRV | TRAIN 1 REACTOR A SRV | NON-HAZARDOUS | WSD11-111-STHP-00102-50-SS16 | PRESSURE RELIEF | WSD11-111-SRV-0102A-A01 | 80X50 | 1250 | PN25 |  | TBA | TBA | 4500 | 4500 | 4500 | 165 | 1250 | 1250 | 1250 | 1875 | CARBON STEEL | SS 316 | SPRING | 316 Ti |  | FLANGED | [11 empty] | Pressure Relief |  |  |  |  | FIG 901 |  | ARI | ARMATUREN |  | (+65) 62666039 | (+65) 62603035 | arising@singnet.com.sg | GERMANY | [19 empty] | CAMBI
0010279214 | AT_CVALVE | WSD11-111-AV-0112A | C4B | WSD11-111-AV-0112A | BALL_CONTROL_VALVE | Cylinder Operator | 131242-WSD11-DR-P-6003.dgn | WSD11 | 111 | STHP | AV | 0112 | A | TRAIN 1 REACTOR A STEAM LANCE 1 | TRAIN 1 REACTOR A STEAM LANCE 1 | NON-HAZARDOUS | WSD11-111-STHP-00102-25-SS16 | ISOLATION | WSD11-111-AV-0112A-A01 | 25 | 1250 | PN25 | WSD11-RIO-0101 | TBA | TBA | 0 | 0 | 0 | 180 | 1150 | 600 | 1250 | 1875 | SS 316LSi | SS 316 | BALL | Tek-Fil |  | FLANGED | CLOSE | [10 empty] | Cylinder Operator |  | WSD11-ECCP-1000 | PROCESS XLV ROOM | THP COURTYARD | FD40 V60 |  | FLOW-TEK | BRAY |  | +65 63355850 |  | bsea.rfq.team@bray.com | SINGAPORE |  |  |  | SR130 |  | ECONOSTO | ECONOSTO | https://www.econosto.fi/en/ | (+65) 6862 5200 | (+65) 6861 3822 | econosto@singnet.com.sg | FINLAND | [7 empty] | CAMBI
0010279217 | AT_CVALVE | WSD11-111-AV-0113A | C4B | WSD11-111-AV-0113A | BALL_CONTROL_VALVE | Cylinder Operator | 131242-WSD11-DR-P-6003.dgn | WSD11 | 111 | STHP | AV | 0113 | A | TRAIN 1 REACTOR A STEAM LANCE 2 | TRAIN 1 REACTOR A STEAM LANCE 2 | NON-HAZARDOUS | WSD11-111-STHP-00103-25-SS16 | ISOLATION | WSD11-111-AV-0113A-A01 | 25 | 1250 | PN25 | WSD11-RIO-0101 | TBA | TBA | 0 | 0 | 0 | 180 | 1150 | 600 | 1250 | 1875 | SS 316LSi | SS 316 | BALL | Tek-Fil |  | FLANGED | CLOSE | [10 empty] | Cylinder Operator |  | WSD11-ECCP-1000 | PROCESS XLV ROOM | THP COURTYARD | FD40 V60 |  | FLOW-TEK | BRAY |  | +65 63355850 |  | bsea.rfq.team@bray.com | SINGAPORE |  |  |  | SR130 |  | ECONOSTO | ECONOSTO | https://www.econosto.fi/en/ | (+65) 6862 5200 | (+65) 6861 3822 | econosto@singnet.com.sg | FINLAND | [7 empty] | CAMBI
0010279218 | AT_CVALVE | WSD11-111-AV-0114A | C4B | WSD11-111-AV-0114A | BALL_CONTROL_VALVE | Cylinder Operator | 131242-WSD11-DR-P-6003.dgn | WSD11 | 111 | STHP | AV | 0114 | A | TRAIN 1 REACTOR A STEAM LANCE 3 | TRAIN 1 REACTOR A STEAM LANCE 3 | NON-HAZARDOUS | WSD11-111-STHP-00104-25-SS16 | ISOLATION | WSD11-111-AV-0114A-A01 | 25 | 1250 | PN25 | WSD11-RIO-0101 | TBA | TBA | 0 | 0 | 0 | 180 | 1150 | 600 | 1250 | 1875 | SS 316LSi | SS 316 | BALL | Tek-Fil |  | FLANGED | CLOSE | [10 empty] | Cylinder Operator |  | WSD11-ECCP-1000 | PROCESS XLV ROOM | THP COURTYARD | FD40 V60 |  | FLOW-TEK | BRAY |  | +65 63355850 |  | bsea.rfq.team@bray.com | SINGAPORE |  |  |  | SR130 |  | ECONOSTO | ECONOSTO | https://www.econosto.fi/en/ | (+65) 6862 5200 | (+65) 6861 3822 | econosto@singnet.com.sg | FINLAND | [7 empty] | CAMBI
0010279229 | AT_CVALVE | WSD11-111-AV-0110A | C4B | WSD11-111-AV-0110A | KNIFE_GATE_CONTROL_VALVE | Cylinder Operator | 131242-WSD11-DR-P-6003.dgn | WSD11 | 111 | DWAS | AV | 0110 | A | TRAIN 1 REACTOR A SLUDGE INLET | TRAIN 1 REACTOR A SLUDGE INLET | NON-HAZARDOUS | WSD11-111-DWAS-00115-150-SS16 | ISOLATION | WSD11-111-AV-0110A-A01 | 150 | 1250 | PN25 | WSD11-RIO-0101 | TBA | TBA | 20400 | 20400 | 20400 | 165 | 600 | 600 | 1250 | 1875 | CAST IRON | STAINLESS STEEL | DISC | AFLAS |  | FLANGED | CLOSE | [10 empty] | Cylinder Operator |  | WSD11-ECCP-1000 | PROCESS XLV ROOM | THP COURTYARD | CUK-150 |  | COTSWOLD VALVES | COTSWOLD VALVES | https://cotswoldvalves.co.uk/ |  |  | sales@cotswoldvalves.co.uk | UNITED KINGDOM |  |  |  | DLP-125 |  | FESTO | FESTO | www.festo.com/ | +65 6264 0152 |  | info@sg.festo.com. | SINGAPORE | [7 empty] | CAMBI
0010279230 | AT_CVALVE | WSD11-111-AV-0111A | C4B | WSD11-111-AV-0111A | KNIFE_GATE_CONTROL_VALVE | Cylinder Operator | 131242-WSD11-DR-P-6003.dgn | WSD11 | 111 | HS | AV | 0111 | A | TRAIN 1 REACTOR A BLOWDOWN | TRAIN 1 REACTOR A BLOWDOWN | NON-HAZARDOUS | WSD11-111-HS-00101-100-SS16 | ISOLATION | WSD11-111-AV-0111A-A01 | 100 | 1250 | PN25 | WSD11-RIO-0101 | TBA | TBA | 22900 | 22900 | 22900 | 165 | 600 | 600 | 1250 | 1875 | CAST IRON | STAINLESS STEEL | DISC | HARD NI INSERT |  | FLANGED | CLOSE | [10 empty] | Cylinder Operator |  | WSD11-ECCP-1000 | PROCESS XLV ROOM | THP COURTYARD | CUK-100 |  | COTSWOLD VALVES | COTSWOLD VALVES | https://cotswoldvalves.co.uk/ |  |  | sales@cotswoldvalves.co.uk | UNITED KINGDOM |  |  |  | DLP-125 |  | FESTO | FESTO | www.festo.com/ | +65 6264 0152 |  | info@sg.festo.com. | SINGAPORE | [7 empty] | CAMBI
0010279251 | AT_CVALVE | WSD11-111-AV-0115B | C4B | WSD11-111-AV-0115B | BALL_CONTROL_VALVE | Cylinder Operator | 131242-WSD11-DR-P-6004.dgn | WSD11 | 111 | STLP | AV | 0115 | B | TRAIN 1 REACTOR B FLASH STEAM | TRAIN 1 REACTOR B FLASH STEAM | NON-HAZARDOUS | WSD11-111-STLP-00119-50-SS16 | ISOLATION | WSD11-111-AV-0115B-A01 | 25 | 1250 | PN25 | WSD11-RIO-0101 | TBA | TBA | 0 | 0 | 0 | 180 | 1150 | 600 | 1250 | 1875 | SS 316LSi | SS 316 | BALL | Tek-Fil |  | FLANGED | CLOSE | [10 empty] | Cylinder Operator |  | WSD11-ECCP-1000 | PROCESS XLV ROOM | THP COURTYARD | FD40 V60 |  | FLOW-TEK | BRAY |  | +65 63355850 |  | bsea.rfq.team@bray.com | SINGAPORE |  |  |  | SR130 |  | ECONOSTO | ECONOSTO | https://www.econosto.fi/en/ | (+65) 6862 5200 | (+65) 6861 3822 | econosto@singnet.com.sg | FINLAND | [7 empty] | CAMBI
0010279277 | AT_CVALVE | WSD11-111-AV-0111B | C4B | WSD11-111-AV-0111B | KNIFE_GATE_CONTROL_VALVE | Cylinder Operator | 131242-WSD11-DR-P-6004.dgn | WSD11 | 111 | HS | AV | 0111 | B | TRAIN 1 REACTOR B BLOWDOWN | TRAIN 1 REACTOR B BLOWDOWN | NON-HAZARDOUS | WSD11-111-HS-00103-100-SS16 | ISOLATION | WSD11-111-AV-0111B-A01 | 100 | 1250 | PN25 | WSD11-RIO-0101 | TBA | TBA | 22900 | 22900 | 22900 | 165 | 600 | 600 | 1250 | 1875 | CAST IRON | STAINLESS STEEL | DISC | HARD NI INSERT |  | FLANGED | CLOSE | [10 empty] | Cylinder Operator |  | WSD11-ECCP-1000 | PROCESS XLV ROOM | THP COURTYARD | CUK-100 |  | COTSWOLD VALVES | COTSWOLD VALVES | https://cotswoldvalves.co.uk/ |  |  | sales@cotswoldvalves.co.uk | UNITED KINGDOM |  |  |  | DLP-125 |  | FESTO | FESTO | www.festo.com/ | +65 6264 0152 |  | info@sg.festo.com. | SINGAPORE | [7 empty] | CAMBI
0010279283 | AT_PSV | WSD11-111-SRV-0102B | C4B | WSD11-111-SRV-0102B | ANGLE_PRESSURE_SAFETY_VALVE | Pressure Relief | 131242-WSD11-DR-P-6004.dgn | WSD11 | 111 | STHP | SRV | 0102 | B | TRAIN 1 REACTOR B SRV | TRAIN 1 REACTOR B SRV | NON-HAZARDOUS | WSD11-111-STLP-00103-80-SS16 | PRESSURE RELIEF | WSD11-111-SRV-0102B-A01 | 80X50 | 1250 | PN25 |  | TBA | TBA | 4500 | 4500 | 4500 | 165 | 1250 | 1250 | 1250 | 1875 | CARBON STEEL | SS 316 | SPRING | 316 Ti |  | FLANGED | [11 empty] | Pressure Relief |  |  |  |  | FIG 901 |  | ARI | ARMATUREN |  | (+65) 62666039 | (+65) 62603035 | arising@singnet.com.sg | GERMANY | [19 empty] | CAMBI
0010279295 | AT_CVALVE | WSD11-111-AV-0112B | C4B | WSD11-111-AV-0112B | BALL_CONTROL_VALVE | Cylinder Operator | 131242-WSD11-DR-P-6004.dgn | WSD11 | 111 | STHP | AV | 0112 | B | TRAIN 1 REACTOR B STEAM LANCE 1 | TRAIN 1 REACTOR B STEAM LANCE 1 | NON-HAZARDOUS | WSD11-111-STHP-00106-25-SS16 | ISOLATION | WSD11-111-AV-0112B-A01 | 25 | 1250 | PN25 | WSD11-RIO-0101 | TBA | TBA | 0 | 0 | 0 | 180 | 1150 | 600 | 1250 | 1875 | SS 316LSi | SS 316 | BALL | Tek-Fil |  | FLANGED | CLOSE | [10 empty] | Cylinder Operator |  | WSD11-ECCP-1000 | PROCESS XLV ROOM | THP COURTYARD | FD40 V60 |  | FLOW-TEK | BRAY |  | +65 63355850 |  | bsea.rfq.team@bray.com | SINGAPORE |  |  |  | SR130 |  | ECONOSTO | ECONOSTO | https://www.econosto.fi/en/ | (+65) 6862 5200 | (+65) 6861 3822 | econosto@singnet.com.sg | FINLAND | [7 empty] | CAMBI
0010279296 | AT_CVALVE | WSD11-111-AV-0113B | C4B | WSD11-111-AV-0113B | BALL_CONTROL_VALVE | Cylinder Operator | 131242-WSD11-DR-P-6004.dgn | WSD11 | 111 | STHP | AV | 0113 | B | TRAIN 1 REACTOR B STEAM LANCE 3 | TRAIN 1 REACTOR B STEAM LANCE 3 | NON-HAZARDOUS | WSD11-111-STHP-00107-25-SS16 | ISOLATION | WSD11-111-AV-0113B-A01 | 25 | 1250 | PN25 | WSD11-RIO-0101 | TBA | TBA | 0 | 0 | 0 | 180 | 1150 | 600 | 1250 | 1875 | SS 316LSi | SS 316 | BALL | Tek-Fil |  | FLANGED | CLOSE | [10 empty] | Cylinder Operator |  | WSD11-ECCP-1000 | PROCESS XLV ROOM | THP COURTYARD | FD40 V60 |  | FLOW-TEK | BRAY |  | +65 63355850 |  | bsea.rfq.team@bray.com | SINGAPORE |  |  |  | SR130 |  | ECONOSTO | ECONOSTO | https://www.econosto.fi/en/ | (+65) 6862 5200 | (+65) 6861 3822 | econosto@singnet.com.sg | FINLAND | [7 empty] | CAMBI
0010279297 | AT_CVALVE | WSD11-111-AV-0114B | C4B | WSD11-111-AV-0114B | BALL_CONTROL_VALVE | Cylinder Operator | 131242-WSD11-DR-P-6004.dgn | WSD11 | 111 | STHP | AV | 0114 | B | TRAIN 1 REACTOR B STEAM LANCE 2 | TRAIN 1 REACTOR B STEAM LANCE 2 | NON-HAZARDOUS | WSD11-111-STHP-00108-25-SS16 | ISOLATION | WSD11-111-AV-0114B-A01 | 25 | 1250 | PN25 | WSD11-RIO-0101 | TBA | TBA | 0 | 0 | 0 | 180 | 1150 | 600 | 1250 | 1875 | SS 316LSi | SS 316 | BALL | Tek-Fil |  | FLANGED | CLOSE | [10 empty] | Cylinder Operator |  | WSD11-ECCP-1000 | PROCESS XLV ROOM | THP COURTYARD | FD40 V60 |  | FLOW-TEK | BRAY |  | +65 63355850 |  | bsea.rfq.team@bray.com | SINGAPORE |  |  |  | SR130 |  | ECONOSTO | ECONOSTO | https://www.econosto.fi/en/ | (+65) 6862 5200 | (+65) 6861 3822 | econosto@singnet.com.sg | FINLAND | [7 empty] | CAMBI
0010279312 | AT_CVALVE | WSD11-111-AV-0110B | C4B | WSD11-111-AV-0110B | KNIFE_GATE_CONTROL_VALVE | Cylinder Operator | 131242-WSD11-DR-P-6004.dgn | WSD11 | 111 | DWAS | AV | 0110 | B | TRAIN 1 REACTOR B SLUDGE INLET | TRAIN 1 REACTOR B SLUDGE INLET | NON-HAZARDOUS | WSD11-111-DWAS-00116-150-SS25 | ISOLATION | WSD11-111-AV-0110B-A01 | 150 | 1250 | PN25 | WSD11-RIO-0101 | TBA | TBA | 20400 | 20400 | 20400 | 165 | 600 | 600 | 1250 | 1875 | CAST IRON | STAINLESS STEEL | DISC | AFLAS |  | FLANGED | CLOSE | [10 empty] | Cylinder Operator |  | WSD11-ECCP-1000 | PROCESS XLV ROOM | THP COURTYARD | CUK-150 |  | COTSWOLD VALVES | COTSWOLD VALVES | https://cotswoldvalves.co.uk/ |  |  | sales@cotswoldvalves.co.uk | UNITED KINGDOM |  |  |  | DLP-125 |  | FESTO | FESTO | www.festo.com/ | +65 6264 0152 |  | info@sg.festo.com. | SINGAPORE | [7 empty] | CAMBI
0010279419 | AT_PSV | WSD11-111-SRV-0103 | C4B | WSD11-111-SRV-0103 | ANGLE_PRESSURE_SAFETY_VALVE | Pressure Relief | 131242-WSD11-DR-P-6007.dgn | WSD11 | 111 | STLP | SRV | 0103 |  | TRAIN 1 FLASHTANK SRV | TRAIN 1 FLASHTANK SRV | NON-HAZARDOUS | WSD11-111-STLP-00106-50-SS16 | PRESSURE RELIEF | WSD11-111-SRV-0103-A01 | 80X50 | 500 | PN16 |  | TBA | TBA | 2300 | 2300 | 2300 | 107 | 500 | 500 | 500 | 825 | CARBON STEEL | SS 316 | SPRING | 316 Ti |  | FLANGED | [11 empty] | Pressure Relief |  |  |  |  | FIG 901 |  | ARI | ARMATUREN |  | (+65) 62666039 | (+65) 62603035 | arising@singnet.com.sg | GERMANY | [19 empty] | CAMBI
0010279469 | AT_CVALVE | WSD11-112-FCV-0101 | C4B | WSD11-112-FCV-0101 | GLOBE_CONTROL_VALVE | Diaphragm Actuator | 131242-WSD11-DR-P-6008.dgn | WSD11 | 112 | G2D | FCV | 0101 |  | TRAIN 1 FLASHTANK DISCHARGE G2D DILUTION | TRAIN 1 FLASHTANK DISCHARGE G2D DILUTION | NON-HAZARDOUS | WSD11-112-G2D-00101-40-SS16 | FLOW CONTROL | WSD11-112-FCV-0101-A01 | 40 | 900 | PN16 | WSD11-RIO-0101 | TBA | TBA | 9360 | 9360 | 15000 | 30 | 600 | 600 | 900 | 1500 | CAST IRON | STAINLESS STEEL | PLUG | STAINLESS STEEL |  | FLANGED | CLOSE | [10 empty] | Diaphragm Actuator |  | WSD11-ECCP-1000 | PROCESS XLV ROOM | THP COURTYARD | PV 6211 |  | RTK | RTK |  | +49 7154 / 1314 0 |  | info@rtk.de | GERMANY |  |  |  | ST-6100 |  | RTK | RTK | www.rtk.de | +49 7154 / 1314 0 |  | info@rtk.de | GERMANY | [7 empty] | CAMBI
0010279519 | AT_CVALVE | WSD11-112-AV-0101B | C4B | WSD11-112-AV-0101B | KNIFE_GATE_CONTROL_VALVE | Cylinder Operator | 131242-WSD11-DR-P-6008.dgn | WSD11 | 112 | HS | AV | 0101 | B | TRAIN 1 FLASHTANK DISCHARGE PUMP B DISCHARGE | TRAIN 1 FLASHTANK DISCHARGE PUMP B DISCHARGE | NON-HAZARDOUS | WSD11-112-HS-00103-100-SS16 | ISOLATION | WSD11-112-AV-0101B-A01 | 100 | 1200 | PN16 | WSD11-RIO-0101 | TBA | TBA | 33000 | 9200 | 46000 | 80 | 193 | 200 | 245 | 1500 | CAST IRON | STAINLESS STEEL | DISC | AFLAS |  | FLANGED | CLOSE | [10 empty] | Cylinder Operator |  | WSD11-ECCP-1000 | PROCESS XLV ROOM | THP COURTYARD | CUK-100 |  | COTSWOLD VALVES | COTSWOLD VALVES | https://cotswoldvalves.co.uk/ |  |  | sales@cotswoldvalves.co.uk | UNITED KINGDOM |  |  |  | DLP-125 |  | FESTO | FESTO | www.festo.com/ | +65 6264 0152 |  | info@sg.festo.com. | SINGAPORE | [7 empty] | CAMBI
0010279659 | AT_CVALVE | WSD11-111-AV-1102 | C4B | WSD11-111-AV-1102 | BALL_CONTROL_VALVE | Cylinder Operator | 131242-WSD11-DR-P-6050.dgn | WSD11 | 111 | G1 | AV | 1102 |  | DESUPERHEATER 1 G1HP INLET | DESUPERHEATER 1 G1HP INLET | NON-HAZARDOUS | WSD11-111-G1-00203-25-SS16 | ISOLATION | WSD11-111-AV-1102-A01 | 20 | 2000 | PN40 | WSD11-RIO-0002A | TBA | TBA | 123 | 50 | 10000 | 30 | 1750 | 1700 | 2100 | 3750 | SS 316 | SS 316 | BALL | PTFE |  | FLANGED | CLOSE | [10 empty] | Cylinder Operator |  | WSD11-ECCP-1000 | PROCESS XLV ROOM | THP COURTYARD | FD25 |  | FLOW-TEK | BRAY | https://www.bray.com/ | +65 63355850 |  | bsea.rfq.team@bray.com | SINGAPORE |  |  |  | SR300 |  | ECONOSTO | ECONOSTO | https://www.econosto.fi/en/ | (+65) 6862 5200 | (+65) 6861 3822 | econosto@singnet.com.sg | FINLAND | [7 empty] | CAMBI
0010279660 | AT_CVALVE | WSD11-111-TCV-1102 | C4B | WSD11-111-TCV-1102 | BALL_CONTROL_VALVE | Diaphragm Actuator | 131242-WSD11-DR-P-6050.dgn | WSD11 | 111 | G1 | TCV | 1102 |  | DESUPERHEATER 1 | DESUPERHEATER 1 | NON-HAZARDOUS | WSD11-111-G1-00203-25-SS16 | TEMPERATURE CONTROL | WSD11-111-TCV-1102-A01 | 20 | 2000 | PN40 | WSD11-RIO-0002A | TBA | TBA | 123 | 50 | 10000 | 30 | 1750 | 1700 | 2100 | 3750 | SS 316 | SS 316 | ORIFICE |  |  | FLANGED | CLOSE | [10 empty] | Diaphragm Actuator |  | WSD11-ECCP-1000 | PROCESS XLV ROOM | THP COURTYARD | TYPE 20 |  | ARTES | ARCA FLOW | artes-valve.com | +49 (0)3304/24724-10 | +49 (0)3304/24724-99 | info@artes-valve.de | GERMANY |  |  |  | PR216S |  | PROTACT | PROTACT | www.protact-gmbh.de | +49 (0) 2689 92259-0 |  | protact@protact-gmbh.de | GERMANY | [7 empty] | CAMBI
0010279671 | AT_CVALVE | WSD11-111-AV-1202 | C4B | WSD11-111-AV-1202 | BALL_CONTROL_VALVE | Cylinder Operator | 131242-WSD11-DR-P-6050.dgn | WSD11 | 111 | G1 | AV | 1202 |  | DESUPERHEATER 2 G1HP INLET | DESUPERHEATER 2 G1HP INLET | NON-HAZARDOUS | WSD11-111-G1-00204-25-SS16 | ISOLATION | WSD11-111-AV-1202-A01 | 20 | 2000 | PN40 | WSD11-RIO-0002B | TBA | TBA | 123 | 50 | 237 | 30 | 1750 | 1700 | 2100 | 3750 | SS 316 | SS 316 | BALL | PTFE |  | FLANGED | CLOSE | [10 empty] | Cylinder Operator |  | WSD11-ECCP-1000 | PROCESS XLV ROOM | THP COURTYARD | FD25 |  | FLOW-TEK | BRAY | artes-valve.com | +49 (0)3304/24724-10 | +49 (0)3304/24724-99 | info@artes-valve.de | GERMANY |  |  |  | SR300 |  | ECONOSTO | ECONOSTO | https://www.econosto.fi/en/ | (+65) 6862 5200 | (+65) 6861 3822 | econosto@singnet.com.sg | FINLAND | [7 empty] | CAMBI
0010279672 | AT_CVALVE | WSD11-111-TCV-1202 | C4B | WSD11-111-TCV-1202 | BALL_CONTROL_VALVE | Diaphragm Actuator | 131242-WSD11-DR-P-6050.dgn | WSD11 | 111 | G1 | TCV | 1202 |  | DESUPERHEATER 2 | DESUPERHEATER 2 | NON-HAZARDOUS | WSD11-111-G1-00204-25-SS16 | TEMPERATURE CONTROL | WSD11-111-TCV-1202-A01 | 20 | 2000 | PN25 | WSD11-RIO-0002B | TBA | TBA | 123 | 50 | 237 | 30 | 1750 | 1700 | 2100 | 3750 | SS 316 | SS 316 | ORIFICE |  |  | FLANGED | CLOSE | [10 empty] | Diaphragm Actuator |  | WSD11-ECCP-1000 | PROCESS XLV ROOM | THP COURTYARD | TYPE 20 |  | ARTES | ARCA FLOW | https://www.bray.com/ | +65 63355850 |  | bsea.rfq.team@bray.com | SINGAPORE |  |  |  | PR216S |  | PROTACT | PROTACT | www.protact-gmbh.de | +49 (0) 2689 92259-0 |  | protact@protact-gmbh.de | GERMANY | [7 empty] | CAMBI
0010279771 | AT_PSV | WSD11-111-SRV-1201 | C4B | WSD11-111-SRV-1201 | ANGLE_PRESSURE_SAFETY_VALVE | Pressure Relief | 131242-WSD11-DR-P-6050.dgn | WSD11 | 111 | STHP | SRV | 1201 |  | PRESSURE RELIEF AT STEAM DESUPERHEATER 2 INLET | PRESSURE RELIEF AT STEAM DESUPERHEATER 2 INLET | NON-HAZARDOUS | WSD11-111-STHP-0002C-80-SS16 | PRESSURE RELIEF | WSD11-111-SRV-1201-A01 | 80X50 | 1500 | PN25 |  | TBA | TBA | 10000 | 10000 | 10000 | 217 | 1220 | 1220 | 1370 | 3750 | CARBON STEEL | STAINLESS STEEL | SPRING | STAINLESS STEEL |  | FLANGED | [11 empty] | Pressure Relief |  |  |  |  | SV607 |  | SPIRAX SARCO | SPIRAX SARCO | https://www.spiraxsarco.com/ | (65) 6349 0480 | (65) 6581 2749 | Spirax.Singapore@sg.spiraxsarco.com | SINGAPORE | [19 empty] | SPIRAX SARCO
0010280072 | AT_CVALVE | WSD11-111-TCV-1101 | C4B | WSD11-111-TCV-1101 | GLOBE_CONTROL_VALVE | Diaphragm Actuator | 131242-WSD11-DR-P-6063.dgn | WSD11 | 111 | STHP | TCV | 1101 |  | STEAM SPARGER 1 STEAM INLET | STEAM SPARGER 1 STEAM INLET | NON-HAZARDOUS | WSD11-111-STHP-00005-100-SS16 | TEMPERATURE CONTROL | WSD11-111-TCV-1101-A01 | 65 | 2000 | PN25 | WSD11-RIO-0002A | TBA | TBA | 2640 | 1880 | 5200 | 190 | 1150 | 1150 | 1150 | 1875 | STAINLESS STEEL | STAINLESS STEEL | BALL V PORT | HiCo |  | FLANGED | CLOSE | [10 empty] | Diaphragm Actuator |  | WSD11-ECCP-1000 | PROCESS XLV ROOM | THP COURTYARD | KVTW |  | SOMAS | SOMAS | somas.se | 46(0)533-69 17 17 |  | olof.olsson@somas.se | SWEDEN |  |  |  | A23-SC |  | SOMAS | SOMAS | somas.se | 46(0)533-69 17 17 |  | olof.olsson@somas.se | SWEDEN | [7 empty] | CAMBI
0010280085 | AT_CVALVE | WSD11-111-TCV-1201 | C4B | WSD11-111-TCV-1201 | GLOBE_CONTROL_VALVE | Diaphragm Actuator | 131242-WSD11-DR-P-6063.dgn | WSD11 | 111 | STHP | TCV | 1201 |  | STEAM SPARGER 2 STEAM INLET | STEAM SPARGER 2 STEAM INLET | NON-HAZARDOUS | WSD11-111-STHP-00001-65-SS16 | TEMPERATURE CONTROL | WSD11-111-TCV-1201-A01 | 65 | 2000 | PN25 | WSD11-RIO-0002B | TBA | TBA | 2640 | 1880 | 5200 | 190 | 1150 | 1150 | 1150 | 1875 | STAINLESS STEEL | STAINLESS STEEL | BALL V PORT | HiCo |  | FLANGED | CLOSE | [10 empty] | Diaphragm Actuator |  | WSD11-ECCP-1000 | PROCESS XLV ROOM | THP COURTYARD | KVTW |  | SOMAS | SOMAS | somas.se | 46(0)533-69 17 17 |  | olof.olsson@somas.se | SWEDEN |  |  |  | A23-SC |  | SOMAS | SOMAS | somas.se | 46(0)533-69 17 17 |  | olof.olsson@somas.se | SWEDEN | [7 empty] | CAMBI
0010281176 | AT_CVALVE | WSD11-112-AV-1302 | C4B | WSD11-112-AV-1302 | KNIFE_GATE_CONTROL_VALVE | Cylinder Operator | 131242-WSD11-DR-P-6070.dgn | WSD11 | 112 | HS | AV | 1302 |  | DIGESTER CIRC RING PUMP 3 DISCHARGE | DIGESTER CIRC RING PUMP 3 DISCHARGE | NON-HAZARDOUS | WSD11-112-HS-00320-100-SS16 | ISOLATION | WSD11-112-AV-1302-A01 | 100 | 1200 | PN16 | WSD11-RIO-0002B | TBA | TBA | 30800 | 30800 | 30800 | 50 | 600 | 400 | 800 | 1500 | CAST IRON | STAINLESS STEEL | DISC | AFLAS |  | FLANGED | CLOSE | [10 empty] | Cylinder Operator |  | WSD11-ECCP-1000 | PROCESS XLV ROOM | THP COURTYARD | CUK-100 |  | COTSWOLD VALVES | COTSWOLD VALVES | https://cotswoldvalves.co.uk/ |  |  | sales@cotswoldvalves.co.uk | UNITED KINGDOM |  |  |  | DLP-125 |  | FESTO | FESTO | www.festo.com/ | +65 6264 0152 |  | info@sg.festo.com. | SINGAPORE | [7 empty] | CAMBI
0010281186 | AT_CVALVE | WSD11-112-AV-1202 | C4B | WSD11-112-AV-1202 | KNIFE_GATE_CONTROL_VALVE | Cylinder Operator | 131242-WSD11-DR-P-6070.dgn | WSD11 | 112 | HS | AV | 1202 |  | DIGESTER CIRC RING PUMP 2 DISCHARGE | DIGESTER CIRC RING PUMP 2 DISCHARGE | NON-HAZARDOUS | WSD11-112-HS-00220-100-SS16 | ISOLATION | WSD11-112-AV-1202-A01 | 100 | 1200 | PN16 | WSD11-RIO-0002A | TBA | TBA | 30800 | 30800 | 30800 | 50 | 600 | 400 | 800 | 1500 | CAST IRON | STAINLESS STEEL | DISC | AFLAS |  | FLANGED | CLOSE | [10 empty] | Cylinder Operator |  | WSD11-ECCP-1000 | PROCESS XLV ROOM | THP COURTYARD | CUK-100 |  | COTSWOLD VALVES | COTSWOLD VALVES | https://cotswoldvalves.co.uk/ |  |  | sales@cotswoldvalves.co.uk | UNITED KINGDOM |  |  |  | DLP-125 |  | FESTO | FESTO | www.festo.com/ | +65 6264 0152 |  | info@sg.festo.com. | SINGAPORE | [7 empty] | CAMBI
0010281977 | AT_PSV | WSD11-111-SRV-1101 | C4B | WSD11-111-SRV-1101 | ANGLE_PRESSURE_SAFETY_VALVE | Pressure Relief | 131242-WSD11-DR-P-6050.dgn | WSD11 | 111 | STHP | SRV | 1101 |  | PRESSURE RELIEF AT STEAM DESUPERHEATER 1 INLET | PRESSURE RELIEF AT STEAM DESUPERHEATER 1 INLET | NON-HAZARDOUS | WSD11-111-STHP-00001C-80-SS16 | PRESSURE RELIEF | WSD11-111-SRV-1101-A01 | 80X50 | 1500 | PN25 |  | TBA | TBA | 10000 | 10000 | 10000 | 217 | 1220 | 1220 | 1370 | 3750 | CARBON STEEL | STAINLESS STEEL | SPRING | STAINLESS STEEL |  | FLANGED | [11 empty] | Pressure Relief |  |  |  |  | SV607 |  | SPIRAX SARCO | SPIRAX SARCO | https://www.spiraxsarco.com/ | (65) 6349 0480 | (65) 6581 2749 | Spirax.Singapore@sg.spiraxsarco.com | SINGAPORE | [19 empty] | SPIRAX SARCO
0010282111 | AT_PSV | WSD11-111-SRV-0201 | C4B | WSD11-111-SRV-0201 | ANGLE_PRESSURE_SAFETY_VALVE | Pressure Relief | 131242-WSD11-DR-P-6019.dgn | WSD11 | 111 | STLP | SRV | 0201 |  | TRAIN 2 PULPER SRV | TRAIN 2 PULPER SRV | NON-HAZARDOUS | WSD11-111-STLP-00201-50-SS16 | PRESSURE RELIEF | WSD11-111-SRV-0201-A01 | 80X50 | 500 | PN16 |  | TBA | TBA | 2300 | 2300 | 2300 | 159 | 500 | 500 | 500 | 825 | CARBON STEEL | STAINLESS STEEL | SPRING | 316 Ti |  | FLANGED | [11 empty] | Pressure Relief |  |  |  |  | FIG 901 |  | ARI | ARMATUREN | www.ari-armaturen.com | (+65) 62666039 | (+65) 62603035 | arising@singnet.com.sg | GERMANY | [19 empty] | CAMBI
0010282155 | AT_CVALVE | WSD11-111-AV-0203 | C4B | WSD11-111-AV-0203 | BALL_CONTROL_VALVE | Cylinder Operator | 131242-WSD11-DR-P-6019.dgn | WSD11 | 111 | STLP | AV | 0203 |  | TRAIN 2 PULPER HEAT RECOVERY | TRAIN 2 PULPER HEAT RECOVERY | NON-HAZARDOUS | WSD11-111-STLP-00217-80-SS16 | ISOLATION | WSD11-111-AV-0203-A01 | 80 | 550 | PN16 | WSD11-RIO-0201 | 131242-WSD11-DS-M-0034 ONOFF BALL VALVE PN 25 | TBA | 0 | 0 | 0 | 107 | 30 | 30 | 30 | 825 | SS 316LSi | SS 316 | BALL | Tek-Fil |  | FLANGED | CLOSE | [10 empty] | Cylinder Operator |  | WSD11-ECCP-1000 | PROCESS XLV ROOM | THP COURTYARD | FD16 |  | FLOW-TEK | BRAY | https://www.bray.com/ | +65 63355850 |  | bsea.rfq.team@bray.com | SINGAPORE |  |  |  | ADA40 |  | ECONOSTO | ECONOSTO | https://www.econosto.fi/en/ | (+65) 6862 5200 | (+65) 6861 3822 | econosto@singnet.com.sg | FINLAND | [7 empty] | CAMBI
0010282157 | AT_CVALVE | WSD11-111-AV-0204 | C4B | WSD11-111-AV-0204 | BALL_CONTROL_VALVE | Cylinder Operator | 131242-WSD11-DR-P-6019.dgn | WSD11 | 111 | STLP | AV | 0204 |  | TRAIN 2 VACUUM BREAK | TRAIN 2 VACUUM BREAK | NON-HAZARDOUS | WSD11-111-STLP-00211-50-SS16 | ISOLATION | WSD11-111-AV-0204-A01 | 50 | 550 | PN16 | WSD11-RIO-0201 | 131242-WSD11-DS-M-0034 ONOFF BALL VALVE PN 25 | TBA | 0 | 0 | 0 | 107 | 30 | 30 | 30 | 825 | SS 316LSi | SS 316 | BALL | Tek-Fil |  | FLANGED | OPEN | [10 empty] | Cylinder Operator |  | WSD11-ECCP-1000 | PROCESS XLV ROOM | THP COURTYARD | FD16 |  | FLOW-TEK | BRAY | https://www.bray.com/ | +65 63355850 |  | bsea.rfq.team@bray.com | SINGAPORE |  |  |  | ADA40 |  | ECONOSTO | ECONOSTO | https://www.econosto.fi/en/ | (+65) 6862 5200 | (+65) 6861 3822 | econosto@singnet.com.sg | FINLAND | [7 empty] | CAMBI
0010282236 | AT_CVALVE | WSD11-111-AV-0205 | C4B | WSD11-111-AV-0205 | BALL_CONTROL_VALVE | Cylinder Operator | 131242-WSD11-DR-P-6020.dgn | WSD11 | 111 | G2D | AV | 0205 |  | TRAIN 2 PULPER G2D SUPPLY | TRAIN 2 PULPER G2D SUPPLY | NON-HAZARDOUS | WSD11-111-G1-00203-25-SS16 | ISOLATION | WSD11-111-AV-0205-A01 | 25 | 900 | PN16 | WSD11-RIO-0201 | TBA | TBA | 0 | 0 | 0 | 30 | 250 | 600 | 750 | 1350 | SS 316LSi | SS 316 | BALL | TFM 1600 |  | FLANGED | CLOSE | [10 empty] | Cylinder Operator |  | WSD11-ECCP-1000 | PROCESS XLV ROOM | THP COURTYARD | FD16 |  | FLOW-TEK | BRAY | https://www.bray.com/ | +65 63355850 |  | bsea.rfq.team@bray.com | SINGAPORE |  |  |  | ADA40 |  | ECONOSTO | ECONOSTO | https://www.econosto.fi/en/ | (+65) 6862 5200 | (+65) 6861 3822 | econosto@singnet.com.sg | FINLAND | [7 empty] | CAMBI
0010282256 | AT_CVALVE | WSD11-111-AV-0209 | C4B | WSD11-111-AV-0209 | KNIFE_GATE_CONTROL_VALVE | Cylinder Operator | 131242-WSD11-DR-P-6020.dgn | WSD11 | 111 | DWAS | AV | 0209 |  | TRAIN 2 PULPER CIRC VALVE, TOP | TRAIN 2 PULPER CIRC VALVE, TOP | NON-HAZARDOUS | WSD11-111-DWAS-00206-100-SS16 | ISOLATION | WSD11-111-AV-0209-A01 | 100 | 750 | PN16 | WSD11-RIO-0201 | TBA | TBA | 9200 | 33000 | 46000 | 95 | 250 | 600 | 750 | 1125 | CAST IRON | STAINLESS STEEL | DISC | AFLAS |  | FLANGED | CLOSE | [10 empty] | Cylinder Operator |  | WSD11-ECCP-1000 | PROCESS XLV ROOM | THP COURTYARD | CUK-100 |  | COTSWOLD VALVES | COTSWOLD VALVES | https://cotswoldvalves.co.uk/ |  |  | sales@cotswoldvalves.co.uk | UNITED KINGDOM |  |  |  | DLP-125 |  | FESTO | FESTO | www.festo.com/ | +65 6264 0152 |  | info@sg.festo.com. | SINGAPORE | [7 empty] | CAMBI
0010282257 | AT_CVALVE | WSD11-111-AV-0206B | C4B | WSD11-111-AV-0206B | KNIFE_GATE_CONTROL_VALVE | Cylinder Operator | 131242-WSD11-DR-P-6020.dgn | WSD11 | 111 | DWAS | AV | 0206 | B | TRAIN 2 PULPER CIRC/REACTOR FEED PUMP DISCHARGE | TRAIN 2 PULPER CIRC/REACTOR FEED PUMP DISCHARGE | NON-HAZARDOUS | WSD11-111-DWAS-00206-100-SS16 | ISOLATION | WSD11-111-AV-0206B-A01 | 100 | 750 | PN16 | WSD11-RIO-0201 | TBA | TBA | 9200 | 33000 | 46000 | 95 | 250 | 600 | 750 | 1125 | CAST IRON | STAINLESS STEEL | DISC | AFLAS |  | FLANGED | CLOSE | [10 empty] | Cylinder Operator |  | WSD11-ECCP-1000 | PROCESS XLV ROOM | THP COURTYARD | CUK-100 |  | COTSWOLD VALVES | COTSWOLD VALVES | https://cotswoldvalves.co.uk/ |  |  | sales@cotswoldvalves.co.uk | UNITED KINGDOM |  |  |  | DLP-125 |  | FESTO | FESTO | www.festo.com/ | +65 6264 0152 |  | info@sg.festo.com. | SINGAPORE | [7 empty] | CAMBI
0010282262 | AT_CVALVE | WSD11-111-AV-0208 | C4B | WSD11-111-AV-0208 | KNIFE_GATE_CONTROL_VALVE | Cylinder Operator | 131242-WSD11-DR-P-6020.dgn | WSD11 | 111 | DWAS | AV | 0208 |  | TRAIN 2 RECYCLED SLUDGE TO PULPER BOTTOM | TRAIN 2 RECYCLED SLUDGE TO PULPER BOTTOM | NON-HAZARDOUS | WSD11-111-DWAS-00205-100-SS16 | ISOLATION | WSD11-111-AV-0208-A01 | 100 | 750 | PN16 | WSD11-RIO-0201 | TBA | TBA | 9200 | 33000 | 46000 | 95 | 250 | 600 | 750 | 1125 | CAST IRON | STAINLESS STEEL | DISC | AFLAS |  | FLANGED | CLOSE | [10 empty] | Cylinder Operator |  | WSD11-ECCP-1000 | PROCESS XLV ROOM | THP COURTYARD | CUK-100 |  | COTSWOLD VALVES | COTSWOLD VALVES | https://cotswoldvalves.co.uk/ |  |  | sales@cotswoldvalves.co.uk | UNITED KINGDOM |  |  |  | DLP-125 |  | FESTO | FESTO | www.festo.com/ | +65 6264 0152 |  | info@sg.festo.com. | SINGAPORE | [7 empty] | CAMBI
0010282294 | AT_CVALVE | WSD11-111-AV-0206A | C4B | WSD11-111-AV-0206A | KNIFE_GATE_CONTROL_VALVE | Cylinder Operator | 131242-WSD11-DR-P-6020.dgn | WSD11 | 111 | DWAS | AV | 0206 | A | TRAIN 2 REACTOR FEED PUMP DISCHARGE | TRAIN 2 REACTOR FEED PUMP DISCHARGE | NON-HAZARDOUS | WSD11-111-DWAS-00208-100-SS16 | ISOLATION | WSD11-111-AV-0206A-A01 | 100 | 750 | PN16 | WSD11-RIO-0201 | TBA | TBA | 9200 | 33000 | 46000 | 95 | 250 | 600 | 750 | 1125 | CAST IRON | STAINLESS STEEL | DISC | AFLAS |  | FLANGED | CLOSE | [10 empty] | Cylinder Operator |  | WSD11-ECCP-1000 | PROCESS XLV ROOM | THP COURTYARD | CUK-100 |  | COTSWOLD VALVES | COTSWOLD VALVES | https://cotswoldvalves.co.uk/ |  |  | sales@cotswoldvalves.co.uk | UNITED KINGDOM |  |  |  | DLP-125 |  | FESTO | FESTO | www.festo.com/ | +65 6264 0152 |  | info@sg.festo.com. | SINGAPORE | [7 empty] | CAMBI
0010282357 | AT_CVALVE | WSD11-111-AV-0212A | C4B | WSD11-111-AV-0212A | BALL_CONTROL_VALVE | Cylinder Operator | 131242-WSD11-DR-P-6021.dgn | WSD11 | 111 | STHP | AV | 0212 | A | TRAIN 2 REACTOR A STEAM LANCE 1 | TRAIN 2 REACTOR A STEAM LANCE 1 | NON-HAZARDOUS | WSD11-111-STHP-00202-25-SS16 | ISOLATION | WSD11-111-AV-0212A-A01 | 25 | 1250 | PN25 | WSD11-RIO-0201 | TBA | TBA | 0 | 0 | 0 | 180 | 1150 | 600 | 1250 | 1875 | SS 316LSi | SS 316 | BALL | Tek-Fil |  | FLANGED | CLOSE | [10 empty] | Cylinder Operator |  | WSD11-ECCP-1000 | PROCESS XLV ROOM | THP COURTYARD | FD40 V60 |  | FLOW-TEK | BRAY |  | +65 63355850 |  | bsea.rfq.team@bray.com | SINGAPORE |  |  |  | SR130 |  | ECONOSTO | ECONOSTO | https://www.econosto.fi/en/ | (+65) 6862 5200 | (+65) 6861 3822 | econosto@singnet.com.sg | FINLAND | [7 empty] | CAMBI
0010282358 | AT_CVALVE | WSD11-111-AV-0213A | C4B | WSD11-111-AV-0213A | BALL_CONTROL_VALVE | Cylinder Operator | 131242-WSD11-DR-P-6021.dgn | WSD11 | 111 | STHP | AV | 0213 | A | TRAIN 2 REACTOR A STEAM LANCE 2 | TRAIN 2 REACTOR A STEAM LANCE 2 | NON-HAZARDOUS | WSD11-111-STHP-00203-25-SS16 | ISOLATION | WSD11-111-AV-0213A-A01 | 25 | 1250 | PN25 | WSD11-RIO-0201 | TBA | TBA | 0 | 0 | 0 | 180 | 1150 | 600 | 1250 | 1875 | SS 316LSi | SS 316 | BALL | Tek-Fil |  | FLANGED | CLOSE | [10 empty] | Cylinder Operator |  | WSD11-ECCP-1000 | PROCESS XLV ROOM | THP COURTYARD | FD40 V60 |  | FLOW-TEK | BRAY |  | +65 63355850 |  | bsea.rfq.team@bray.com | SINGAPORE |  |  |  | SR130 |  | ECONOSTO | ECONOSTO | https://www.econosto.fi/en/ | (+65) 6862 5200 | (+65) 6861 3822 | econosto@singnet.com.sg | FINLAND | [7 empty] | CAMBI
0010282359 | AT_CVALVE | WSD11-111-AV-0214A | C4B | WSD11-111-AV-0214A | BALL_CONTROL_VALVE | Cylinder Operator | 131242-WSD11-DR-P-6021.dgn | WSD11 | 111 | STHP | AV | 0214 | A | TRAIN 2 REACTOR A STEAM LANCE 3 | TRAIN 2 REACTOR A STEAM LANCE 3 | NON-HAZARDOUS | WSD11-111-STHP-00204-25-SS16 | ISOLATION | WSD11-111-AV-0214A-A01 | 25 | 1250 | PN25 | WSD11-RIO-0201 | TBA | TBA | 0 | 0 | 0 | 180 | 1150 | 600 | 1250 | 1875 | SS 316LSi | SS 316 | BALL | Tek-Fil |  | FLANGED | CLOSE | [10 empty] | Cylinder Operator |  | WSD11-ECCP-1000 | PROCESS XLV ROOM | THP COURTYARD | FD40 V60 |  | FLOW-TEK | BRAY |  | +65 63355850 |  | bsea.rfq.team@bray.com | SINGAPORE |  |  |  | SR130 |  | ECONOSTO | ECONOSTO | https://www.econosto.fi/en/ | (+65) 6862 5200 | (+65) 6861 3822 | econosto@singnet.com.sg | FINLAND | [7 empty] | CAMBI
0010282363 | AT_CVALVE | WSD11-111-AV-0210A | C4B | WSD11-111-AV-0210A | KNIFE_GATE_CONTROL_VALVE | Cylinder Operator | 131242-WSD11-DR-P-6021.dgn | WSD11 | 111 | DWAS | AV | 0210 | A | TRAIN 2 REACTOR A SLUDGE INLET | TRAIN 2 REACTOR A SLUDGE INLET | NON-HAZARDOUS | WSD11-111-DWAS-00215-150-SS16 | ISOLATION | WSD11-111-AV-0210A-A01 | 150 | 1250 | PN25 | WSD11-RIO-0201 | TBA | TBA | 20400 | 20400 | 20400 | 165 | 600 | 600 | 1250 | 1875 | CAST IRON | STAINLESS STEEL | DISC | AFLAS |  | FLANGED | CLOSE | [10 empty] | Cylinder Operator |  | WSD11-ECCP-1000 | PROCESS XLV ROOM | THP COURTYARD | CUK-150 |  | COTSWOLD VALVES | COTSWOLD VALVES | https://cotswoldvalves.co.uk/ |  |  | sales@cotswoldvalves.co.uk | UNITED KINGDOM |  |  |  | DLP-125 |  | FESTO | FESTO | www.festo.com/ | +65 6264 0152 |  | info@sg.festo.com. | SINGAPORE | [7 empty] | CAMBI
0010282372 | AT_PSV | WSD11-111-SRV-0202A | C4B | WSD11-111-SRV-0202A | ANGLE_PRESSURE_SAFETY_VALVE | Pressure Relief | 131242-WSD11-DR-P-6021.dgn | WSD11 | 111 | STHP | SRV | 0202 | A | TRAIN 2 REACTOR A SRV | TRAIN 2 REACTOR A SRV | NON-HAZARDOUS | WSD11-111-STLP-00202-80-SS16 | PRESSURE RELIEF | WSD11-111-SRV-0202A-A01 | 80X50 | 1250 | PN25 |  | TBA | TBA | 4500 | 4500 | 4500 | 165 | 1250 | 1250 | 1250 | 1875 | CARBON STEEL | SS 316 | SPRING | 316 Ti |  | FLANGED | [11 empty] | Pressure Relief |  |  |  |  | FIG 901 |  | ARI | ARMATUREN |  | (+65) 62666039 | (+65) 62603035 | arising@singnet.com.sg | GERMANY | [19 empty] | CAMBI
0010282374 | AT_CVALVE | WSD11-111-AV-0215A | C4B | WSD11-111-AV-0215A | BALL_CONTROL_VALVE | Cylinder Operator | 131242-WSD11-DR-P-6021.dgn | WSD11 | 111 | STLP | AV | 0215 | A | TRAIN 2 REACTOR A FLASH STEAM | TRAIN 2 REACTOR A FLASH STEAM | NON-HAZARDOUS | WSD11-111-STLP-00218B-50-SS16 | ISOLATION | WSD11-111-AV-0215A-A01 | 25 | 1250 | PN25 | WSD11-RIO-0201 | TBA | TBA | 0 | 0 | 0 | 165 | 600 | 600 | 600 | 1600 | SS 316LSi | SS 316 | BALL | Tek-Fil |  | FLANGED | CLOSE | [10 empty] | Cylinder Operator |  | WSD11-ECCP-1000 | PROCESS XLV ROOM | THP COURTYARD | FD40 V60 |  | FLOW-TEK | BRAY |  | +65 63355850 |  | bsea.rfq.team@bray.com | SINGAPORE |  |  |  | SR130 |  | ECONOSTO | ECONOSTO | https://www.econosto.fi/en/ | (+65) 6862 5200 | (+65) 6861 3822 | econosto@singnet.com.sg | FINLAND | [7 empty] | CAMBI
0010282393 | AT_CVALVE | WSD11-111-AV-0211A | C4B | WSD11-111-AV-0211A | KNIFE_GATE_CONTROL_VALVE | Cylinder Operator | 131242-WSD11-DR-P-6021.dgn | WSD11 | 111 | HS | AV | 0211 | A | TRAIN 2 REACTOR A BLOWDOWN | TRAIN 2 REACTOR A BLOWDOWN | NON-HAZARDOUS | WSD11-111-HS-00201-100-SS16 | ISOLATION | WSD11-111-AV-0211A-A01 | 100 | 1250 | PN25 | WSD11-RIO-0201 | TBA | TBA | 22900 | 22900 | 22900 | 165 | 600 | 600 | 1250 | 1875 | CAST IRON | STAINLESS STEEL | DISC | HARD NI INSERT |  | FLANGED | CLOSE | [10 empty] | Cylinder Operator |  | WSD11-ECCP-1000 | PROCESS XLV ROOM | THP COURTYARD | CUK-100 |  | COTSWOLD VALVES | COTSWOLD VALVES | https://cotswoldvalves.co.uk/ |  |  | sales@cotswoldvalves.co.uk | UNITED KINGDOM |  |  |  | DLP-125 |  | FESTO | FESTO | www.festo.com/ | +65 6264 0152 |  | info@sg.festo.com. | SINGAPORE | [7 empty] | CAMBI
0010282465 | AT_PSV | WSD11-111-SRV-0202B | C4B | WSD11-111-SRV-0202B | ANGLE_PRESSURE_SAFETY_VALVE | Pressure Relief | 131242-WSD11-DR-P-6022.dgn | WSD11 | 111 | STHP | SRV | 0202 | B | TRAIN 2 REACTOR B SRV | TRAIN 2 REACTOR B SRV | NON-HAZARDOUS | WSD11-111-STLP-00203-80-SS16 | PRESSURE RELIEF | WSD11-111-SRV-0202B-A01 | 80X50 | 1250 | PN25 |  | TBA | TBA | 4500 | 4500 | 4500 | 165 | 1250 | 1250 | 1250 | 1875 | CARBON STEEL | SS 316 | SPRING | 316 Ti |  | FLANGED | [11 empty] | Pressure Relief |  |  |  |  | FIG 901 |  | ARI | ARMATUREN |  | (+65) 62666039 | (+65) 62603035 | arising@singnet.com.sg | GERMANY | [19 empty] | CAMBI
0010282471 | AT_CVALVE | WSD11-111-AV-0215B | C4B | WSD11-111-AV-0215B | BALL_CONTROL_VALVE | Cylinder Operator | 131242-WSD11-DR-P-6022.dgn | WSD11 | 111 | STLP | AV | 0215 | B | TRAIN 2 REACTOR B FLASH STEAM | TRAIN 2 REACTOR B FLASH STEAM | NON-HAZARDOUS | WSD11-111-STLP-00219B-50-SS16 | ISOLATION | WSD11-111-AV-0215B-A01 | 25 | 1250 | PN25 | WSD11-RIO-0201 | TBA | TBA | 0 | 0 | 0 | 180 | 1150 | 600 | 1250 | 1875 | SS 316LSi | SS 316 | BALL | Tek-Fil |  | FLANGED | CLOSE | [10 empty] | Cylinder Operator |  | WSD11-ECCP-1000 | PROCESS XLV ROOM | THP COURTYARD | FD40 V60 |  | FLOW-TEK | BRAY |  | +65 63355850 |  | bsea.rfq.team@bray.com | SINGAPORE |  |  |  | SR130 |  | ECONOSTO | ECONOSTO | https://www.econosto.fi/en/ | (+65) 6862 5200 | (+65) 6861 3822 | econosto@singnet.com.sg | FINLAND | [7 empty] | CAMBI
0010282486 | AT_CVALVE | WSD11-111-AV-0210B | C4B | WSD11-111-AV-0210B | KNIFE_GATE_CONTROL_VALVE | Cylinder Operator | 131242-WSD11-DR-P-6022.dgn | WSD11 | 111 | DWAS | AV | 0210 | B | TRAIN 2 REACTOR B SLUDGE INLET | TRAIN 2 REACTOR B SLUDGE INLET | NON-HAZARDOUS | WSD11-111-DWAS-00216-150-SS16 | ISOLATION | WSD11-111-AV-0210B-A01 | 150 | 1250 | PN25 | WSD11-RIO-0201 | TBA | TBA | 20400 | 20400 | 20400 | 165 | 600 | 600 | 1250 | 1875 | CAST IRON | STAINLESS STEEL | DISC | AFLAS |  | FLANGED | CLOSE | [10 empty] | Cylinder Operator |  | WSD11-ECCP-1000 | PROCESS XLV ROOM | THP COURTYARD | CUK-100 |  | COTSWOLD VALVES | COTSWOLD VALVES | https://cotswoldvalves.co.uk/ |  |  | sales@cotswoldvalves.co.uk | UNITED KINGDOM |  |  |  | DLP-125 |  | FESTO | FESTO | www.festo.com/ | +65 6264 0152 |  | info@sg.festo.com. | SINGAPORE | [7 empty] | CAMBI
0010282488 | AT_CVALVE | WSD11-111-AV-0211B | C4B | WSD11-111-AV-0211B | KNIFE_GATE_CONTROL_VALVE | Cylinder Operator | 131242-WSD11-DR-P-6022.dgn | WSD11 | 111 | HS | AV | 0211 | B | TRAIN 2 REACTOR B BLOWDOWN | TRAIN 2 REACTOR B BLOWDOWN | NON-HAZARDOUS | WSD11-111-HS-00203-100-SS16 | ISOLATION | WSD11-111-AV-0211B-A01 | 100 | 1250 | PN25 | WSD11-RIO-0201 | TBA | TBA | 22900 | 22900 | 22900 | 165 | 600 | 600 | 1250 | 1875 | CAST IRON | STAINLESS STEEL | DISC | HARD NI INSERT |  | FLANGED | CLOSE | [10 empty] | Cylinder Operator |  | WSD11-ECCP-1000 | PROCESS XLV ROOM | THP COURTYARD | CUK-150 |  | COTSWOLD VALVES | COTSWOLD VALVES | https://cotswoldvalves.co.uk/ |  |  | sales@cotswoldvalves.co.uk | UNITED KINGDOM |  |  |  | DLP-125 |  | FESTO | FESTO | www.festo.com/ | +65 6264 0152 |  | info@sg.festo.com. | SINGAPORE | [7 empty] | CAMBI
0010282562 | AT_PSV | WSD11-111-SRV-0202C | C4B | WSD11-111-SRV-0202C | ANGLE_PRESSURE_SAFETY_VALVE | Pressure Relief | 131242-WSD11-DR-P-6023.dgn | WSD11 | 111 | STHP | SRV | 0202 | C | TRAIN 2 REACTOR C SRV | TRAIN 2 REACTOR C SRV | NON-HAZARDOUS | WSD11-111-STHP-00204-50-SS16 | PRESSURE RELIEF | WSD11-111-SRV-0202C-A01 | 80X50 | 1250 | PN25 |  | TBA | TBA | 4500 | 4500 | 4500 | 165 | 1250 | 1250 | 1250 | 1875 | CARBON STEEL | SS 316 | SPRING | 316 Ti |  | FLANGED | [11 empty] | Pressure Relief |  |  |  |  | FIG 901 |  | ARI | ARMATUREN |  | (+65) 62666039 | (+65) 62603035 | arising@singnet.com.sg | GERMANY | [19 empty] | CAMBI
0010282565 | AT_CVALVE | WSD11-111-AV-0215C | C4B | WSD11-111-AV-0215C | BALL_CONTROL_VALVE | Cylinder Operator | 131242-WSD11-DR-P-6023.dgn | WSD11 | 111 | STLP | AV | 0215 | C | TRAIN 2 REACTOR C FLASH STEAM | TRAIN 2 REACTOR C FLASH STEAM | NON-HAZARDOUS | WSD11-111-STLP-00220-50-SS16 | ISOLATION | WSD11-111-AV-0215C-A01 | 25 | 1250 | PN25 | WSD11-RIO-0201 | TBA | TBA | 0 | 0 | 0 | 180 | 1150 | 600 | 1250 | 1875 | SS 316LSi | SS 316 | BALL | Tek-Fil |  | FLANGED | CLOSE | [10 empty] | Cylinder Operator |  | WSD11-ECCP-1000 | PROCESS XLV ROOM | THP COURTYARD | FD40 V60 |  | FLOW-TEK | BRAY |  | +65 63355850 |  | bsea.rfq.team@bray.com | SINGAPORE |  |  |  | SR130 |  | ECONOSTO | ECONOSTO | https://www.econosto.fi/en/ | (+65) 6862 5200 | (+65) 6861 3822 | econosto@singnet.com.sg | FINLAND | [7 empty] | CAMBI
0010282584 | AT_CVALVE | WSD11-111-AV-0210C | C4B | WSD11-111-AV-0210C | KNIFE_GATE_CONTROL_VALVE | Cylinder Operator | 131242-WSD11-DR-P-6023.dgn | WSD11 | 111 | DWAS | AV | 0210 | C | TRAIN 2 REACTOR C SLUDGE INLET | TRAIN 2 REACTOR C SLUDGE INLET | NON-HAZARDOUS | WSD11-111-DWAS-00217-150-SS16 | ISOLATION | WSD11-111-AV-0210C-A01 | 150 | 1250 | PN25 | WSD11-RIO-0201 | TBA | TBA | 20400 | 20400 | 20400 | 165 | 600 | 600 | 1250 | 1875 | CAST IRON | STAINLESS STEEL | DISC | AFLAS |  | FLANGED | CLOSE | [10 empty] | Cylinder Operator |  | WSD11-ECCP-1000 | PROCESS XLV ROOM | THP COURTYARD | CUK-150 |  | COTSWOLD VALVES | COTSWOLD VALVES | https://cotswoldvalves.co.uk/ |  |  | sales@cotswoldvalves.co.uk | UNITED KINGDOM |  |  |  | DLP-125 |  | FESTO | FESTO | www.festo.com/ | +65 6264 0152 |  | info@sg.festo.com. | SINGAPORE | [7 empty] | CAMBI
0010282587 | AT_CVALVE | WSD11-111-AV-0211C | C4B | WSD11-111-AV-0211C | KNIFE_GATE_CONTROL_VALVE | Cylinder Operator | 131242-WSD11-DR-P-6023.dgn | WSD11 | 111 | HS | AV | 0211 | C | TRAIN 2 REACTOR C BLOWDOWN VALVE | TRAIN 2 REACTOR C BLOWDOWN VALVE | NON-HAZARDOUS | WSD11-111-HS-00205-100-SS16 | ISOLATION | WSD11-111-AV-0211C-A01 | 100 | 1250 | PN25 | WSD11-RIO-0201 | TBA | TBA | 22900 | 22900 | 22900 | 165 | 600 | 600 | 1250 | 1875 | CAST IRON | STAINLESS STEEL | DISC | HARD NI INSERT |  | FLANGED | CLOSE | [10 empty] | Cylinder Operator |  | WSD11-ECCP-1000 | PROCESS XLV ROOM | THP COURTYARD | CUK-100 |  | COTSWOLD VALVES | COTSWOLD VALVES | https://cotswoldvalves.co.uk/ |  |  | sales@cotswoldvalves.co.uk | UNITED KINGDOM |  |  |  | DLP-125 |  | FESTO | FESTO | www.festo.com/ | +65 6264 0152 |  | info@sg.festo.com. | SINGAPORE | [7 empty] | CAMBI
0010282654 | AT_PSV | WSD11-111-SRV-0202D | C4B | WSD11-111-SRV-0202D | ANGLE_PRESSURE_SAFETY_VALVE | Pressure Relief | 131242-WSD11-DR-P-6024.dgn | WSD11 | 111 | STHP | SRV | 0202 | D | TRAIN 2 REACTOR D SRV | TRAIN 2 REACTOR D SRV | NON-HAZARDOUS | WSD11-111-STHP-00205-50-SS16 | PRESSURE RELIEF | WSD11-111-SRV-0202D-A01 | 80X50 | 1250 | PN25 |  | TBA | TBA | 4500 | 4500 | 4500 | 165 | 1250 | 1250 | 1250 | 1875 | CARBON STEEL | SS 316 | SPRING | 316 Ti |  | FLANGED | [11 empty] | Pressure Relief |  |  |  |  | FIG 901 |  | ARI | ARMATUREN |  | (+65) 62666039 | (+65) 62603035 | arising@singnet.com.sg | GERMANY | [19 empty] | CAMBI
0010282657 | AT_CVALVE | WSD11-111-AV-0215D | C4B | WSD11-111-AV-0215D | BALL_CONTROL_VALVE | Cylinder Operator | 131242-WSD11-DR-P-6024.dgn | WSD11 | 111 | STLP | AV | 0215 | D | TRAIN 2 REACTOR D FLASH STEAM | TRAIN 2 REACTOR D FLASH STEAM | NON-HAZARDOUS | WSD11-111-STLP-00221-50-SS16 | ISOLATION | WSD11-111-AV-0215D-A01 | 25 | 1250 | PN25 | WSD11-RIO-0201 | TBA | TBA | 0 | 0 | 0 | 180 | 1150 | 600 | 1250 | 1875 | SS 316LSi | SS 316 | BALL | Tek-Fil |  | FLANGED | CLOSE | [10 empty] | Cylinder Operator |  | WSD11-ECCP-1000 | PROCESS XLV ROOM | THP COURTYARD | FD40 V60 |  | FLOW-TEK | BRAY |  | +65 63355850 |  | bsea.rfq.team@bray.com | SINGAPORE |  |  |  | SR130 |  | ECONOSTO | ECONOSTO | https://www.econosto.fi/en/ | (+65) 6862 5200 | (+65) 6861 3822 | econosto@singnet.com.sg | FINLAND | [7 empty] | CAMBI
0010282677 | AT_CVALVE | WSD11-111-AV-0211D | C4B | WSD11-111-AV-0211D | KNIFE_GATE_CONTROL_VALVE | Cylinder Operator | 131242-WSD11-DR-P-6024.dgn | WSD11 | 111 | HS | AV | 0211 | D | TRAIN 2 REACTOR D BLOWDOWN | TRAIN 2 REACTOR D BLOWDOWN | NON-HAZARDOUS | WSD11-111-HS-00207-100-SS16 | ISOLATION | WSD11-111-AV-0211D-A01 | 100 | 1250 | PN25 | WSD11-RIO-0201 | TBA | TBA | 22900 | 22900 | 22900 | 165 | 600 | 600 | 1250 | 1875 | CAST IRON | STAINLESS STEEL | DISC | HARD NI INSERT |  | FLANGED | CLOSE | [10 empty] | Cylinder Operator |  | WSD11-ECCP-1000 | PROCESS XLV ROOM | THP COURTYARD | CUK-100 |  | COTSWOLD VALVES | COTSWOLD VALVES | https://cotswoldvalves.co.uk/ |  |  | sales@cotswoldvalves.co.uk | UNITED KINGDOM |  |  |  | DLP-125 |  | FESTO | FESTO | www.festo.com/ | +65 6264 0152 |  | info@sg.festo.com. | SINGAPORE | [7 empty] | CAMBI
0010282678 | AT_CVALVE | WSD11-111-AV-0210D | C4B | WSD11-111-AV-0210D | KNIFE_GATE_CONTROL_VALVE | Cylinder Operator | 131242-WSD11-DR-P-6024.dgn | WSD11 | 111 | DWAS | AV | 0210 | D | TRAIN 2 REACTOR D SLUDGE INLET | TRAIN 2 REACTOR D SLUDGE INLET | NON-HAZARDOUS | WSD11-111-DWAS-00218-150-SS16 | ISOLATION | WSD11-111-AV-0210D-A01 | 150 | 1250 | PN25 | WSD11-RIO-0201 | TBA | TBA | 20400 | 20400 | 20400 | 165 | 600 | 600 | 1250 | 1875 | CAST IRON | STAINLESS STEEL | DISC | AFLAS |  | FLANGED | CLOSE | [10 empty] | Cylinder Operator |  | WSD11-ECCP-1000 | PROCESS XLV ROOM | THP COURTYARD | CUK-150 |  | COTSWOLD VALVES | COTSWOLD VALVES | https://cotswoldvalves.co.uk/ |  |  | sales@cotswoldvalves.co.uk | UNITED KINGDOM |  |  |  | DLP-125 |  | FESTO | FESTO | www.festo.com/ | +65 6264 0152 |  | info@sg.festo.com. | SINGAPORE | [7 empty] | CAMBI
0010282731 | AT_PSV | WSD11-111-SRV-0203 | C4B | WSD11-111-SRV-0203 | ANGLE_PRESSURE_SAFETY_VALVE | Pressure Relief | 131242-WSD11-DR-P-6025.dgn | WSD11 | 111 | STHP | SRV | 0203 |  | TRAIN 2 FLASHTANK SRV | TRAIN 2 FLASHTANK SRV | NON-HAZARDOUS | WSD11-111-STLP-00206-50-SS16 | PRESSURE RELIEF | WSD11-111-SRV-0203-A01 | 80X50 | 500 | PN16 |  | TBA | TBA | 2300 | 2300 | 2300 | 107 | 500 | 500 | 500 | 825 | CARBON STEEL | SS 316 | SPRING | 316 Ti |  | FLANGED | [11 empty] | Pressure Relief |  |  |  |  | FIG 901 |  | ARI | ARMATUREN |  | (+65) 62666039 | (+65) 62603035 | arising@singnet.com.sg | GERMANY | [19 empty] | CAMBI
0010282806 | AT_CVALVE | WSD11-112-FCV-0201 | C4B | WSD11-112-FCV-0201 | GLOBE_CONTROL_VALVE | Diaphragm Actuator | 131242-WSD11-DR-P-6026.dgn | WSD11 | 112 | G2D | FCV | 0201 |  | TRAIN 2 FLASHTANK DISCHARGE G2D DILUTION WATER | TRAIN 2 FLASHTANK DISCHARGE G2D DILUTION WATER | NON-HAZARDOUS | WSD11-112-G2D-00201-40-SS16 | FLOW CONTROL | WSD11-112-FCV-0201-A01 | 40 | 900 | PN16 | WSD11-RIO-0201 | TBA | TBA | 9360 | 9360 | 15000 | 30 | 600 | 600 | 900 | 1500 | CAST IRON | STAINLESS STEEL | PLUG | STAINLESS STEEL |  | FLANGED | CLOSE | [10 empty] | Diaphragm Actuator |  | WSD11-ECCP-1000 | PROCESS XLV ROOM | THP COURTYARD | PV 6211 |  | RTK | RTK |  | +49 7154 / 1314 0 |  | info@rtk.de | GERMANY |  |  |  | ST-6100 |  | RTK | RTK | www.rtk.de | +49 7154 / 1314 0 |  | info@rtk.de | GERMANY | [7 empty] | CAMBI
0010282859 | AT_CVALVE | WSD11-112-AV-0201A | C4B | WSD11-112-AV-0201A | KNIFE_GATE_CONTROL_VALVE | Cylinder Operator | 131242-WSD11-DR-P-6026.dgn | WSD11 | 112 | HS | AV | 0201 | A | TRAIN 2 FLASHTANK DISCHARGE PUMP A DISCHARGE | TRAIN 2 FLASHTANK DISCHARGE PUMP A DISCHARGE | NON-HAZARDOUS | WSD11-112-HS-00202-100-SS16 | ISOLATION | WSD11-112-AV-0201A-A01 | 100 | 1000 | PN16 | WSD11-RIO-0201 | TBA | TBA | 33000 | 9200 | 46000 | 80 | 193 | 200 | 245 | 1500 | CAST IRON | STAINLESS STEEL | DISC | AFLAS |  | FLANGED | CLOSE | [10 empty] | Cylinder Operator |  | WSD11-ECCP-1000 | PROCESS XLV ROOM | THP COURTYARD | CUK-100 |  | COTSWOLD VALVES | COTSWOLD VALVES | https://cotswoldvalves.co.uk/ |  |  | sales@cotswoldvalves.co.uk | UNITED KINGDOM |  |  |  | DLP-125 |  | FESTO | FESTO | www.festo.com/ | +65 6264 0152 |  | info@sg.festo.com. | SINGAPORE | [7 empty] | CAMBI
0010282860 | AT_CVALVE | WSD11-112-AV-0201B | C4B | WSD11-112-AV-0201B | KNIFE_GATE_CONTROL_VALVE | Cylinder Operator | 131242-WSD11-DR-P-6026.dgn | WSD11 | 112 | HS | AV | 0201 | B | TRAIN 2 FLASHTANK DISCHARGE PUMP B DISCHARGE | TRAIN 2 FLASHTANK DISCHARGE PUMP B DISCHARGE | NON-HAZARDOUS | WSD11-112-HS-00203-100-SS16 | ISOLATION | WSD11-112-AV-0201B-A01 | 100 | 1000 | PN16 | WSD11-RIO-0201 | TBA | TBA | 33000 | 9200 | 46000 | 80 | 193 | 200 | 245 | 1500 | CAST IRON | STAINLESS STEEL | DISC | AFLAS |  | FLANGED | CLOSE | [10 empty] | Cylinder Operator |  | WSD11-ECCP-1000 | PROCESS XLV ROOM | THP COURTYARD | CUK-100 |  | COTSWOLD VALVES | COTSWOLD VALVES | https://cotswoldvalves.co.uk/ |  |  | sales@cotswoldvalves.co.uk | UNITED KINGDOM |  |  |  | DLP-125 |  | FESTO | FESTO | www.festo.com/ | +65 6264 0152 |  | info@sg.festo.com. | SINGAPORE | [7 empty] | CAMBI
0010282997 | AT_CVALVE | WSD11-111-AV-0218 | C4B | WSD11-111-AV-0218 | BALL_CONTROL_VALVE | Cylinder Operator | 131242-WSD11-DR-P-6028.dgn | WSD11 | 111 | G2D | AV | 0218 |  | TRAIN 2 PGS G2D SUPPPLY | TRAIN 2 PGS G2D SUPPPLY | NON-HAZARDOUS | WSD11-111-G2D-00208-25-SS16 | ISOLATION | WSD11-111-AV-0218-A01 | 15 | 1000 | PN16 | WSD11-RIO-0201 | TBA | TBA | 6000 | 6000 | 6000 | 30 | 600 | 600 | 600 | 1500 | SS 316 | SS 316 | BALL | TFM 1600 |  | FLANGED | CLOSE | [10 empty] | Cylinder Operator |  | WSD11-ECCP-1000 | PROCESS XLV ROOM | THP COURTYARD | FD10 |  | FLOW-TEK | BRAY |  | +65 63355850 |  | bsea.rfq.team@bray.com | SINGAPORE |  |  |  | ADA40 |  | ECONOSTO | ECONOSTO | https://www.econosto.fi/en/ | (+65) 6862 5200 | (+65) 6861 3822 | econosto@singnet.com.sg | FINLAND | [7 empty] | CAMBI
0010283012 | AT_CVALVE | WSD11-111-AV-0216 | C4B | WSD11-111-AV-0216 | BALL_CONTROL_VALVE | Cylinder Operator | 131242-WSD11-DR-P-6028.dgn | WSD11 | 111 | FA | AV | 0216 |  | TRAIN 2 PGS INLET VALVE | TRAIN 2 PGS INLET VALVE | NON-HAZARDOUS | WSD11-111-FA-00217-50-SS16 | ISOLATION | WSD11-111-AV-0216-A01 | 50 | 550 | PN16 | WSD11-RIO-0201 | TBA | TBA | 30 | 30 | 30 | 30 | 350 | 350 | 350 | 825 | SS 316LSi | SS 316 | BALL | Tek-Fil |  | FLANGED | CLOSE | [10 empty] | Cylinder Operator |  | WSD11-ECCP-1000 | PROCESS XLV ROOM | THP COURTYARD | FD10 |  | FLOW-TEK | BRAY |  | +65 63355850 |  | bsea.rfq.team@bray.com | SINGAPORE |  |  |  | ADA40 |  | ECONOSTO | ECONOSTO | https://www.econosto.fi/en/ | (+65) 6862 5200 | (+65) 6861 3822 | econosto@singnet.com.sg | FINLAND | [7 empty] | CAMBI
0010283020 | AT_PSV | WSD11-111-SRV-0205 | C4B | WSD11-111-SRV-0205 | ANGLE_PRESSURE_SAFETY_VALVE | Pressure Relief | 131242-WSD11-DR-P-6028.dgn | WSD11 | 111 | FA | SRV | 0205 |  | TRAIN 2 PROCESS GAS SKID DRUM SRV | TRAIN 2 PROCESS GAS SKID DRUM SRV | NON-HAZARDOUS | WSD11-111-FA-00226-15-SS16 | PRESSURE RELIEF | WSD11-111-SRV-0205-A01 | 15X15 | 900 | PN16 |  | TBA | TBA | 3500 | 3500 | 3500 | 50 | 900 | 900 | 900 | 1500 | STAINLESS STEEL | STAINLESS STEEL | SPRING | 316 Ti |  | THREADED | [11 empty] | Pressure Relief |  |  |  |  | FIG 961 |  | ARI | ARMATUREN |  | (+65) 62666039 | (+65) 62603035 | arising@singnet.com.sg | GERMANY | [19 empty] | CAMBI
0010283022 | AT_CVALVE | WSD11-111-AV-0217 | C4B | WSD11-111-AV-0217 | BALL_CONTROL_VALVE | Cylinder Operator | 131242-WSD11-DR-P-6028.dgn | WSD11 | 111 | FA | AV | 0217 |  | TRAIN 2 PGS DISCHARGE | TRAIN 2 PGS DISCHARGE | NON-HAZARDOUS | WSD11-111-FA-00201-50-SS16 | ISOLATION | WSD11-111-AV-0217-A01 | 50 | 900 | PN16 | WSD11-RIO-0201 | TBA | TBA | 500 | 500 | 420 | 55 | 200 | 320 | 350 | 1350 | SS 316LSi | SS 316 | BALL | Tek-Fil |  | FLANGED | CLOSE | [10 empty] | Cylinder Operator |  | WSD11-ECCP-1000 | PROCESS XLV ROOM | THP COURTYARD | FD10 |  | FLOW-TEK | BRAY |  | +65 63355850 |  | bsea.rfq.team@bray.com | SINGAPORE |  |  |  | ADA40 |  | ECONOSTO | ECONOSTO | https://www.econosto.fi/en/ | (+65) 6862 5200 | (+65) 6861 3822 | econosto@singnet.com.sg | FINLAND | [7 empty] | CAMBI
0010283456 | AT_CVALVE | WSD11-112-FCV-0203A | C4B | WSD11-112-FCV-0203A | GLOBE_CONTROL_VALVE | Diaphragm Actuator | 131242-WSD11-DR-P-6033.dgn | WSD11 | 112 | HWR | FCV | 0203 | A | TRAIN 2 PRECOOLER STAGE 1 COOLER A G2D INLET | TRAIN 2 PRECOOLER STAGE 1 COOLER A G2D INLET | NON-HAZARDOUS | WSD11-112-HWR-00217-65-SS16 | FLOW CONTROL | WSD11-112-FCV-0203A-A01 | 65 | 900 | PN16 | WSD11-RIO-0201 | TBA | TBA | 19500 | 16000 | 30000 | 50 | 500 | 450 | 530 | 1350 | CAST IRON | STAINLESS STEEL | PLUG | STAINLESS STEEL |  | FLANGED | CLOSE | [10 empty] | Diaphragm Actuator |  | WSD11-ECCP-1000 | PROCESS XLV ROOM | THP COURTYARD | PV 6311 |  | RTK | RTK | www.rtk.de | +49 7154 / 1314 0 |  | info@rtk.de | GERMANY |  |  |  | ST-6100 |  | RTK | RTK | www.rtk.de | +49 7154 / 1314 0 |  | info@rtk.de | GERMANY | [7 empty] | CAMBI
0010283464 | AT_CVALVE | WSD11-112-FCV-0203B | C4B | WSD11-112-FCV-0203B | GLOBE_CONTROL_VALVE | Diaphragm Actuator | 131242-WSD11-DR-P-6033.dgn | WSD11 | 112 | HWR | FCV | 0203 | B | TRAIN 2 PRECOOLER STAGE 1 COOLER B G2D INLET | TRAIN 2 PRECOOLER STAGE 1 COOLER B G2D INLET | NON-HAZARDOUS | WSD11-112-HWR-00204-100-SS16 | FLOW CONTROL | WSD11-112-FCV-0203B-A01 | 65 | 900 | PN16 | WSD11-RIO-0201 | TBA | TBA | 19500 | 16000 | 30000 | 50 | 500 | 450 | 530 | 1350 | CAST IRON | STAINLESS STEEL | PLUG | STAINLESS STEEL |  | FLANGED | CLOSE | [10 empty] | Diaphragm Actuator |  | WSD11-ECCP-1000 | PROCESS XLV ROOM | THP COURTYARD | PV 6311 |  | RTK | RTK | www.rtk.de | +49 7154 / 1314 0 |  | info@rtk.de | GERMANY |  |  |  | ST-6100 |  | RTK | RTK | www.rtk.de | +49 7154 / 1314 0 |  | info@rtk.de | GERMANY | [7 empty] | CAMBI
0010283762 | AT_CVALVE | WSD11-112-AV-0202A | C4B | WSD11-112-AV-0202A | KNIFE_GATE_CONTROL_VALVE | Cylinder Operator | 131242-WSD11-DR-P-6034.dgn | WSD11 | 112 | HS | AV | 0202 | A | TRAIN 2 PRECOOLER STAGE 2 RECIRC PUMP A DISCHARGE | TRAIN 2 PRECOOLER STAGE 2 RECIRC PUMP A DISCHARGE | NON-HAZARDOUS | WSD11-112-HS-00209-100-SS16 | ISOLATION | WSD11-112-AV-0202A-A01 | 100 | 1200 | PN16 | WSD11-RIO-0201 | TBA | TBA | 10400 | 9200 | 46000 | 56 | 263 | 200 | 600 | 1500 | CAST IRON | STAINLESS STEEL | DISC | AFLAS |  | FLANGED | CLOSE | [10 empty] | Cylinder Operator |  | WSD11-ECCP-1000 | PROCESS XLV ROOM | THP COURTYARD | CUK-100 |  | COTSWOLD VALVES | COTSWOLD VALVES | https://cotswoldvalves.co.uk/ |  |  | sales@cotswoldvalves.co.uk | UNITED KINGDOM |  |  |  | DLP-125 |  | FESTO | FESTO | www.festo.com/ | +65 6264 0152 |  | info@sg.festo.com. | SINGAPORE | [7 empty] | CAMBI
0010283771 | AT_CVALVE | WSD11-112-AV-0202B | C4B | WSD11-112-AV-0202B | KNIFE_GATE_CONTROL_VALVE | Cylinder Operator | 131242-WSD11-DR-P-6034.dgn | WSD11 | 112 | HS | AV | 0202 | B | TRAIN 2 PRECOOLER STAGE 2 RECIRC PUMP B DISCHARGE | TRAIN 2 PRECOOLER STAGE 2 RECIRC PUMP B DISCHARGE | NON-HAZARDOUS | WSD11-112-HS-00210-100-SS16 | ISOLATION | WSD11-112-AV-0202B-A01 | 100 | 1200 | PN16 | WSD11-RIO-0201 | TBA | TBA | 10400 | 9200 | 46000 | 56 | 263 | 200 | 600 | 1500 | CAST IRON | STAINLESS STEEL | DISC | AFLAS |  | FLANGED | CLOSE | [10 empty] | Cylinder Operator |  | WSD11-ECCP-1000 | PROCESS XLV ROOM | THP COURTYARD | CUK-100 |  | COTSWOLD VALVES | COTSWOLD VALVES | https://cotswoldvalves.co.uk/ |  |  | sales@cotswoldvalves.co.uk | UNITED KINGDOM |  |  |  | DLP-125 |  | FESTO | FESTO | www.festo.com/ | +65 6264 0152 |  | info@sg.festo.com. | SINGAPORE | [7 empty] | CAMBI
0010283878 | AT_CVALVE | WSD11-112-FCV-0205A | C4B | WSD11-112-FCV-0205A | GLOBE_CONTROL_VALVE | Diaphragm Actuator | 131242-WSD11-DR-P-6035.dgn | WSD11 | 112 | HWR | FCV | 0205 | A | TRAIN 2 PRECOOLER STAGE 2 COOLER A G2D INLET | TRAIN 2 PRECOOLER STAGE 2 COOLER A G2D INLET | NON-HAZARDOUS | WSD11-112-HWR-00220-100-SS16 | FLOW CONTROL | WSD11-112-FCV-0205A-A01 | 100 | 1000 | PN16 | WSD11-RIO-0201 | TBA | TBA | 66100 | 40000 | 82000 | 35 | 110 | 130 | 200 | 1500 | CAST IRON | STAINLESS STEEL | PLUG | STAINLESS STEEL |  | FLANGED | CLOSE | [10 empty] | Diaphragm Actuator |  | WSD11-ECCP-1000 | PROCESS XLV ROOM | THP COURTYARD | PV 6311 |  | RTK | RTK |  | +49 7154 / 1314 0 |  | info@rtk.de | GERMANY |  |  |  | ST-6100 |  | RTK | RTK | www.rtk.de | +49 7154 / 1314 0 |  | info@rtk.de | GERMANY | [7 empty] | CAMBI
0010283884 | AT_CVALVE | WSD11-112-FCV-0205B | C4B | WSD11-112-FCV-0205B | GLOBE_CONTROL_VALVE | Diaphragm Actuator | 131242-WSD11-DR-P-6035.dgn | WSD11 | 112 | HWR | FCV | 0205 | B | TRAIN 2 PRECOOLER STAGE 2 COOLER B G2D INLET | TRAIN 2 PRECOOLER STAGE 2 COOLER B G2D INLET | NON-HAZARDOUS | WSD11-112-HWR-00221-100-SS16 | FLOW CONTROL | WSD11-112-FCV-0205B-A01 | 100 | 1000 | PN16 | WSD11-RIO-0201 | TBA | TBA | 66100 | 40000 | 82000 | 50 | 500 | 450 | 530 | 1500 | CAST IRON | STAINLESS STEEL | PLUG | STAINLESS STEEL |  | FLANGED | CLOSE | [10 empty] | Diaphragm Actuator |  | WSD11-ECCP-1000 | PROCESS XLV ROOM | THP COURTYARD | PV 6311 |  | RTK | RTK |  | +49 7154 / 1314 0 |  | info@rtk.de | GERMANY |  |  |  | ST-6100 |  | RTK | RTK | www.rtk.de | +49 7154 / 1314 0 |  | info@rtk.de | GERMANY | [7 empty] | CAMBI
0010284125 | AT_CVALVE | WSD11-112-AV-0203B | C4B | WSD11-112-AV-0203B | KNIFE_GATE_CONTROL_VALVE | Cylinder Operator | 131242-WSD11-DR-P-6036.dgn | WSD11 | 112 | HS | AV | 0203 | B | TRAIN 2 DIGESTER FEED PUMP B DISCHARGE | TRAIN 2 DIGESTER FEED PUMP B DISCHARGE | NON-HAZARDOUS | WSD11-112-HS-00218-100-SS16 | ISOLATION | WSD11-112-AV-0203B-A01 | 100 | 1000 | PN16 | WSD11-RIO-0201 | TBA | TBA | 20800 | 20800 | 30000 | 50 | 523 | 400 | 600 | 1500 | CAST IRON | STAINLESS STEEL | DISC | AFLAS |  | FLANGED | CLOSE | [10 empty] | Cylinder Operator |  | WSD11-ECCP-1000 | PROCESS XLV ROOM | THP COURTYARD | CUK-100 |  | COTSWOLD VALVES | COTSWOLD VALVES | https://cotswoldvalves.co.uk/ |  |  | sales@cotswoldvalves.co.uk | UNITED KINGDOM |  |  |  | DLP-125 |  | FESTO | FESTO | www.festo.com/ | +65 6264 0152 |  | info@sg.festo.com. | SINGAPORE | [7 empty] | CAMBI
0010292607 | AT_CVALVE | WST02-201-MV-0103 | C4B | WST02-201-MV-0103 | KNIFE_GATE_CONTROL_VALVE | Motor Operator | 131242-WST02-DR-P-6000.dgn | WST02 | 201 | TCI | MV | 0103 |  | EQUALIZATION TANK 2 TCI ISOLATION VALVE | EQUALIZATION TANK 2 TCI ISOLATION VALVE | NON-HAZARDOUS | WST02-201-TCI-00201-250-CSEL | ISOLATION | WST02-201-MV-0103-A01 | 250 | 1000 | PN10 | WST02-RIO-0201 | 131242-WST02-DS-M-5207 | 131242-WST02-DS-M-5207 | 263000 | 65000 | 288000 | 32 | 98 | 98 | 98 | 200 | DI w/ Epoxy Coating | SS316 | DISC | RESILIENT SEAT EPDM | NA | FLANGED | None | 45 | 30 | 400 | 50 | 1400 |  |  |  |  | CW | Motor Operator | Type 21 | WST02-ECCP-1000 | SSNR XLV ROOM | SSN EQ TANK AREA | MONO-A, TYPE C-102 |  | JASH | JASH | https://jashindia.com/ | +91-731- 2720143, 2721143 |  | info@jashindia.com | INDIA |  |  |  | SA07.2+AC01.2-A-45 |  | AUMA | AUMA | https://www.auma.com/en_GB | +49 7631 809 - 0 |  | info@auma.com | GERMANY | [7 empty] | PURI-TEQ
0010292621 | AT_CVALVE | WST02-201-FCV-0101 | C4B | WST02-201-FCV-0101 | BUTTERFLY_CONTROL_VALVE | Motor Operator | 131242-WST02-DR-P-6000.dgn | WST02 | 201 | TCI | FCV | 0101 |  | TCI INLET FLOW CONTROL VALVE | TCI INLET FLOW CONTROL VALVE | NON-HAZARDOUS | WST02-201-TCI-00001-250-CSEL | FLOW CONTROL | WST02-201-FCV-0101-A01 | 200 | 1000 | PN10 | WST02-RIO-0201 | 131242-WST02-DS-M-5701 | 131242-WST02-DS-M-5701 | 263000 | 65000 | 288000 | 32 | 98 | 98 | 98 | 200 | ASTM A351 Gr. CF8M | ASTM A564 Gr. 630 | DISC | PTFE | NA | WAFER | None | 0.5 | 250 | 400 | 50 | 1500 |  |  |  |  | CW | Motor Operator | Type 22 | WST02-ECCP-1000 | SSNR XLV ROOM | SSN EQ TANK AREA | DANAIS 150 |  | KSB | KSB | https://www.ksb.com/en-sg | +65 6757 7200 |  | Gen_info@ksb.com | China |  |  |  | AQ25 LOGIC POSITIONER |  | Bernard Control | Bernard Control | https://www.bernardcontrols.com/en | + 65 65 654 227 |  | inquiry.singapore@bernardcontrols.com | [8 empty] | KSB
0010292647 | AT_CVALVE | WST02-201-MV-0204 | C4B | WST02-201-MV-0204 | KNIFE_GATE_CONTROL_VALVE | Motor Operator | 131242-WST02-DR-P-6000.dgn | WST02 | 201 | DC | MV | 0204 |  | EQUALIZATION TANK 2 DC INLET ISOLATION VALVE | EQUALIZATION TANK 2 DC INLET ISOLATION VALVE | NON-HAZARDOUS | WST02-201-DC-00201-250-CSEL | ISOLATION | WST02-201-MV-0204-A01 | 250 | 1000 | PN10 | WST02-RIO-0201 | 131242-WST02-DS-M-5201 | 131242-WST02-DS-M-5201 | 263300 | 263300 | 288000 | 40 | 230 | 110 | 230 | 500 | DI w/ Epoxy Coating | SS316 | DISC | RESILIENT SEAT EPDM | NA | FLANGED | None | 45 | 30 | 400 | 50 | 1400 |  |  |  |  | CW | Motor Operator | Type 21 | WST02-ECCP-1000 | SSNR XLV ROOM | SSN EQ TANK AREA | MONO-A, TYPE C-102 |  | JASH | JASH | https://jashindia.com/ | +91-731- 2720143, 2721143 |  | info@jashindia.com | INDIA |  |  |  | SA07.2+AC01.2-A-45 |  | AUMA | AUMA | https://www.auma.com/en_GB | +49 7631 809 - 0 |  | info@auma.com | GERMANY | [7 empty] | PURI-TEQ
0010292652 | AT_PSV | WST02-403-BPV-0122 | C4B | WST02-403-BPV-0122 | GATE_PRESSURE_SAFETY_VALVE | Back Pressure Regulator | 131242-WST02-DR-P-6000.dgn | WST02 | 403 | SHYD | BPV | 0122 |  | SODIUM HYDROXIDE DOSING TO EQUALIZATION TANK 1 PRESSURE REGULATOR | SHYD DOSING TO EQ TANK 1 BPV | NON-HAZARDOUS | WST02-403-SHYD-00114-40-CPVC | PRESSURE REGULATION | WST02-403-BPV-0122-A01 | 40X40 | 1000 | PN10 | NA | 131242-WST02-DS-M-5511 | 131242-WST02-DS-M-5511 | 204 | 28 | 500 | 28 | 293 | 283 | 310 | 500 | CPVC | NA | DIAPHRAGM | PTFE | NA | THREADED | None | [10 empty] | Back Pressure Regulator | NA | NA | NA | NA | BPG155CP |  | GRIFFCO | GRIFFCO | www.griffcovalve.com | +1-716-835-0891 | +1-716-835-0893 | Sales@griffcovalve.com | USA |  |  |  | NA |  | NA | NA | [12 empty] | PROMINENT
0010292660 | AT_PSV | WST02-403-BPV-0222 | C4B | WST02-403-BPV-0222 | GATE_PRESSURE_SAFETY_VALVE | Back Pressure Regulator | 131242-WST02-DR-P-6000.dgn | WST02 | 403 | SHYD | BPV | 0222 |  | SODIUM HYDROXIDE DOSING TO EQUALIZATION TANK 2 PRESSURE REGULATOR | SHYD DOSING TO EQ TANK 2 BPV | NON-HAZARDOUS | WST02-403-SHYD-00214-40-CPVC | PRESSURE REGULATION | WST02-403-BPV-0222-A01 | 40X40 | 1000 | PN10 | NA | 131242-WST02-DS-M-5511 | 131242-WST02-DS-M-5511 | 204 | 28 | 500 | 28 | 293 | 283 | 310 | 500 | CPVC | NA | DIAPHRAGM | PTFE | NA | THREADED | None | [10 empty] | Back Pressure Regulator | NA | NA | NA | NA | BPG155CP |  | GRIFFCO | GRIFFCO | www.griffcovalve.com | +1-716-835-0891 | +1-716-835-0893 | Sales@griffcovalve.com | USA |  |  |  | NA |  | NA | NA | [12 empty] | PROMINENT
0010292711 | AT_CVALVE | WST02-201-MV-0202 | C4B | WST02-201-MV-0202 | KNIFE_GATE_CONTROL_VALVE | Motor Operator | 131242-WST02-DR-P-6000.dgn | WST02 | 201 | DC | MV | 0202 |  | DC INLET ISOLATION VALVE | DC INLET ISOLATION VALVE | NON-HAZARDOUS | WST02-201-DC-00001-250-CSEL | ISOLATION | WST02-201-MV-0202-A01 | 250 | 600 | PN10 | WST02-RIO-0201 | 131242-WST02-DS-M-5202 | 131242-WST02-DS-M-5202 | 263300 | 223200 | 288000 | 40 | 230 | 110 | 230 | 400 | DI w/ Epoxy Coating | SS316 | DISC | RESILIENT SEAT EPDM | NA | FLANGED | None | 45 | 30 | 400 | 50 | 1400 |  |  |  |  | CW | Motor Operator | Type 21 | WST02-ECCP-1000 | SSNR XLV ROOM | SSN EQ TANK AREA | MONO-A, TYPE C-102 |  | JASH | JASH | https://jashindia.com/ | +91-731- 2720143, 2721143 |  | info@jashindia.com | INDIA |  |  |  | SA07.2+AC01.2-A-45 |  | AUMA | AUMA | https://www.auma.com/en_GB | +49 7631 809 - 0 |  | info@auma.com | GERMANY | [7 empty] | PURI-TEQ
0010292718 | AT_CVALVE | WST02-201-MV-0203 | C4B | WST02-201-MV-0203 | KNIFE_GATE_CONTROL_VALVE | Motor Operator | 131242-WST02-DR-P-6000.dgn | WST02 | 201 | DC | MV | 0203 |  | EQUALIZATION TANK 1 DC INLET ISOLATION VALVE | EQUALIZATION TANK 1 DC INLET ISOLATION VALVE | NON-HAZARDOUS | WST02-201-DC-00101-250-CSEL | ISOLATION | WST02-201-MV-0203-A01 | 250 | 1000 | PN10 | WST02-RIO-0201 | 131242-WST02-DS-M-5201 | 131242-WST02-DS-M-5201 | 263300 | 111000 | 288000 | 40 | 230 | 110 | 230 | 400 | DI w/ Epoxy Coating | SS316 | DISC | RESILIENT SEAT EPDM | NA | FLANGED | None | 45 | 30 | 400 | 50 | 1400 |  |  |  |  | CW | Motor Operator | Type 21 | WST02-ECCP-1000 | SSNR XLV ROOM | SSN EQ TANK AREA | MONO-A, TYPE C-102 |  | JASH | JASH | https://jashindia.com/ | +91-731- 2720143, 2721143 |  | info@jashindia.com | INDIA |  |  |  | SA07.2+AC01.2-A-45 |  | AUMA | AUMA | https://www.auma.com/en_GB | +49 7631 809 - 0 |  | info@auma.com | GERMANY | [7 empty] | PURI-TEQ
0010292720 | AT_CVALVE | WST02-201-MV-0102 | C4B | WST02-201-MV-0102 | KNIFE_GATE_CONTROL_VALVE | Motor Operator | 131242-WST02-DR-P-6000.dgn | WST02 | 201 | TCI | MV | 0102 |  | EQUALIZATION TANK 1 TCI INLET ISOLATION VALVE | EQUALIZATION TANK 1 TCI INLET ISOLATION VALVE | NON-HAZARDOUS | WST02-201-TCI-00101-250-CSEL | ISOLATION | WST02-201-MV-0102-A01 | 250 | 1000 | PN10 | WST02-RIO-0201 | 131242-WST02-DS-M-5207 | 131242-WST02-DS-M-5207 | 263000 | 65000 | 288000 | 32 | 98 | 98 | 98 | 200 | DI w/ Epoxy Coating | SS316 | DISC | RESILIENT SEAT EPDM | NA | FLANGED | None | 45 | 30 | 400 | 50 | 1400 |  |  |  |  | CW | Motor Operator | Type 21 | WST02-ECCP-1000 | SSNR XLV ROOM | SSN EQ TANK AREA | MONO-A, TYPE C-102 |  | JASH | JASH | https://jashindia.com/ | +91-731- 2720143, 2721143 |  | info@jashindia.com | INDIA |  |  |  | SA07.2+AC01.2-A-45 |  | AUMA | AUMA | https://www.auma.com/en_GB | +49 7631 809 - 0 |  | info@auma.com | GERMANY | [7 empty] | PURI-TEQ
0010292734 | AT_CVALVE | WST02-201-MV-0101 | C4B | WST02-201-MV-0101 | KNIFE_GATE_CONTROL_VALVE | Motor Operator | 131242-WST02-DR-P-6000.dgn | WST02 | 201 | TCI | MV | 0101 |  | TCI INLET ISOLATION VALVE | TCI INLET ISOLATION VALVE | NON-HAZARDOUS | WST02-201-TCI-00001-250-CSEL | ISOLATION | WST02-201-MV-0101-A01 | 250 | 1000 | PN10 | WST02-RIO-0201 | 131242-WST02-DS-M-5208 | 131242-WST02-DS-M-5208 | 263000 | 65000 | 288000 | 32 | 98 | 98 | 98 | 200 | DI w/ Epoxy Coating | SS316 | DISC | RESILIENT SEAT EPDM | NA | FLANGED | None | 45 | 30 | 400 | 50 | 1400 |  |  |  |  | CW | Motor Operator | Type 21 | WST02-ECCP-1000 | SSNR XLV ROOM | SSN EQ TANK AREA | MONO-A, TYPE C-102 |  | JASH | JASH | https://jashindia.com/ | +91-731- 2720143, 2721143 |  | info@jashindia.com | INDIA |  |  |  | SA07.2+AC01.2-A-45 |  | AUMA | AUMA | https://www.auma.com/en_GB | +49 7631 809 - 0 |  | info@auma.com | GERMANY | [7 empty] | PURI-TEQ
0010292737 | AT_PSV | WST02-400-BPV-0123 | C4B | WST02-400-BPV-0123 | GATE_PRESSURE_SAFETY_VALVE | Back Pressure Regulator | 131242-WST02-DR-P-6000.dgn | WST02 | 400 | ASC | BPV | 0123 |  | ANTISCALANT DOSING TO EQUALIZATION TANK 1 DISCHARGE LINE PRESSURE REGULATOR | ASC DOSING TO EQ TANK 1 DISCHARGE LINE BPV | NON-HAZARDOUS | WST02-400-ASC-00163-15-CPVC | PRESSURE REGULATION | WST02-400-BPV-0123-A01 | 15X15 | 1000 | PN10 | NA | 131242-WST02-DS-M-5551 | 131242-WST02-DS-M-5551 | 5.3 | 1 | 20 | 30 | 130 | 120 | 176 | 300 | PP | NA | DIAPHRAGM | PTFE | NA | THREADED | None | [10 empty] | Back Pressure Regulator | NA | NA | NA | NA | BPG155CP |  | GRIFFCO | GRIFFCO | www.griffcovalve.com | +1-716-835-0891 | +1-716-835-0893 | Sales@griffcovalve.com | USA |  |  |  | NA |  | NA | NA | [12 empty] | PROMINENT
0010292738 | AT_CVALVE | WST02-201-MV-0201 | C4B | WST02-201-MV-0201 | KNIFE_GATE_CONTROL_VALVE | Motor Operator | 131242-WST02-DR-P-6000.dgn | WST02 | 201 | DC | MV | 0201 |  | DC BYPASS LINE ISOLATION VALVE | DC BYPASS LINE ISOLATION VALVE | NON-HAZARDOUS | WST02-201-DC-00003-250-CSEL | ISOLATION | WST02-201-MV-0201-A01 | 250 | 1000 | PN10 | WST02-RIO-0201 | 131242-WST02-DS-M-5203 | 131242-WST02-DS-M-5203 | 263300 | 223200 | 288000 | 40 | 230 | 110 | 230 | 400 | DI w/ Epoxy Coating | SS316 | DISC | RESILIENT SEAT EPDM | NA | FLANGED | None | 45 | 30 | 400 | 50 | 1400 |  |  |  |  | CW | Motor Operator | Type 21 | WST02-ECCP-1000 | SSNR XLV ROOM | SSN EQ TANK AREA | ZFI-BD, TYPE C-205 |  | JASH | JASH | https://jashindia.com/ | +91-731- 2720143, 2721143 |  | info@jashindia.com | INDIA |  |  |  | SA07.2+AC01.2-A-45 |  | AUMA | AUMA | https://www.auma.com/en_GB | +49 7631 809 - 0 |  | info@auma.com | GERMANY | [7 empty] | PURI-TEQ
0010292739 | AT_CVALVE | WST02-201-MV-0110 | C4B | WST02-201-MV-0110 | KNIFE_GATE_CONTROL_VALVE | Motor Operator | 131242-WST02-DR-P-6000.dgn | WST02 | 201 | DC | MV | 0110 |  | EQUALIZATION TANK 1 OUTLET ISOLATION VALVE | EQUALIZATION TANK 1 OUTLET ISOLATION VALVE | NON-HAZARDOUS | WST02-201-DC-00106-400-CSEL | ISOLATION | WST02-201-MV-0110-A01 | 400 | 1000 | PN10 | WST02-RIO-0201 | 131242-WST02-DS-M-5204 | 131242-WST02-DS-M-5204 | 425800 | 425800 | 544400 | 36 | 70 | 22 | 95 | 200 | DI w/ Epoxy Coating | SS316 | DISC | RESILIENT SEAT EPDM | NA | FLANGED | None | 45 | 120 | 400 | 50 | 1400 |  |  |  |  | CW | Motor Operator | Type 21 | WST02-ECCP-1000 | SSNR XLV ROOM | SSN EQ TANK AREA | MONO-A-M, TYPE C-102 |  | JASH | JASH | https://jashindia.com/ | +91-731- 2720143, 2721143 |  | info@jashindia.com | INDIA |  |  |  | SA10.2+AC01.2-A-45 |  | AUMA | AUMA | https://www.auma.com/en_GB | +49 7631 809 - 0 |  | info@auma.com | GERMANY | [7 empty] | PURI-TEQ
0010292786 | AT_PSV | WST02-400-BPV-0223 | C4B | WST02-400-BPV-0223 | GATE_PRESSURE_SAFETY_VALVE | Back Pressure Regulator | 131242-WST02-DR-P-6000.dgn | WST02 | 400 | ASC | BPV | 0223 |  | ANTISCALANT DOSING TO EQUALIZATION TANK 2 DISCHARGE LINE PRESSURE REGULATOR | ASC DOSING TO EQ TANK 2 DISCHARGE LINE BPV | NON-HAZARDOUS | WST02-400-ASC-00263-15-CPVC | PRESSURE REGULATION | WST02-400-BPV-0223-A01 | 15X15 | 1000 | PN10 | NA | 131242-WST02-DS-M-5551 | 131242-WST02-DS-M-5551 | 5.3 | 1 | 20 | 30 | 130 | 120 | 176 | 300 | PP | NA | DIAPHRAGM | PTFE | NA | THREADED | None | [10 empty] | Back Pressure Regulator | NA | NA | NA | NA | BPG155CP |  | GRIFFCO | GRIFFCO | www.griffcovalve.com | +1-716-835-0891 | +1-716-835-0893 | Sales@griffcovalve.com | USA |  |  |  | NA |  | NA | NA | [12 empty] | PROMINENT
0010293344 | AT_CVALVE | WST02-201-MV-0141 | C4B | WST02-201-MV-0141 | KNIFE_GATE_CONTROL_VALVE | Motor Operator | 131242-WST02-DR-P-6004.dgn | WST02 | 201 | DC | MV | 0141 |  | WASTE SLUDGE PUMP DISCHARGE ISOLATION VALVE | WASTE SLUDGE PUMP DISCHARGE ISOLATION VALVE | NON-HAZARDOUS | WST02-201-DC-00117-150-CSEL | ISOLATION | WST02-201-MV-0141-A01 | 150 | 1000 | PN10 | WST02-RIO-0201 | 131242-WST02-DS-M-5212 | 131242-WST02-DS-M-5212 | 80000 | 20000 | 100000 | 36 | 247 | 242 | 261 | 400 | DI w/ Epoxy Coating | SS316 | DISC | RESILIENT SEAT EPDM | NA | FLANGED | None | 45 | 30 | 400 | 50 | 1400 |  |  |  |  | CW | Motor Operator | Type 21 | WST02-ECCP-1000 | SSNR XLV ROOM | SSN EQ TANK AREA | ZFI-BD, TYPE C-205 |  | JASH | JASH | https://jashindia.com/ | +91-731- 2720143, 2721143 |  | info@jashindia.com | INDIA |  |  |  | SA07.2+AC01.2-A-45 |  | AUMA | AUMA | https://www.auma.com/en_GB | +49 7631 809 - 0 |  | info@auma.com | GERMANY | [7 empty] | PURI-TEQ
0010293444 | AT_PSV | WST02-201-SRV-0130 | C4B | WST02-201-SRV-0130 | ANGLE_PRESSURE_SAFETY_VALVE | Pressure Relief | 131242-WST02-DR-P-6004.dgn | WST02 | 201 | DC | SRV | 0130 |  | WASTE SLUDGE PUMP A DISCHARGE SAFETY RELIEF VALVE | WASTE SLUDGE PUMP A DISCHARGE SAFETY RELIEF VALVE | NON-HAZARDOUS | WST02-201-DC-00122-80-CSEL | PRESSURE RELIEF | WST02-201-SRV-0130-A01 | 80X50 | 1000 | PN10 | NA | 131242-WST02-DS-M-5732 | 131242-WST02-DS-M-5732 | 0 | 0 | 60000 | 36 | 0 | 0 | 85 | 200 | SA 216 WCB | 1.4021+QT | DISC | 1.4571/ AISI 316Ti | NA | FLANGED | None | [10 empty] | Pressure Relief | NA | NA | NA | NA | ARI-SAFE 35901 |  | ARI | ARI | https://www.ari-armaturen.com | +49 5207 994-0 | +49 5207 994-297 / -298 | info.sales@ari-armaturen.com | Germany |  |  |  | NA |  | NA | NA | [12 empty] | OVS
0010293445 | AT_PSV | WST02-201-SRV-0230 | C4B | WST02-201-SRV-0230 | ANGLE_PRESSURE_SAFETY_VALVE | Pressure Relief | 131242-WST02-DR-P-6004.dgn | WST02 | 201 | DC | SRV | 0230 |  | WASTE SLUDGE PUMP B DISCHARGE SAFETY RELIEF VALVE | WASTE SLUDGE PUMP B DISCHARGE SAFETY RELIEF VALVE | NON-HAZARDOUS | WST02-201-DC-00223-50-CSEL | PRESSURE RELIEF | WST02-201-SRV-0230-A01 | 80X50 | 1000 | PN10 | NA | 131242-WST02-DS-M-5732 | 131242-WST02-DS-M-5732 | 0 | 0 | 60000 | 36 | 0 | 0 | 85 | 200 | SA 216 WCB | 1.4021+QT | DISC | 1.4571/ AISI 316Ti | NA | FLANGED | None | [10 empty] | Pressure Relief | NA | NA | NA | NA | ARI-SAFE 35901 |  | ARI | ARI | https://www.ari-armaturen.com | +49 5207 994-0 | +49 5207 994-297 / -298 | info.sales@ari-armaturen.com | Germany |  |  |  | NA |  | NA | NA | [12 empty] | OVS
0010293446 | AT_PSV | WST02-201-SRV-0330 | C4B | WST02-201-SRV-0330 | ANGLE_PRESSURE_SAFETY_VALVE | Pressure Relief | 131242-WST02-DR-P-6004.dgn | WST02 | 201 | DC | SRV | 0330 |  | WASTE SLUDGE PUMP C DISCHARGE SAFETY RELIEF VALVE | WASTE SLUDGE PUMP C DISCHARGE SAFETY RELIEF VALVE | NON-HAZARDOUS | WST02-201-DC-00323-40-CSEL | PRESSURE RELIEF | WST02-201-SRV-0330-A01 | 65X40 | 1000 | PN10 | NA | 131242-WST02-DS-M-5733 | 131242-WST02-DS-M-5733 | 0 | 0 | 40000 | 36 | 0 | 0 | 85 | 200 | SA 216 WCB | 1.4021+QT | DISC | 1.4571/ AISI 316Ti | NA | FLANGED | None | [10 empty] | Pressure Relief | NA | NA | NA | NA | ARI-SAFE 35901 |  | ARI | ARI | https://www.ari-armaturen.com | +49 5207 994-0 | +49 5207 994-297 / -298 | info.sales@ari-armaturen.com | Germany |  |  |  | NA |  | NA | NA | [12 empty] | OVS
0010293447 | AT_PSV | WST02-201-SRV-0430 | C4B | WST02-201-SRV-0430 | ANGLE_PRESSURE_SAFETY_VALVE | Pressure Relief | 131242-WST02-DR-P-6004.dgn | WST02 | 201 | DC | SRV | 0430 |  | WASTE SLUDGE PUMP D DISCHARGE SAFETY RELIEF VALVE | WASTE SLUDGE PUMP D DISCHARGE SAFETY RELIEF VALVE | NON-HAZARDOUS | WST02-201-DC-00423-40-CSEL | PRESSURE RELIEF | WST02-201-SRV-0430-A01 | 65X40 | 1000 | PN10 | NA | 131242-WST02-DS-M-5733 | 131242-WST02-DS-M-5733 | 0 | 0 | 40000 | 36 | 0 | 0 | 85 | 200 | SA 216 WCB | 1.4021+QT | DISC | 1.4571/ AISI 316Ti | NA | FLANGED | None | [10 empty] | Pressure Relief | NA | NA | NA | NA | ARI-SAFE 35901 |  | ARI | ARI | https://www.ari-armaturen.com | +49 5207 994-0 | +49 5207 994-297 / -298 | info.sales@ari-armaturen.com | Germany |  |  |  | NA |  | NA | NA | [12 empty] | OVS
0010293861 | AT_PSV | WST02-403-BPV-0241 | C4B | WST02-403-BPV-0241 | GATE_PRESSURE_SAFETY_VALVE | Back Pressure Regulator | 131242-WST02-DR-P-6006.dgn | WST02 | 403 | SHYD | BPV | 0241 |  | SODIUM HYDROXIDE DOSING TO ANAMMOX REACTOR 2 PRESSURE REGULATOR | SHYD DOSING TO AMX REACTOR 2 BPV | NON-HAZARDOUS | WST02-403-SHYD-00254-20-CPVC | PRESSURE REGULATION | WST02-403-BPV-0241-A01 | 20X20 | 1000 | PN10 | NA | 131242-WST02-DS-M-5521 | 131242-WST02-DS-M-5521 | 51 | 8 | 150 | 28 | 247 | 235 | 281 | 500 | CPVC | NA | DIAPHRAGM | PTFE | NA | THREADED | None | [10 empty] | Back Pressure Regulator | NA | NA | NA | NA | BPG155CP |  | GRIFFCO | GRIFFCO | www.griffcovalve.com | +1-716-835-0891 | +1-716-835-0893 | Sales@griffcovalve.com | USA |  |  |  | NA |  | NA | NA | [12 empty] | PROMINENT
0010293895 | AT_PSV | WST02-401-BPV-0240 | C4B | WST02-401-BPV-0240 | GATE_PRESSURE_SAFETY_VALVE | Back Pressure Regulator | 131242-WST02-DR-P-6006.dgn | WST02 | 401 | FC | BPV | 0240 |  | FERRIC CHLORIDE DOSING TO ANAMMOX REACTOR 2 PRESSURE REGULATOR | FC DOSING TO AMX REACTOR 2 BPV | NON-HAZARDOUS | WST02-401-FC-00214-20-CPVC | PRESSURE REGULATION | WST02-401-BPV-0240-A01 | 20X20 | 1000 | PN10 | NA | 131242-WST02-DS-M-5501 | 131242-WST02-DS-M-5501 | 10.8 | 4.1 | 50 | 30 | 234 | 235 | 251 | 400 | CPVC | NA | DIAPHRAGM | PTFE | NA | THREADED | None | [10 empty] | Back Pressure Regulator | NA | NA | NA | NA | BPG155CP |  | GRIFFCO | GRIFFCO | www.griffcovalve.com | +1-716-835-0891 | +1-716-835-0893 | Sales@griffcovalve.com | USA |  |  |  | NA |  | NA | NA | [12 empty] | PROMINENT
0010294108 | AT_CVALVE | WST02-003-MV-0201 | C4B | WST02-003-MV-0201 | BUTTERFLY_CONTROL_VALVE | Motor Operator | 131242-WST02-DR-P-6006.dgn | WST02 | 003 | G2D | MV | 0201 |  | ANAMMOX REACTOR 2 G2D SPRAY WATER ISOLATION VALVE | ANAMMOX REACTOR 2 G2D SPRAY WATER ISOLATION VALVE | NON-HAZARDOUS | WST02-003-G2D-00224-100-SS16 | ISOLATION | WST02-003-MV-0201-A01 | 100 | 1000 | PN10 | WST02-RIO-0202 | 131242-WSW41-SH-M-1004 | 131242-WSW41-SH-M-1004 | 48000 | 0 | 48000 | 28 | 528 | 528 | 528 | 800 | DI w/ Epoxy Coating | SS 1.4029 (13%) | DISC | EPDM (REPLACEABLE) | NA | LUGGED | None |  |  | 400 | 50 | [6 empty] | Motor Operator | Type 21 | WST02-ECCP-1000 | SSNR XLV ROOM | SSN ANAMMOX Rx AREA | HBRL |  | HEATON | HEATON | https://www.heaton-valves.com/ | Fax: +886-7-3310-100 |  | sales@heaton-valves.com | CHINA |  |  |  | IQT125 |  | ROTORK | ROTORK | https://www.rotork.com/en/products | [11 empty] | OVS
0010294216 | AT_PSV | WST02-403-BPV-0341 | C4B | WST02-403-BPV-0341 | GATE_PRESSURE_SAFETY_VALVE | Back Pressure Regulator | 131242-WST02-DR-P-6007.dgn | WST02 | 403 | SHYD | BPV | 0341 |  | SODIUM HYDROXIDE DOSING TO ANAMMOX REACTOR 3 PRESSURE REGULATOR | SHYD DOSING TO AMX REACTOR 3 BPV | NON-HAZARDOUS | WST02-403-SHYD-00354-20-CPVC | PRESSURE REGULATION | WST02-403-BPV-0341-A01 | 20X20 | 1000 | PN10 | NA | 131242-WST02-DS-M-5521 | 131242-WST02-DS-M-5521 | 51 | 8 | 150 | 28 | 247 | 235 | 281 | 500 | CPVC | NA | DIAPHRAGM | PTFE | NA | THREADED | None | [10 empty] | Back Pressure Regulator | NA | NA | NA | NA | BPG155CP |  | GRIFFCO | GRIFFCO | www.griffcovalve.com | +1-716-835-0891 | +1-716-835-0893 | Sales@griffcovalve.com | USA |  |  |  | NA |  | NA | NA | [12 empty] | PROMINENT
0010294245 | AT_PSV | WST02-401-BPV-0340 | C4B | WST02-401-BPV-0340 | GATE_PRESSURE_SAFETY_VALVE | Back Pressure Regulator | 131242-WST02-DR-P-6007.dgn | WST02 | 401 | FC | BPV | 0340 |  | FERRIC CHLORIDE DOSING TO ANAMMOX REACTOR 3 PRESSURE REGULATOR | FC DOSING TO AMX REACTOR 3 BPV | NON-HAZARDOUS | WST02-401-FC-00314-20-CPVC | PRESSURE REGULATION | WST02-401-BPV-0340-A01 | 20X20 | 1000 | PN10 | NA | 131242-WST02-DS-M-5501 | 131242-WST02-DS-M-5501 | 10.8 | 4.1 | 50 | 30 | 234 | 235 | 251 | 400 | CPVC | NA | DIAPHRAGM | PTFE | NA | THREADED | None | [10 empty] | Back Pressure Regulator | NA | NA | NA | NA | BPG155CP |  | GRIFFCO | GRIFFCO | www.griffcovalve.com | +1-716-835-0891 | +1-716-835-0893 | Sales@griffcovalve.com | USA |  |  |  | NA |  | NA | NA | [12 empty] | PROMINENT
0010294999 | AT_CVALVE | WST02-203-MV-0402 | C4B | WST02-203-MV-0402 | BUTTERFLY_CONTROL_VALVE | Motor Operator | 131242-WST02-DR-P-6010.dgn | WST02 | 203 | ALP | MV | 0402 |  | AERATION BLOWER D DISCHARGE ISOLATION VALVE | AERATION BLOWER D DISCHARGE ISOLATION VALVE | NON-HAZARDOUS | WST02-203-ALP-00401-300-SS16 | ISOLATION | WST02-203-MV-0402-A01 | 300 | 1000 | PN10 | WST02-RIO-0206 | 131242-WST02-SH-M-1008 | 131242-WST02-SH-M-1008 | 3888 | 1593 | 2827 | 98 | 77 | 74 | 98 | 200 | DI w/ Epoxy Coating | SS 1.4029 (13%) | DISC | EPDM (REPLACEABLE) | NA | LUGGED | None |  |  | 400 | 50 | [6 empty] | Motor Operator | Type 21 | WST02-ECCP-1001 | SSNR XLV ROOM | SSN BLOWER AREA | HBRL |  | HEATON | HEATON | https://www.heaton-valves.com/ | Fax: +886-7-3310-100 |  | sales@heaton-valves.com | CHINA |  |  |  | IQT125 |  | ROTORK | ROTORK | https://www.rotork.com/en/products | [11 empty] | OVS
0010295020 | AT_CVALVE | WST02-203-MV-0403 | C4B | WST02-203-MV-0403 | BUTTERFLY_CONTROL_VALVE | Motor Operator | 131242-WST02-DR-P-6010.dgn | WST02 | 203 | ALP | MV | 0403 |  | AERATION BLOWER E BYPASS ISOLATION VALVE 4 | AERATION BLOWER E BYPASS ISOLATION VALVE 4 | NON-HAZARDOUS | WST02-203-ALP-00506-300-SS16 | ISOLATION | WST02-203-MV-0403-A01 | 300 | 1000 | PN10 | WST02-RIO-0208 | 131242-WST02-SH-M-1008 | 131242-WST02-SH-M-1008 | 3888 | 1593 | 5870 | 98 | 77 | 74 | 98 | 200 | DI w/ Epoxy Coating | SS 1.4029 (13%) | DISC | EPDM (REPLACEABLE) | NA | LUGGED | None |  |  | 400 | 50 | [6 empty] | Motor Operator | Type 21 | WST02-ECCP-1001 | SSNR XLV ROOM | SSN BLOWER AREA | HBRL |  | HEATON | HEATON | https://www.heaton-valves.com/ | Fax: +886-7-3310-100 |  | sales@heaton-valves.com | CHINA |  |  |  | IQT125 |  | ROTORK | ROTORK | https://www.rotork.com/en/products | [11 empty] | OVS
0010295031 | AT_CVALVE | WST02-203-MV-0303 | C4B | WST02-203-MV-0303 | BUTTERFLY_CONTROL_VALVE | Motor Operator | 131242-WST02-DR-P-6010.dgn | WST02 | 203 | ALP | MV | 0303 |  | AERATION BLOWER E BYPASS ISOLATION VALVE 3 | AERATION BLOWER E BYPASS ISOLATION VALVE 3 | NON-HAZARDOUS | WST02-203-ALP-00507-300-SS16 | ISOLATION | WST02-203-MV-0303-A01 | 300 | 1000 | PN10 | WST02-RIO-0208 | 131242-WST02-SH-M-1008 | 131242-WST02-SH-M-1008 | 3888 | 1593 | 5870 | 98 | 77 | 74 | 98 | 200 | DI w/ Epoxy Coating | SS 1.4029 (13%) | DISC | EPDM (REPLACEABLE) | NA | LUGGED | None |  |  | 400 | 50 | [6 empty] | Motor Operator | Type 21 | WST02-ECCP-1001 | SSNR XLV ROOM | SSN BLOWER AREA | HBRL |  | HEATON | HEATON | https://www.heaton-valves.com/ | Fax: +886-7-3310-100 |  | sales@heaton-valves.com | CHINA |  |  |  | IQT125 |  | ROTORK | ROTORK | https://www.rotork.com/en/products | [11 empty] | OVS
0010295063 | AT_CVALVE | WST02-203-MV-0302 | C4B | WST02-203-MV-0302 | BUTTERFLY_CONTROL_VALVE | Motor Operator | 131242-WST02-DR-P-6010.dgn | WST02 | 203 | ALP | MV | 0302 |  | AERATION BLOWER C DISCHARGE ISOLATION VALVE | AERATION BLOWER C DISCHARGE ISOLATION VALVE | NON-HAZARDOUS | WST02-203-ALP-00301-300-SS16 | ISOLATION | WST02-203-MV-0302-A01 | 300 | 1000 | PN10 | WST02-RIO-0208 | 131242-WST02-SH-M-1008 | 131242-WST02-SH-M-1008 | 3888 | 1593 | 2827 | 98 | 77 | 74 | 98 | 200 | DI w/ Epoxy Coating | SS 1.4029 (13%) | DISC | EPDM (REPLACEABLE) | NA | LUGGED | None |  |  | 400 | 50 | [6 empty] | Motor Operator | Type 21 | WST02-ECCP-1001 | SSNR XLV ROOM | SSN BLOWER AREA | HBRL |  | HEATON | HEATON | https://www.heaton-valves.com/ | Fax: +886-7-3310-100 |  | sales@heaton-valves.com | CHINA |  |  |  | IQT125 |  | ROTORK | ROTORK | https://www.rotork.com/en/products | [11 empty] | OVS
0010295875 | AT_PSV | WST02-403-SRV-0450 | C4B | WST02-403-SRV-0450 | ANGLE_PRESSURE_SAFETY_VALVE | Pressure Relief | 131242-WST02-DR-P-6017.dgn | WST02 | 403 | SHYD | SRV | 0450 |  | ANAMMOX REACTOR SODIUM HYDROXIDE DOSING PUMP D DISCHARGE SAFETY RELIEF VALVE | AMX REACTOR SHYD DOSING P D DISCHARGE SRV | NON-HAZARDOUS | WST02-403-SHYD-00459-20-CPVC | PRESSURE RELIEF | WST02-403-SRV-0450-A01 | 20X20 | 1000 | PN10 | NA | 131242-WST02-DS-M-5521 | 131242-WST02-DS-M-5521 | 0 | 0 | 150 | 28 | 247 | 235 | 281 | 500 | CPVC | NA | DIAPHRAGM | 0 | NA | THREADED | None | [10 empty] | Pressure Relief | NA | NA | NA | NA | PRG2075CP |  | GRIFFCO | GRIFFCO | www.griffcovalve.com | +1-716-835-0891 | +1-716-835-0893 | Sales@griffcovalve.com | USA |  |  |  | NA |  | NA | NA | [12 empty] | PROMINENT
0010295879 | AT_PSV | WST02-403-SRV-0350 | C4B | WST02-403-SRV-0350 | ANGLE_PRESSURE_SAFETY_VALVE | Pressure Relief | 131242-WST02-DR-P-6017.dgn | WST02 | 403 | SHYD | SRV | 0350 |  | ANAMMOX REACTOR SODIUM HYDROXIDE DOSING PUMP C DISCHARGE SAFETY RELIEF VALVE | AMX REACTOR SHYD DOSING P C DISCHARGE SRV | NON-HAZARDOUS | WST02-403-SHYD-00359-20-CPVC | PRESSURE RELIEF | WST02-403-SRV-0350-A01 | 20X20 | 1000 | PN10 | NA | 131242-WST02-DS-M-5521 | 131242-WST02-DS-M-5521 | 0 | 0 | 150 | 28 | 247 | 235 | 281 | 500 | CPVC | NA | DIAPHRAGM | 0 | NA | THREADED | None | [10 empty] | Pressure Relief | NA | NA | NA | NA | PRG2075CP |  | GRIFFCO | GRIFFCO | www.griffcovalve.com | +1-716-835-0891 | +1-716-835-0893 | Sales@griffcovalve.com | USA |  |  |  | NA |  | NA | NA | [12 empty] | PROMINENT
0010295881 | AT_PSV | WST02-403-SRV-0550 | C4B | WST02-403-SRV-0550 | ANGLE_PRESSURE_SAFETY_VALVE | Pressure Relief | 131242-WST02-DR-P-6017.dgn | WST02 | 403 | SHYD | SRV | 0550 |  | ANAMMOX REACTOR SODIUM HYDROXIDE DOSING PUMP E DISCHARGE SAFETY RELIEF VALVE | AMX REACTOR SHYD DOSING P E DISCHARGE SRV | NON-HAZARDOUS | WST02-403-SHYD-00559-20-CPVC | PRESSURE RELIEF | WST02-403-SRV-0550-A01 | 20X20 | 1000 | PN10 | NA | 131242-WST02-DS-M-5521 | 131242-WST02-DS-M-5521 | 0 | 0 | 150 | 28 | 247 | 235 | 281 | 500 | CPVC | NA | DIAPHRAGM | 0 | NA | THREADED | None | [10 empty] | Pressure Relief | NA | NA | NA | NA | PRG2075CP |  | GRIFFCO | GRIFFCO | www.griffcovalve.com | +1-716-835-0891 | +1-716-835-0893 | Sales@griffcovalve.com | USA |  |  |  | NA |  | NA | NA | [12 empty] | PROMINENT
0010295956 | AT_PSV | WST02-403-SRV-0250 | C4B | WST02-403-SRV-0250 | ANGLE_PRESSURE_SAFETY_VALVE | Pressure Relief | 131242-WST02-DR-P-6017.dgn | WST02 | 403 | SHYD | SRV | 0250 |  | ANAMMOX REACTOR SODIUM HYDROXIDE DOSING PUMP B DISCHARGE SAFETY RELIEF VALVE | AMX REACTOR SHYD DOSING P B DISCHARGE SRV | NON-HAZARDOUS | WST02-403-SHYD-00259-20-CPVC | PRESSURE RELIEF | WST02-403-SRV-0250-A01 | 20X20 | 1000 | PN10 | NA | 131242-WST02-DS-M-5521 | 131242-WST02-DS-M-5521 | 0 | 0 | 150 | 28 | 247 | 235 | 281 | 500 | CPVC | NA | DIAPHRAGM | 0 | NA | THREADED | None | [10 empty] | Pressure Relief | NA | NA | NA | NA | PRG2075CP |  | GRIFFCO | GRIFFCO | www.griffcovalve.com | +1-716-835-0891 | +1-716-835-0893 | Sales@griffcovalve.com | USA |  |  |  | NA |  | NA | NA | [12 empty] | PROMINENT
0010295958 | AT_PSV | WST02-403-SRV-0150 | C4B | WST02-403-SRV-0150 | ANGLE_PRESSURE_SAFETY_VALVE | Pressure Relief | 131242-WST02-DR-P-6017.dgn | WST02 | 403 | SHYD | SRV | 0150 |  | ANAMMOX REACTOR SODIUM HYDROXIDE DOSING PUMP A DISCHARGE SAFETY RELIEF VALVE | AMX REACTOR SHYD DOSING P A DISCHARGE SRV | NON-HAZARDOUS | WST02-403-SHYD-00159-20-CPVC | PRESSURE RELIEF | WST02-403-SRV-0150-A01 | 20X20 | 1000 | PN10 | NA | 131242-WST02-DS-M-5521 | 131242-WST02-DS-M-5521 | 0 | 0 | 150 | 28 | 247 | 235 | 281 | 500 | CPVC | NA | DIAPHRAGM | 0 | NA | THREADED | None | [10 empty] | Pressure Relief | NA | NA | NA | NA | PRG2075CP |  | GRIFFCO | GRIFFCO | www.griffcovalve.com | +1-716-835-0891 | +1-716-835-0893 | Sales@griffcovalve.com | USA |  |  |  | NA |  | NA | NA | [12 empty] | PROMINENT
0010296038 | AT_PSV | WST02-400-SRV-0150 | C4B | WST02-400-SRV-0150 | ANGLE_PRESSURE_SAFETY_VALVE | Pressure Relief | 131242-WST02-DR-P-6019.dgn | WST02 | 400 | BN | SRV | 0150 |  | MICRONUTRIENTS DOSING PUMP A DISCHARGE SAFETY RELIEF VALVE | BN DOSING P A DISCHARGE SRV | NON-HAZARDOUS | WST02-400-BN-00148-15-CPVC | PRESSURE RELIEF | WST02-400-SRV-0150-A01 | 15X15 | 1000 | PN10 | NA | 131242-WST02-DS-M-5531 | 131242-WST02-DS-M-5531 | 0 | 0 | 10 | 30 | 0 | 0 | 0 | 100 | CPVC | NA | DIAPHRAGM | 0 | NA | THREADED | None | [10 empty] | Pressure Relief | NA | NA | NA | NA | PRG2050CP |  | GRIFFCO | GRIFFCO | www.griffcovalve.com | +1-716-835-0891 | +1-716-835-0893 | Sales@griffcovalve.com | USA |  |  |  | NA |  | NA | NA | [12 empty] | PROMINENT
0010296071 | AT_PSV | WST02-400-SRV-0550 | C4B | WST02-400-SRV-0550 | ANGLE_PRESSURE_SAFETY_VALVE | Pressure Relief | 131242-WST02-DR-P-6019.dgn | WST02 | 400 | BN | SRV | 0550 |  | MICRONUTRIENTS DOSING PUMP E DISCHARGE SAFETY RELIEF VALVE | BN DOSING P E DISCHARGE SRV | NON-HAZARDOUS | WST02-400-BN-00548-15-CPVC | PRESSURE RELIEF | WST02-400-SRV-0550-A01 | 15X15 | 1000 | PN10 | NA | 131242-WST02-DS-M-5531 | 131242-WST02-DS-M-5531 | 0 | 0 | 10 | 30 | 0 | 0 | 0 | 100 | CPVC | NA | DIAPHRAGM | 0 | NA | THREADED | None | [10 empty] | Pressure Relief | NA | NA | NA | NA | PRG2050CP |  | GRIFFCO | GRIFFCO | www.griffcovalve.com | +1-716-835-0891 | +1-716-835-0893 | Sales@griffcovalve.com | USA |  |  |  | NA |  | NA | NA | [12 empty] | PROMINENT
0010296077 | AT_CVALVE | WST02-400-MV-0110 | C4B | WST02-400-MV-0110 | BALL_CONTROL_VALVE | Motor Operator | 131242-WST02-DR-P-6018.dgn | WST02 | 400 | DEF | MV | 0110 |  | ANTIFOAM IBC TANK 1 OUTLET ISOLATION VALVE | ANTIFOAM IBC TANK 1 OUTLET ISOLATION VALVE | NON-HAZARDOUS | WST02-400-DEF-00110-63-HDPE | ISOLATION | WST02-400-MV-0110-A01 | 63 | 1000 | PN10 | WST02-RIO-0401 | 131242-WSW41-SH-M-1005 | 131242-WSW41-SH-M-1005 | 1.6 | 0.2 | 40 | 30 | 10 | 0 | 20 | 100 | PP | PP | BALL | PTFE | NA | SOCKET WELD | None | 2150 | 20 | 230 | 50 | 2150 |  |  |  |  | CW/CCW | Motor Operator | Type 21 | WST02-ECCP-1000 | SSNR XLV ROOM | SSN CHEMICAL AREA | BALL VALVE 127 |  | GF | GF | www.gfps.com/sg | +65 6747 0611 |  | sd.gfsg.ps@georgfischer.com | Switzerland |  |  |  | EA15 |  | GF | GF | www.gfps.com/sg | +65 6747 0611 |  | sd.gfsg.ps@georgfischer.com | [8 empty] | GF
0010296197 | AT_PSV | WST02-400-SRV-0450 | C4B | WST02-400-SRV-0450 | ANGLE_PRESSURE_SAFETY_VALVE | Pressure Relief | 131242-WST02-DR-P-6019.dgn | WST02 | 400 | BN | SRV | 0450 |  | MICRONUTRIENTS DOSING PUMP D DISCHARGE SAFETY RELIEF VALVE | BN DOSING P D DISCHARGE SRV | NON-HAZARDOUS | WST02-400-BN-00448-15-CPVC | PRESSURE RELIEF | WST02-400-SRV-0450-A01 | 15X15 | 1000 | PN10 | NA | 131242-WST02-DS-M-5531 | 131242-WST02-DS-M-5531 | 0 | 0 | 10 | 30 | 0 | 0 | 0 | 100 | CPVC | NA | DIAPHRAGM | 0 | NA | THREADED | None | [10 empty] | Pressure Relief | NA | NA | NA | NA | PRG2050CP |  | GRIFFCO | GRIFFCO | www.griffcovalve.com | +1-716-835-0891 | +1-716-835-0893 | Sales@griffcovalve.com | USA |  |  |  | NA |  | NA | NA | [12 empty] | PROMINENT
0010296204 | AT_CVALVE | WST02-400-MV-0210 | C4B | WST02-400-MV-0210 | BALL_CONTROL_VALVE | Motor Operator | 131242-WST02-DR-P-6018.dgn | WST02 | 400 | DEF | MV | 0210 |  | ANTIFOAM IBC TANK 2 OUTLET ISOLATION VALVE | ANTIFOAM IBC TANK 2 OUTLET ISOLATION VALVE | NON-HAZARDOUS | WST02-400-DEF-00210-63-HDPE | ISOLATION | WST02-400-MV-0210-A01 | 63 | 1000 | PN10 | WST02-RIO-0401 | 131242-WSW41-SH-M-1005 | 131242-WSW41-SH-M-1005 | 1.6 | 0.2 | 40 | 30 | 10 | 0 | 20 | 100 | PP | PP | BALL | PTFE | NA | SOCKET WELD | None | 2150 | 20 | 230 | 50 | 2150 |  |  |  |  | CW/CCW | Motor Operator | Type 21 | WST02-ECCP-1000 | SSNR XLV ROOM | SSN CHEMICAL AREA | BALL VALVE 127 |  | GF | GF | www.gfps.com/sg | +65 6747 0611 |  | sd.gfsg.ps@georgfischer.com | Switzerland |  |  |  | EA15 |  | GF | GF | www.gfps.com/sg | +65 6747 0611 |  | sd.gfsg.ps@georgfischer.com | [8 empty] | GF
0010296215 | AT_PSV | WST02-400-SRV-0250 | C4B | WST02-400-SRV-0250 | ANGLE_PRESSURE_SAFETY_VALVE | Pressure Relief | 131242-WST02-DR-P-6019.dgn | WST02 | 400 | BN | SRV | 0250 |  | MICRONUTRIENTS DOSING PUMP B DISCHARGE SAFETY RELIEF VALVE | BN DOSING P B DISCHARGE SRV | NON-HAZARDOUS | WST02-400-BN-00245-15-CPVC | PRESSURE RELIEF | WST02-400-SRV-0250-A01 | 15X15 | 1000 | PN10 | NA | 131242-WST02-DS-M-5531 | 131242-WST02-DS-M-5531 | 0 | 0 | 10 | 30 | 219 | 220 | 221 | 400 | CPVC | NA | DIAPHRAGM | 0 | NA | THREADED | None | [10 empty] | Pressure Relief | NA | NA | NA | NA | PRG2050CP |  | GRIFFCO | GRIFFCO | www.griffcovalve.com | +1-716-835-0891 | +1-716-835-0893 | Sales@griffcovalve.com | USA |  |  |  | NA |  | NA | NA | [12 empty] | PROMINENT
0010296218 | AT_PSV | WST02-400-SRV-0350 | C4B | WST02-400-SRV-0350 | ANGLE_PRESSURE_SAFETY_VALVE | Pressure Relief | 131242-WST02-DR-P-6019.dgn | WST02 | 400 | BN | SRV | 0350 |  | MICRONUTRIENTS DOSING PUMP C DISCHARGE SAFETY RELIEF VALVE | BN DOSING P C DISCHARGE SRV | NON-HAZARDOUS | WST02-400-BN-00348-15-CPVC | PRESSURE RELIEF | WST02-400-SRV-0350-A01 | 15X15 | 1000 | PN10 | NA | 131242-WST02-DS-M-5531 | 131242-WST02-DS-M-5531 | 0 | 0 | 10 | 30 | 0 | 0 | 0 | 100 | CPVC | NA | DIAPHRAGM | 0 | NA | THREADED | None | [10 empty] | Pressure Relief | NA | NA | NA | NA | PRG2050CP |  | GRIFFCO | GRIFFCO | www.griffcovalve.com | +1-716-835-0891 | +1-716-835-0893 | Sales@griffcovalve.com | USA |  |  |  | NA |  | NA | NA | [12 empty] | PROMINENT
0010296435 | AT_CVALVE | WST02-400-MV-0130 | C4B | WST02-400-MV-0130 | BALL_CONTROL_VALVE | Motor Operator | 131242-WST02-DR-P-6019.dgn | WST02 | 400 | BN | MV | 0130 |  | MICRONUTRIENTS IBC TANK 1 OUTLET ISOLATION VALVE | MICRONUTRIENTS IBC TANK 1 OUTLET ISOLATION VALVE | NON-HAZARDOUS | WST02-400-BN-00130-50-CPVC | ISOLATION | WST02-400-MV-0130-A01 | 50 | 1000 | PN10 | WST02-RIO-0401 | 131242-WSW41-SH-M-1005 | 131242-WSW41-SH-M-1005 | 6 | 0.5 | 40 | 30 | 10 | 1 | 20 | 100 | CPVC | CPVC | BALL | PTFE | NA | SOCKET WELD | None | 2150 | 20 | 230 | 50 | 2150 |  |  |  |  | CW/CCW | Motor Operator | Type 21 | WST02-ECCP-1000 | SSNR XLV ROOM | SSN CHEMICAL AREA | BALL VALVE TYPE 127 |  | GF | GF | www.gfps.com/sg | +65 6747 0611 |  | sd.gfsg.ps@georgfischer.com | Switzerland |  |  |  | EA15 |  | GF | GF | www.gfps.com/sg | +65 6747 0611 |  | sd.gfsg.ps@georgfischer.com | [8 empty] | GF
0010296461 | AT_CVALVE | WST02-400-MV-0230 | C4B | WST02-400-MV-0230 | BALL_CONTROL_VALVE | Motor Operator | 131242-WST02-DR-P-6019.dgn | WST02 | 400 | BN | MV | 0230 |  | MICRONUTRIENTS IBC TANK 2 OUTLET ISOLATION VALVE | MICRONUTRIENTS IBC TANK 2 OUTLET ISOLATION VALVE | NON-HAZARDOUS | WST02-400-BN-00230-50-CPVC | ISOLATION | WST02-400-MV-0230-A01 | 50 | 1000 | PN10 | WST02-RIO-0401 | 131242-WSW41-SH-M-1005 | 131242-WSW41-SH-M-1005 | 0 | 0 | 0 | 30 | 10 | 1 | 20 | 100 | CPVC | CPVC | BALL | PTFE | NA | SOCKET WELD | None | 2150 | 20 | 230 | 50 | 2150 |  |  |  |  | CW/CCW | Motor Operator | Type 21 | WST02-ECCP-1000 | SSNR XLV ROOM | SSN CHEMICAL AREA | BALL VALVE TYPE 127 |  | GF | GF | www.gfps.com/sg | +65 6747 0611 |  | sd.gfsg.ps@georgfischer.com | Switzerland |  |  |  | EA15 |  | GF | GF | www.gfps.com/sg | +65 6747 0611 |  | sd.gfsg.ps@georgfischer.com | [8 empty] | GF
0010296524 | AT_PSV | WST02-400-SRV-0160 | C4B | WST02-400-SRV-0160 | ANGLE_PRESSURE_SAFETY_VALVE | Pressure Relief | 131242-WST02-DR-P-6020.dgn | WST02 | 400 | ASC | SRV | 0160 |  | ANTISCALANT DOSING PUMP A DISCHARGE SAFETY RELIEF VALVE | ASC DOSING P A DISCHARGE SRV | NON-HAZARDOUS | WST02-400-ASC-00168-15-CPVC | PRESSURE RELIEF | WST02-400-SRV-0160-A01 | 15X15 | 1000 | PN10 | NA | 131242-WST02-DS-M-5551 | 131242-WST02-DS-M-5551 | 0 | 0 | 20 | 30 | 130 | 120 | 176 | 300 | PP | NA | DIAPHRAGM | 0 | NA | THREADED | None | [10 empty] | Pressure Relief | NA | NA | NA | NA | PRG2050PP |  | GRIFFCO | GRIFFCO | www.griffcovalve.com | +1-716-835-0891 | +1-716-835-0893 | Sales@griffcovalve.com | USA |  |  |  | NA |  | NA | NA | [12 empty] | PROMINENT
0010296540 | AT_CVALVE | WST02-400-MV-0150 | C4B | WST02-400-MV-0150 | BALL_CONTROL_VALVE | Motor Operator | 131242-WST02-DR-P-6020.dgn | WST02 | 400 | ASC | MV | 0150 |  | ANTISCALANT IBC TANK 1 OUTLET ISOLATION VALVE | ANTISCALANT IBC TANK 1 OUTLET ISOLATION VALVE | NON-HAZARDOUS | WST02-400-ASC-00150-50-CPVC | ISOLATION | WST02-400-MV-0150-A01 | 50 | 1000 | PN10 | WST02-RIO-0401 | 131242-WSW41-SH-M-1005 | 131242-WSW41-SH-M-1005 | 10.6 | 2 | 40 | 30 | 10 | 1 | 20 | 100 | CPVC | CPVC | BALL | PTFE | NA | SOCKET WELD | None | 2150 | 20 | 230 | 50 | 2150 |  |  |  |  | CW/CCW | Motor Operator | Type 21 | WST02-ECCP-1000 | SSNR XLV ROOM | SSN CHEMICAL AREA | BALL VALVE TYPE 127 |  | GF | GF | www.gfps.com/sg | +65 6747 0611 |  | sd.gfsg.ps@georgfischer.com | Switzerland |  |  |  | EA15 |  | GF | GF | www.gfps.com/sg | +65 6747 0611 |  | sd.gfsg.ps@georgfischer.com | [8 empty] | GF
0010296577 | AT_PSV | WST02-400-SRV-0360 | C4B | WST02-400-SRV-0360 | ANGLE_PRESSURE_SAFETY_VALVE | Pressure Relief | 131242-WST02-DR-P-6020.dgn | WST02 | 400 | ASC | SRV | 0360 |  | ANTISCALANT DOSING PUMP C DISCHARGE SAFETY RELIEF VALVE | ASC DOSING P C DISCHARGE SRV | NON-HAZARDOUS | WST02-400-ASC-00368-15-CPVC | PRESSURE RELIEF | WST02-400-SRV-0360-A01 | 15X15 | 1000 | PN10 | NA | 131242-WST02-DS-M-5551 | 131242-WST02-DS-M-5551 | 0 | 0 | 0 | 30 | 0 | 0 | 0 | 100 | PP | NA | DIAPHRAGM | 0 | NA | THREADED | None | [10 empty] | Pressure Relief | NA | NA | NA | NA | PRG2050PP |  | GRIFFCO | GRIFFCO | www.griffcovalve.com | +1-716-835-0891 | +1-716-835-0893 | Sales@griffcovalve.com | USA |  |  |  | NA |  | NA | NA | [12 empty] | PROMINENT
0010296583 | AT_PSV | WST02-400-SRV-0260 | C4B | WST02-400-SRV-0260 | ANGLE_PRESSURE_SAFETY_VALVE | Pressure Relief | 131242-WST02-DR-P-6020.dgn | WST02 | 400 | ASC | SRV | 0260 |  | ANTISCALANT DOSING PUMP B DISCHARGE SAFETY RELIEF VALVE | ASC DOSING P B DISCHARGE SRV | NON-HAZARDOUS | WST02-400-ASC-00268-15-CPVC | PRESSURE RELIEF | WST02-400-SRV-0260-A01 | 15X15 | 1000 | PN10 | NA | 131242-WST02-DS-M-5551 | 131242-WST02-DS-M-5551 | 0 | 0 | 0 | 30 | 0 | 0 | 0 | 100 | PP | NA | DIAPHRAGM | 0 | NA | THREADED | None | [10 empty] | Pressure Relief | NA | NA | NA | NA | PRG2050PP |  | GRIFFCO | GRIFFCO | www.griffcovalve.com | +1-716-835-0891 | +1-716-835-0893 | Sales@griffcovalve.com | USA |  |  |  | NA |  | NA | NA | [12 empty] | PROMINENT
0010296598 | AT_CVALVE | WST02-400-MV-0250 | C4B | WST02-400-MV-0250 | BALL_CONTROL_VALVE | Motor Operator | 131242-WST02-DR-P-6020.dgn | WST02 | 400 | ASC | MV | 0250 |  | ANTISCALANT IBC TANK 2 OUTLET ISOLATION VALVE | ANTISCALANT IBC TANK 2 OUTLET ISOLATION VALVE | NON-HAZARDOUS | WST02-400-ASC-00250-50-CPVC | ISOLATION | WST02-400-MV-0250-A01 | 50 | 1000 | PN10 | WST02-RIO-0401 | 131242-WSW41-SH-M-1005 | 131242-WSW41-SH-M-1005 | 10.6 | 2 | 20 | 30 | 10 | 1 | 20 | 100 | CPVC | CPVC | BALL | PTFE | NA | SOCKET WELD | None | 2150 | 20 | 230 | 50 | 2150 |  |  |  |  | CW/CCW | Motor Operator | Type 21 | WST02-ECCP-1000 | SSNR XLV ROOM | SSN CHEMICAL AREA | BALL VALVE TYPE 127 |  | GF | GF | www.gfps.com/sg | +65 6747 0611 |  | sd.gfsg.ps@georgfischer.com | Switzerland |  |  |  | EA15 |  | GF | GF | www.gfps.com/sg | +65 6747 0611 |  | sd.gfsg.ps@georgfischer.com | [8 empty] | GF
0010298644 | AT_CVALVE | WST02-201-FCV-0230 | C4B | WST02-201-FCV-0230 | BUTTERFLY_CONTROL_VALVE | Motor Operator | 131242-WST02-DR-P-6002.dgn | WST02 | 201 | DC | FCV | 0230 |  | LAMELLA CLARIFIER 2 INLET FLOW CONTROL VALVE | LAMELLA CLARIFIER 2 INLET FLOW CONTROL VALVE | NON-HAZARDOUS | WST02-201-DC-00207-150-CSEL | FLOW CONTROL | WST02-201-FCV-0230-A01 | 100 | 1000 | PN10 | WST02-RIO-0201 | 131242-WST02-DS-M-5703 | 131242-WST02-DS-M-5703 | 131700 | 65000 | 135000 | 36 | 122 | 95 | 156 | 300 | ASTM A351 Gr. CF8M | ASTM A564 Gr. 630 | DISC | PTFE | NA | WAFER | None | 1 | 100 | 400 | 50 | 1500 |  |  |  |  | CW | Motor Operator | Type 22 | WST02-ECCP-1000 | SSNR XLV ROOM | SSN EQ TANK AREA | DANAIS 150 |  | KSB | KSB | https://www.ksb.com/en-sg | +65 6757 7200 |  | Gen_info@ksb.com | China |  |  |  | AQ10 LOGIC POSITIONER |  | Bernard Control | Bernard Control | https://www.bernardcontrols.com/en | + 65 65 654 227 |  | inquiry.singapore@bernardcontrols.com | [8 empty] | KSB
0010298653 | AT_CVALVE | WST02-003-MV-0530 | C4B | WST02-003-MV-0530 | BALL_CONTROL_VALVE | Motor Operator | 131242-WST02-DR-P-6002.dgn | WST02 | 003 | G2D | MV | 0530 |  | LAMELLA CLARIFIER 5 G2D SPRAY WATER ISOLATION VALVE | LAMELLA CLARIFIER 5 G2D SPRAY WATER MV | NON-HAZARDOUS | WST02-003-G2D-00510-50-SS16 | ISOLATION | WST02-003-MV-0530-A01 | 50 | 1000 | PN10 | WST02-RIO-0201 | 131242-WSW41-SH-M-1004 | 131242-WSW41-SH-M-1004 | 10000 | 0 | 10000 | 28 | 528 | 528 | 528 | 800 | A351 Gr. CF8M | A276 Type 316 | BALL | HYPATITE PTFE | NA | THREADED | None |  |  | 400 | 50 | [6 empty] | Motor Operator | TYPE 21 | WST02-ECCP-1000 | SSNR XLV ROOM | SSN EQ TANK AREA | H90V3 |  | HEATON | HEATON | https://www.heaton-valves.com/ | Fax: +886-7-3310-100 |  | sales@heaton-valves.com | CHINA |  |  |  | IQT125 |  | ROTORK | ROTORK | https://www.rotork.com/en/products | [11 empty] | OVS
0010298672 | AT_CVALVE | WST02-201-FCV-0130 | C4B | WST02-201-FCV-0130 | BUTTERFLY_CONTROL_VALVE | Motor Operator | 131242-WST02-DR-P-6002.dgn | WST02 | 201 | DC | FCV | 0130 |  | LAMELLA CLARIFIER 1 INLET FLOW CONTROL VALVE | LAMELLA CLARIFIER 1 INLET FLOW CONTROL VALVE | NON-HAZARDOUS | WST02-201-DC-00107-150-CSEL | FLOW CONTROL | WST02-201-FCV-0130-A01 | 100 | 1000 | PN10 | WST02-RIO-0201 | 131242-WST02-DS-M-5703 | 131242-WST02-DS-M-5703 | 131700 | 65000 | 135000 | 36 | 122 | 95 | 156 | 300 | ASTM A351 Gr. CF8M | ASTM A564 Gr. 630 | DISC | PTFE | NA | WAFER | None | 1 | 100 | 400 | 50 | 1500 |  |  |  |  | CW | Motor Operator | Type 22 | WST02-ECCP-1000 | SSNR XLV ROOM | SSN EQ TANK AREA | DANAIS 150 |  | KSB | KSB | https://www.ksb.com/en-sg | +65 6757 7200 |  | Gen_info@ksb.com | China |  |  |  | AQ10 LOGIC POSITIONER |  | Bernard Control | Bernard Control | https://www.bernardcontrols.com/en | + 65 65 654 227 |  | inquiry.singapore@bernardcontrols.com | [8 empty] | KSB
0010298679 | AT_CVALVE | WST02-201-MV-0131 | C4B | WST02-201-MV-0131 | KNIFE_GATE_CONTROL_VALVE | Motor Operator | 131242-WST02-DR-P-6002.dgn | WST02 | 201 | DC | MV | 0131 |  | LAMELLA CLARIFIER 1 SLUDGE HOPPER 2 OUTLET ISOLATION VALVE | LAMELLA CLARIFIER 1 SLUDGE HOPPER 2 OUTLET MV | NON-HAZARDOUS | WST02-201-DC-00111-100-CSEL | ISOLATION | WST02-201-MV-0131-A01 | 100 | 1000 | PN10 | WST02-RIO-0201 | 131242-WST02-DS-M-5210 | 131242-WST02-DS-M-5210 | 20000 | 0 | 20000 | 36 | 84 | 0 | 85 | 200 | DI w/ Epoxy Coating | SS316 | DISC | RESILIENT SEAT EPDM | NA | FLANGED | None | 45 | 30 | 400 | 50 | 1400 |  |  |  |  | CW | Motor Operator | Type 21 | WST02-ECCP-1000 | SSNR XLV ROOM | SSN EQ TANK AREA | MONO-A, TYPE C-102 |  | JASH | JASH | https://jashindia.com/ | +91-731- 2720143, 2721143 |  | info@jashindia.com | INDIA |  |  |  | SA07.2+AC01.2-A-45 |  | AUMA | AUMA | https://www.auma.com/en_GB | +49 7631 809 - 0 |  | info@auma.com | GERMANY | [7 empty] | PURI-TEQ
0010298696 | AT_CVALVE | WST02-003-MV-0130 | C4B | WST02-003-MV-0130 | BALL_CONTROL_VALVE | Motor Operator | 131242-WST02-DR-P-6002.dgn | WST02 | 003 | G2D | MV | 0130 |  | LAMELLA CLARIFIER 1 G2D SPRAY WATER ISOLATION VALVE | LAMELLA CLARIFIER 1 G2D SPRAY WATER MV | NON-HAZARDOUS | WST02-003-G2D-00110-50-SS16 | ISOLATION | WST02-003-MV-0130-A01 | 50 | 1000 | PN10 | WST02-RIO-0201 | 131242-WSW41-SH-M-1004 | 131242-WSW41-SH-M-1004 | 10000 | 0 | 10000 | 28 | 528 | 528 | 528 | 800 | A351 Gr. CF8M | A276 Type 316 | BALL | HYPATITE PTFE | NA | THREADED | None |  |  | 400 | 50 | [6 empty] | Motor Operator | TYPE 21 | WST02-ECCP-1000 | SSNR XLV ROOM | SSN EQ TANK AREA | H90V3 |  | HEATON | HEATON | https://www.heaton-valves.com/ | Fax: +886-7-3310-100 |  | sales@heaton-valves.com | CHINA |  |  |  | IQT125 |  | ROTORK | ROTORK | https://www.rotork.com/en/products | [11 empty] | OVS
0010298707 | AT_CVALVE | WST02-003-MV-0230 | C4B | WST02-003-MV-0230 | BALL_CONTROL_VALVE | Motor Operator | 131242-WST02-DR-P-6002.dgn | WST02 | 003 | G2D | MV | 0230 |  | LAMELLA CLARIFIER 2 G2D SPRAY WATER ISOLATION VALVE | LAMELLA CLARIFIER 2 G2D SPRAY WATER MV | NON-HAZARDOUS | WST02-003-G2D-00210-50-SS16 | ISOLATION | WST02-003-MV-0230-A01 | 50 | 1000 | PN10 | WST02-RIO-0201 | 131242-WSW41-SH-M-1004 | 131242-WSW41-SH-M-1004 | 10000 | 0 | 10000 | 28 | 528 | 528 | 528 | 800 | A351 Gr. CF8M | A276 Type 316 | BALL | HYPATITE PTFE | NA | THREADED | None |  |  | 400 | 50 | [6 empty] | Motor Operator | TYPE 21 | WST02-ECCP-1000 | SSNR XLV ROOM | SSN EQ TANK AREA | H90V3 |  | HEATON | HEATON | https://www.heaton-valves.com/ | Fax: +886-7-3310-100 |  | sales@heaton-valves.com | CHINA |  |  |  | IQT125 |  | ROTORK | ROTORK | https://www.rotork.com/en/products | [11 empty] | OVS
0010298714 | AT_CVALVE | WST02-201-MV-0532 | C4B | WST02-201-MV-0532 | KNIFE_GATE_CONTROL_VALVE | Motor Operator | 131242-WST02-DR-P-6002.dgn | WST02 | 201 | DC | MV | 0532 |  | LAMELLA CLARIFIER 2 SLUDGE HOPPER 3 OUTLET ISOLATION VALVE | LAMELLA CLARIFIER 2 SLUDGE HOPPER 3 OUTLET MV | NON-HAZARDOUS | WST02-201-DC-00512-100-CSEL | ISOLATION | WST02-201-MV-0532-A01 | 100 | 1000 | PN10 | WST02-RIO-0201 | 131242-WST02-DS-M-5210 | 131242-WST02-DS-M-5210 | 20000 | 0 | 20000 | 36 | 84 | 0 | 85 | 200 | DI w/ Epoxy Coating | SS316 | DISC | RESILIENT SEAT EPDM | NA | FLANGED | None | 45 | 30 | 400 | 50 | 1400 |  |  |  |  | CW | Motor Operator | Type 21 | WST02-ECCP-1000 | SSNR XLV ROOM | SSN EQ TANK AREA | MONO-A, TYPE C-102 |  | JASH | JASH | https://jashindia.com/ | +91-731- 2720143, 2721143 |  | info@jashindia.com | INDIA |  |  |  | SA07.2+AC01.2-A-45 |  | AUMA | AUMA | https://www.auma.com/en_GB | +49 7631 809 - 0 |  | info@auma.com | GERMANY | [7 empty] | PURI-TEQ
0010298715 | AT_CVALVE | WST02-201-MV-0530 | C4B | WST02-201-MV-0530 | KNIFE_GATE_CONTROL_VALVE | Motor Operator | 131242-WST02-DR-P-6002.dgn | WST02 | 201 | DC | MV | 0530 |  | LAMELLA CLARIFIER 2 SLUDGE HOPPER 1 OUTLET ISOLATION VALVE | LAMELLA CLARIFIER 2 SLUDGE HOPPER 1 OUTLET MV | NON-HAZARDOUS | WST02-201-DC-00510-100-CSEL | ISOLATION | WST02-201-MV-0530-A01 | 100 | 1000 | PN10 | WST02-RIO-0201 | 131242-WST02-DS-M-5210 | 131242-WST02-DS-M-5210 | 20000 | 0 | 20000 | 36 | 84 | 0 | 85 | 200 | DI w/ Epoxy Coating | SS316 | DISC | RESILIENT SEAT EPDM | NA | FLANGED | None | 45 | 30 | 400 | 50 | 1400 |  |  |  |  | CW | Motor Operator | Type 21 | WST02-ECCP-1000 | SSNR XLV ROOM | SSN EQ TANK AREA | MONO-A, TYPE C-102 |  | JASH | JASH | https://jashindia.com/ | +91-731- 2720143, 2721143 |  | info@jashindia.com | INDIA |  |  |  | SA07.2+AC01.2-A-45 |  | AUMA | AUMA | https://www.auma.com/en_GB | +49 7631 809 - 0 |  | info@auma.com | GERMANY | [7 empty] | PURI-TEQ
0010298718 | AT_CVALVE | WST02-201-MV-0231 | C4B | WST02-201-MV-0231 | KNIFE_GATE_CONTROL_VALVE | Motor Operator | 131242-WST02-DR-P-6002.dgn | WST02 | 201 | DC | MV | 0231 |  | LAMELLA CLARIFIER 2 SLUDGE HOPPER 2 OUTLET ISOLATION VALVE | LAMELLA CLARIFIER 2 SLUDGE HOPPER 2 OUTLET MV | NON-HAZARDOUS | WST02-201-DC-00211-100-CSEL | ISOLATION | WST02-201-MV-0231-A01 | 100 | 1000 | PN10 | WST02-RIO-0201 | 131242-WST02-DS-M-5210 | 131242-WST02-DS-M-5210 | 20000 | 0 | 20000 | 36 | 84 | 0 | 85 | 200 | DI w/ Epoxy Coating | SS316 | DISC | RESILIENT SEAT EPDM | NA | FLANGED | None | 45 | 30 | 400 | 50 | 1400 |  |  |  |  | CW | Motor Operator | Type 21 | WST02-ECCP-1000 | SSNR XLV ROOM | SSN EQ TANK AREA | MONO-A, TYPE C-102 |  | JASH | JASH | https://jashindia.com/ | +91-731- 2720143, 2721143 |  | info@jashindia.com | INDIA |  |  |  | SA07.2+AC01.2-A-45 |  | AUMA | AUMA | https://www.auma.com/en_GB | +49 7631 809 - 0 |  | info@auma.com | GERMANY | [7 empty] | PURI-TEQ
0010298722 | AT_CVALVE | WST02-201-MV-0130 | C4B | WST02-201-MV-0130 | KNIFE_GATE_CONTROL_VALVE | Motor Operator | 131242-WST02-DR-P-6002.dgn | WST02 | 201 | DC | MV | 0130 |  | LAMELLA CLARIFIER 1 SLUDGE HOPPER 1 OUTLET ISOLATION VALVE | LAMELLA CLARIFIER 1 SLUDGE HOPPER 1 OUTLET MV | NON-HAZARDOUS | WST02-201-DC-00110-100-CSEL | ISOLATION | WST02-201-MV-0130-A01 | 100 | 1000 | PN10 | WST02-RIO-0201 | 131242-WST02-DS-M-5210 | 131242-WST02-DS-M-5210 | 20000 | 0 | 20000 | 36 | 84 | 0 | 85 | 200 | DI w/ Epoxy Coating | SS316 | DISC | RESILIENT SEAT EPDM | NA | FLANGED | None | 45 | 30 | 400 | 50 | 1400 |  |  |  |  | CW | Motor Operator | Type 21 | WST02-ECCP-1000 | SSNR XLV ROOM | SSN EQ TANK AREA | MONO-A, TYPE C-102 |  | JASH | JASH | https://jashindia.com/ | +91-731- 2720143, 2721143 |  | info@jashindia.com | INDIA |  |  |  | SA07.2+AC01.2-A-45 |  | AUMA | AUMA | https://www.auma.com/en_GB | +49 7631 809 - 0 |  | info@auma.com | GERMANY | [7 empty] | PURI-TEQ
0010298726 | AT_CVALVE | WST02-201-FCV-0530 | C4B | WST02-201-FCV-0530 | BUTTERFLY_CONTROL_VALVE | Motor Operator | 131242-WST02-DR-P-6002.dgn | WST02 | 201 | DC | FCV | 0530 |  | LAMELLA CLARIFIER 5 INLET FLOW CONTROL VALVE | LAMELLA CLARIFIER 5 INLET FLOW CONTROL VALVE | NON-HAZARDOUS | WST02-201-DC-00507-150-CSEL | FLOW CONTROL | WST02-201-FCV-0530-A01 | 100 | 1000 | PN10 | WST02-RIO-0201 | 131242-WST02-DS-M-5703 | 131242-WST02-DS-M-5703 | 131700 | 65000 | 135000 | 36 | 122 | 95 | 156 | 300 | ASTM A351 Gr. CF8M | ASTM A564 Gr. 630 | DISC | PTFE | NA | WAFER | None | 1 | 100 | 400 | 50 | 1500 |  |  |  |  | CW | Motor Operator | Type 22 | WST02-ECCP-1000 | SSNR XLV ROOM | SSN EQ TANK AREA | DANAIS 150 |  | KSB | KSB | https://www.ksb.com/en-sg | +65 6757 7200 |  | Gen_info@ksb.com | China |  |  |  | AQ10 LOGIC POSITIONER |  | Bernard Control | Bernard Control | https://www.bernardcontrols.com/en | + 65 65 654 227 |  | inquiry.singapore@bernardcontrols.com | [8 empty] | KSB
0010298727 | AT_CVALVE | WST02-201-MV-0531 | C4B | WST02-201-MV-0531 | KNIFE_GATE_CONTROL_VALVE | Motor Operator | 131242-WST02-DR-P-6002.dgn | WST02 | 201 | DC | MV | 0531 |  | LAMELLA CLARIFIER 2 SLUDGE HOPPER 2 OUTLET ISOLATION VALVE | LAMELLA CLARIFIER 2 SLUDGE HOPPER 2 OUTLET MV | NON-HAZARDOUS | WST02-201-DC-00511-100-CSEL | ISOLATION | WST02-201-MV-0531-A01 | 100 | 1000 | PN10 | WST02-RIO-0201 | 131242-WST02-DS-M-5210 | 131242-WST02-DS-M-5210 | 20000 | 0 | 20000 | 36 | 84 | 0 | 85 | 200 | DI w/ Epoxy Coating | SS316 | DISC | RESILIENT SEAT EPDM | NA | FLANGED | None | 45 | 30 | 400 | 50 | 1400 |  |  |  |  | CW | Motor Operator | Type 21 | WST02-ECCP-1000 | SSNR XLV ROOM | SSN EQ TANK AREA | MONO-A, TYPE C-102 |  | JASH | JASH | https://jashindia.com/ | +91-731- 2720143, 2721143 |  | info@jashindia.com | INDIA |  |  |  | SA07.2+AC01.2-A-45 |  | AUMA | AUMA | https://www.auma.com/en_GB | +49 7631 809 - 0 |  | info@auma.com | GERMANY | [7 empty] | PURI-TEQ
0010298740 | AT_CVALVE | WST02-201-MV-0132 | C4B | WST02-201-MV-0132 | KNIFE_GATE_CONTROL_VALVE | Motor Operator | 131242-WST02-DR-P-6002.dgn | WST02 | 201 | DC | MV | 0132 |  | LAMELLA CLARIFIER 1 SLUDGE HOPPER 3 OUTLET ISOLATION VALVE | LAMELLA CLARIFIER 1 SLUDGE HOPPER 3 OUTLET MV | NON-HAZARDOUS | WST02-201-DC-00112-100-CSEL | ISOLATION | WST02-201-MV-0132-A01 | 100 | 1000 | PN10 | WST02-RIO-0201 | 131242-WST02-DS-M-5210 | 131242-WST02-DS-M-5210 | 20000 | 0 | 20000 | 36 | 84 | 0 | 85 | 200 | DI w/ Epoxy Coating | SS316 | DISC | RESILIENT SEAT EPDM | NA | FLANGED | None | 45 | 30 | 400 | 50 | 1400 |  |  |  |  | CW | Motor Operator | Type 21 | WST02-ECCP-1000 | SSNR XLV ROOM | SSN EQ TANK AREA | MONO-A, TYPE C-102 |  | JASH | JASH | https://jashindia.com/ | +91-731- 2720143, 2721143 |  | info@jashindia.com | INDIA |  |  |  | SA07.2+AC01.2-A-45 |  | AUMA | AUMA | https://www.auma.com/en_GB | +49 7631 809 - 0 |  | info@auma.com | GERMANY | [7 empty] | PURI-TEQ
0010298749 | AT_CVALVE | WST02-201-MV-0232 | C4B | WST02-201-MV-0232 | KNIFE_GATE_CONTROL_VALVE | Motor Operator | 131242-WST02-DR-P-6002.dgn | WST02 | 201 | DC | MV | 0232 |  | LAMELLA CLARIFIER 2 SLUDGE HOPPER 3 OUTLET ISOLATION VALVE | LAMELLA CLARIFIER 2 SLUDGE HOPPER 3 OUTLET MV | NON-HAZARDOUS | WST02-201-DC-00212-100-CSEL | ISOLATION | WST02-201-MV-0232-A01 | 100 | 1000 | PN10 | WST02-RIO-0201 | 131242-WST02-DS-M-5210 | 131242-WST02-DS-M-5210 | 20000 | 0 | 20000 | 36 | 84 | 0 | 85 | 200 | DI w/ Epoxy Coating | SS316 | DISC | RESILIENT SEAT EPDM | NA | FLANGED | None | 45 | 30 | 400 | 50 | 1400 |  |  |  |  | CW | Motor Operator | Type 21 | WST02-ECCP-1000 | SSNR XLV ROOM | SSN EQ TANK AREA | MONO-A, TYPE C-102 |  | JASH | JASH | https://jashindia.com/ | +91-731- 2720143, 2721143 |  | info@jashindia.com | INDIA |  |  |  | SA07.2+AC01.2-A-45 |  | AUMA | AUMA | https://www.auma.com/en_GB | +49 7631 809 - 0 |  | info@auma.com | GERMANY | [7 empty] | PURI-TEQ
0010298754 | AT_CVALVE | WST02-201-MV-0230 | C4B | WST02-201-MV-0230 | KNIFE_GATE_CONTROL_VALVE | Motor Operator | 131242-WST02-DR-P-6002.dgn | WST02 | 201 | DC | MV | 0230 |  | LAMELLA CLARIFIER 2 SLUDGE HOPPER 1 OUTLET ISOLATION VALVE | LAMELLA CLARIFIER 2 SLUDGE HOPPER 1 OUTLET MV | NON-HAZARDOUS | WST02-201-DC-00210-100-CSEL | ISOLATION | WST02-201-MV-0230-A01 | 100 | 1000 | PN10 | WST02-RIO-0201 | 131242-WST02-DS-M-5210 | 131242-WST02-DS-M-5210 | 20000 | 0 | 20000 | 36 | 84 | 0 | 85 | 200 | DI w/ Epoxy Coating | SS316 | DISC | RESILIENT SEAT EPDM | NA | FLANGED | None | 45 | 30 | 400 | 50 | 1400 |  |  |  |  | CW | Motor Operator | Type 21 | WST02-ECCP-1000 | SSNR XLV ROOM | SSN EQ TANK AREA | MONO-A, TYPE C-102 |  | JASH | JASH | https://jashindia.com/ | +91-731- 2720143, 2721143 |  | info@jashindia.com | INDIA |  |  |  | SA07.2+AC01.2-A-45 |  | AUMA | AUMA | https://www.auma.com/en_GB | +49 7631 809 - 0 |  | info@auma.com | GERMANY | [7 empty] | PURI-TEQ
0010298823 | AT_CVALVE | WST02-003-MV-0330 | C4B | WST02-003-MV-0330 | BALL_CONTROL_VALVE | Motor Operator | 131242-WST02-DR-P-6003.dgn | WST02 | 003 | G2D | MV | 0330 |  | LAMELLA CLARIFIER 3 G2D SPRAY WATER ISOLATION VALVE | LAMELLA CLARIFIER 3 G2D SPRAY WATER MV | NON-HAZARDOUS | WST02-003-G2D-00310-50-SS16 | ISOLATION | WST02-003-MV-0330-A01 | 50 | 1000 | PN10 | WST02-RIO-0201 | 131242-WSW41-SH-M-1004 | 131242-WSW41-SH-M-1004 | 10000 | 0 | 10000 | 28 | 528 | 528 | 528 | 800 | A351 Gr. CF8M | A276 Type 316 | BALL | HYPATITE PTFE | NA | THREADED | None |  |  | 400 | 50 | [6 empty] | Motor Operator | TYPE 21 | WST02-ECCP-1000 | SSNR XLV ROOM | SSN EQ TANK AREA | H90V3 |  | HEATON | HEATON | https://www.heaton-valves.com/ | Fax: +886-7-3310-100 |  | sales@heaton-valves.com | CHINA |  |  |  | IQT125 |  | ROTORK | ROTORK | https://www.rotork.com/en/products | [11 empty] | OVS
0010298830 | AT_CVALVE | WST02-003-MV-0430 | C4B | WST02-003-MV-0430 | BALL_CONTROL_VALVE | Motor Operator | 131242-WST02-DR-P-6003.dgn | WST02 | 003 | G2D | MV | 0430 |  | LAMELLA CLARIFIER 4 G2D SPRAY WATER ISOLATION VALVE | LAMELLA CLARIFIER 4 G2D SPRAY WATER MV | NON-HAZARDOUS | WST02-003-G2D-00410-50-SS16 | ISOLATION | WST02-003-MV-0430-A01 | 50 | 1000 | PN10 | WST02-RIO-0201 | 131242-WSW41-SH-M-1004 | 131242-WSW41-SH-M-1004 | 10000 | 0 | 10000 | 28 | 528 | 528 | 528 | 800 | A351 Gr. CF8M | A276 Type 316 | BALL | HYPATITE PTFE | NA | THREADED | None |  |  | 400 | 50 | [6 empty] | Motor Operator | TYPE 21 | WST02-ECCP-1000 | SSNR XLV ROOM | SSN EQ TANK AREA | H90V3 |  | HEATON | HEATON | https://www.heaton-valves.com/ | Fax: +886-7-3310-100 |  | sales@heaton-valves.com | CHINA |  |  |  | IQT125 |  | ROTORK | ROTORK | https://www.rotork.com/en/products | [11 empty] | OVS
0010298854 | AT_CVALVE | WST02-201-FCV-0430 | C4B | WST02-201-FCV-0430 | BUTTERFLY_CONTROL_VALVE | Motor Operator | 131242-WST02-DR-P-6003.dgn | WST02 | 201 | DC | FCV | 0430 |  | LAMELLA CLARIFIER 4 INLET FLOW CONTROL VALVE | LAMELLA CLARIFIER 4 INLET FLOW CONTROL VALVE | NON-HAZARDOUS | WST02-201-DC-00407-150-CSEL | FLOW CONTROL | WST02-201-FCV-0430-A01 | 100 | 1000 | PN10 | WST02-RIO-0201 | 131242-WST02-DS-M-5703 | 131242-WST02-DS-M-5703 | 131700 | 65000 | 135000 | 36 | 122 | 95 | 156 | 300 | ASTM A351 Gr. CF8M | ASTM A564 Gr. 630 | DISC | PTFE | NA | WAFER | None | 1 | 100 | 400 | 50 | 1500 |  |  |  |  | CW | Motor Operator | Type 22 | WST02-ECCP-1000 | SSNR XLV ROOM | SSN EQ TANK AREA | DANAIS 150 |  | KSB | KSB | https://www.ksb.com/en-sg | +65 6757 7200 |  | Gen_info@ksb.com | China |  |  |  | AQ10 LOGIC POSITIONER |  | Bernard Control | Bernard Control | https://www.bernardcontrols.com/en | + 65 65 654 227 |  | inquiry.singapore@bernardcontrols.com | [8 empty] | KSB
0010298861 | AT_CVALVE | WST02-201-MV-0431 | C4B | WST02-201-MV-0431 | KNIFE_GATE_CONTROL_VALVE | Motor Operator | 131242-WST02-DR-P-6003.dgn | WST02 | 201 | DC | MV | 0431 |  | LAMELLA CLARIFIER 4 SLUDGE HOPPER 2 OUTLET ISOLATION VALVE | LAMELLA CLARIFIER 4 SLUDGE HOPPER 2 OUTLET MV | NON-HAZARDOUS | WST02-201-DC-00411-100-CSEL | ISOLATION | WST02-201-MV-0431-A01 | 100 | 1000 | PN10 | WST02-RIO-0201 | 131242-WST02-DS-M-5210 | 131242-WST02-DS-M-5210 | 20000 | 0 | 20000 | 36 | 84 | 0 | 85 | 200 | DI w/ Epoxy Coating | SS316 | DISC | RESILIENT SEAT EPDM | NA | FLANGED | None | 45 | 30 | 400 | 50 | 1400 |  |  |  |  | CW | Motor Operator | Type 21 | WST02-ECCP-1000 | SSNR XLV ROOM | SSN EQ TANK AREA | MONO-A, TYPE C-102 |  | JASH | JASH | https://jashindia.com/ | +91-731- 2720143, 2721143 |  | info@jashindia.com | INDIA |  |  |  | SA07.2+AC01.2-A-45 |  | AUMA | AUMA | https://www.auma.com/en_GB | +49 7631 809 - 0 |  | info@auma.com | GERMANY | [7 empty] | PURI-TEQ
0010298871 | AT_CVALVE | WST02-201-MV-0332 | C4B | WST02-201-MV-0332 | KNIFE_GATE_CONTROL_VALVE | Motor Operator | 131242-WST02-DR-P-6003.dgn | WST02 | 201 | DC | MV | 0332 |  | LAMELLA CLARIFIER 3 SLUDGE HOPPER 3 OUTLET ISOLATION VALVE | LAMELLA CLARIFIER 3 SLUDGE HOPPER 3 OUTLET MV | NON-HAZARDOUS | WST02-201-DC-00312-100-CSEL | ISOLATION | WST02-201-MV-0332-A01 | 100 | 1000 | PN10 | WST02-RIO-0201 | 131242-WST02-DS-M-5210 | 131242-WST02-DS-M-5210 | 20000 | 0 | 20000 | 36 | 84 | 0 | 85 | 200 | DI w/ Epoxy Coating | SS316 | DISC | RESILIENT SEAT EPDM | NA | FLANGED | None | 45 | 30 | 400 | 50 | 1400 |  |  |  |  | CW | Motor Operator | Type 21 | WST02-ECCP-1000 | SSNR XLV ROOM | SSN EQ TANK AREA | MONO-A, TYPE C-102 |  | JASH | JASH | https://jashindia.com/ | +91-731- 2720143, 2721143 |  | info@jashindia.com | INDIA |  |  |  | SA07.2+AC01.2-A-45 |  | AUMA | AUMA | https://www.auma.com/en_GB | +49 7631 809 - 0 |  | info@auma.com | GERMANY | [7 empty] | PURI-TEQ
0010298873 | AT_CVALVE | WST02-201-MV-0330 | C4B | WST02-201-MV-0330 | KNIFE_GATE_CONTROL_VALVE | Motor Operator | 131242-WST02-DR-P-6003.dgn | WST02 | 201 | DC | MV | 0330 |  | LAMELLA CLARIFIER 3 SLUDGE HOPPER 1 OUTLET ISOLATION VALVE | LAMELLA CLARIFIER 3 SLUDGE HOPPER 1 OUTLET MV | NON-HAZARDOUS | WST02-201-DC-00310-100-CSEL | ISOLATION | WST02-201-MV-0330-A01 | 100 | 1000 | PN10 | WST02-RIO-0201 | 131242-WST02-DS-M-5210 | 131242-WST02-DS-M-5210 | 20000 | 0 | 20000 | 36 | 84 | 0 | 85 | 200 | DI w/ Epoxy Coating | SS316 | DISC | RESILIENT SEAT EPDM | NA | FLANGED | None | 45 | 30 | 400 | 50 | 1400 |  |  |  |  | CW | Motor Operator | Type 21 | WST02-ECCP-1000 | SSNR XLV ROOM | SSN EQ TANK AREA | MONO-A, TYPE C-102 |  | JASH | JASH | https://jashindia.com/ | +91-731- 2720143, 2721143 |  | info@jashindia.com | INDIA |  |  |  | SA07.2+AC01.2-A-45 |  | AUMA | AUMA | https://www.auma.com/en_GB | +49 7631 809 - 0 |  | info@auma.com | GERMANY | [7 empty] | PURI-TEQ
0010298877 | AT_CVALVE | WST02-201-MV-0430 | C4B | WST02-201-MV-0430 | KNIFE_GATE_CONTROL_VALVE | Motor Operator | 131242-WST02-DR-P-6003.dgn | WST02 | 201 | DC | MV | 0430 |  | LAMELLA CLARIFIER 4 SLUDGE HOPPER 1 OUTLET ISOLATION VALVE | LAMELLA CLARIFIER 4 SLUDGE HOPPER 1 OUTLET MV | NON-HAZARDOUS | WST02-201-DC-00410-100-CSEL | ISOLATION | WST02-201-MV-0430-A01 | 100 | 1000 | PN10 | WST02-RIO-0201 | 131242-WST02-DS-M-5210 | 131242-WST02-DS-M-5210 | 20000 | 0 | 20000 | 36 | 84 | 0 | 85 | 200 | DI w/ Epoxy Coating | SS316 | DISC | RESILIENT SEAT EPDM | NA | FLANGED | None | 45 | 30 | 400 | 50 | 1400 |  |  |  |  | CW | Motor Operator | Type 21 | WST02-ECCP-1000 | SSNR XLV ROOM | SSN EQ TANK AREA | MONO-A, TYPE C-102 |  | JASH | JASH | https://jashindia.com/ | +91-731- 2720143, 2721143 |  | info@jashindia.com | INDIA |  |  |  | SA07.2+AC01.2-A-45 |  | AUMA | AUMA | https://www.auma.com/en_GB | +49 7631 809 - 0 |  | info@auma.com | GERMANY | [7 empty] | PURI-TEQ
0010298880 | AT_CVALVE | WST02-201-FCV-0330 | C4B | WST02-201-FCV-0330 | BUTTERFLY_CONTROL_VALVE | Motor Operator | 131242-WST02-DR-P-6003.dgn | WST02 | 201 | DC | FCV | 0330 |  | LAMELLA CLARIFIER 3 INLET FLOW CONTROL VALVE | LAMELLA CLARIFIER 3 INLET FLOW CONTROL VALVE | NON-HAZARDOUS | WST02-201-DC-00307-150-CSEL | FLOW CONTROL | WST02-201-FCV-0330-A01 | 100 | 1000 | PN10 | WST02-RIO-0201 | 131242-WST02-DS-M-5703 | 131242-WST02-DS-M-5703 | 131700 | 65000 | 135000 | 36 | 122 | 95 | 156 | 300 | ASTM A351 Gr. CF8M | ASTM A564 Gr. 630 | DISC | PTFE | NA | WAFER | None | 1 | 100 | 400 | 50 | 1500 |  |  |  |  | CW | Motor Operator | Type 22 | WST02-ECCP-1000 | SSNR XLV ROOM | SSN EQ TANK AREA | DANAIS 150 |  | KSB | KSB | https://www.ksb.com/en-sg | +65 6757 7200 |  | Gen_info@ksb.com | China |  |  |  | AQ10 LOGIC POSITIONER |  | Bernard Control | Bernard Control | https://www.bernardcontrols.com/en | + 65 65 654 227 |  | inquiry.singapore@bernardcontrols.com | [8 empty] | KSB
0010298881 | AT_CVALVE | WST02-201-MV-0331 | C4B | WST02-201-MV-0331 | KNIFE_GATE_CONTROL_VALVE | Motor Operator | 131242-WST02-DR-P-6003.dgn | WST02 | 201 | DC | MV | 0331 |  | LAMELLA CLARIFIER 3 SLUDGE HOPPER 2 OUTLET ISOLATION VALVE | LAMELLA CLARIFIER 3 SLUDGE HOPPER 2 OUTLET MV | NON-HAZARDOUS | WST02-201-DC-00311-100-CSEL | ISOLATION | WST02-201-MV-0331-A01 | 100 | 1000 | PN10 | WST02-RIO-0201 | 131242-WST02-DS-M-5210 | 131242-WST02-DS-M-5210 | 20000 | 0 | 20000 | 36 | 84 | 0 | 85 | 200 | DI w/ Epoxy Coating | SS316 | DISC | RESILIENT SEAT EPDM | NA | FLANGED | None | 45 | 30 | 400 | 50 | 1400 |  |  |  |  | CW | Motor Operator | Type 21 | WST02-ECCP-1000 | SSNR XLV ROOM | SSN EQ TANK AREA | MONO-A, TYPE C-102 |  | JASH | JASH | https://jashindia.com/ | +91-731- 2720143, 2721143 |  | info@jashindia.com | INDIA |  |  |  | SA07.2+AC01.2-A-45 |  | AUMA | AUMA | https://www.auma.com/en_GB | +49 7631 809 - 0 |  | info@auma.com | GERMANY | [7 empty] | PURI-TEQ
0010298891 | AT_CVALVE | WST02-201-MV-0432 | C4B | WST02-201-MV-0432 | KNIFE_GATE_CONTROL_VALVE | Motor Operator | 131242-WST02-DR-P-6003.dgn | WST02 | 201 | DC | MV | 0432 |  | LAMELLA CLARIFIER 4 SLUDGE HOPPER 3 OUTLET ISOLATION VALVE | LAMELLA CLARIFIER 4 SLUDGE HOPPER 3 OUTLET MV | NON-HAZARDOUS | WST02-201-DC-00412-100-CSEL | ISOLATION | WST02-201-MV-0432-A01 | 100 | 1000 | PN10 | WST02-RIO-0201 | 131242-WST02-DS-M-5210 | 131242-WST02-DS-M-5210 | 20000 | 0 | 20000 | 36 | 84 | 0 | 85 | 200 | DI w/ Epoxy Coating | SS316 | DISC | RESILIENT SEAT EPDM | NA | FLANGED | None | 45 | 30 | 400 | 50 | 1400 |  |  |  |  | CW | Motor Operator | Type 21 | WST02-ECCP-1000 | SSNR XLV ROOM | SSN EQ TANK AREA | MONO-A, TYPE C-102 |  | JASH | JASH | https://jashindia.com/ | +91-731- 2720143, 2721143 |  | info@jashindia.com | INDIA |  |  |  | SA07.2+AC01.2-A-45 |  | AUMA | AUMA | https://www.auma.com/en_GB | +49 7631 809 - 0 |  | info@auma.com | GERMANY | [7 empty] | PURI-TEQ
0010299238 | AT_PSV | WST02-401-BPV-0440 | C4B | WST02-401-BPV-0440 | GATE_PRESSURE_SAFETY_VALVE | Back Pressure Regulator | 131242-WST02-DR-P-6008.dgn | WST02 | 401 | FC | BPV | 0440 |  | FERRIC CHLORIDE DOSING TO ANAMMOX REACTOR 4 PRESSURE REGULATOR | FC DOSING TO AMX REACTOR 4 BPV | NON-HAZARDOUS | WST02-401-FC-00414-20-CPVC | PRESSURE REGULATION | WST02-401-BPV-0440-A01 | 20X20 | 1000 | PN10 | NA | 131242-WST02-DS-M-5501 | 131242-WST02-DS-M-5501 | 10.8 | 4.1 | 50 | 30 | 234 | 235 | 251 | 400 | CPVC | NA | DIAPHRAGM | PTFE | NA | THREADED | None | [10 empty] | Back Pressure Regulator | NA | NA | NA | NA | BPG155CP |  | GRIFFCO | GRIFFCO | www.griffcovalve.com | +1-716-835-0891 | +1-716-835-0893 | Sales@griffcovalve.com | USA |  |  |  | NA |  | NA | NA | [12 empty] | PROMINENT
0010299246 | AT_PSV | WST02-403-BPV-0441 | C4B | WST02-403-BPV-0441 | GATE_PRESSURE_SAFETY_VALVE | Back Pressure Regulator | 131242-WST02-DR-P-6008.dgn | WST02 | 403 | SHYD | BPV | 0441 |  | SODIUM HYDROXIDE DOSING TO ANAMMOX REACTOR 4 PRESSURE REGULATOR | SHYD DOSING TO AMX REACTOR 4 BPV | NON-HAZARDOUS | WST02-403-SHYD-00454-20-CPVC | PRESSURE REGULATION | WST02-403-BPV-0441-A01 | 20X20 | 1000 | PN10 | NA | 131242-WST02-DS-M-5521 | 131242-WST02-DS-M-5521 | 51 | 8 | 150 | 28 | 247 | 235 | 281 | 500 | CPVC | NA | DIAPHRAGM | PTFE | NA | THREADED | None | [10 empty] | Back Pressure Regulator | NA | NA | NA | NA | BPG155CP |  | GRIFFCO | GRIFFCO | www.griffcovalve.com | +1-716-835-0891 | +1-716-835-0893 | Sales@griffcovalve.com | USA |  |  |  | NA |  | NA | NA | [12 empty] | PROMINENT
0010299336 | AT_CVALVE | WST02-203-MV-0102 | C4B | WST02-203-MV-0102 | BUTTERFLY_CONTROL_VALVE | Motor Operator | 131242-WST02-DR-P-6009.dgn | WST02 | 203 | ALP | MV | 0102 |  | AERATION BLOWER A DISCHARGE ISOLATION VALVE | AERATION BLOWER A DISCHARGE ISOLATION VALVE | NON-HAZARDOUS | WST02-203-ALP-00101-300-SS16 | ISOLATION | WST02-203-MV-0102-A01 | 300 | 1000 | PN10 | WST02-RIO-0204 | 131242-WST02-SH-M-1008 | 131242-WST02-SH-M-1008 | 3888 | 1593 | 5870 | 98 | 77 | 74 | 98 | 200 | DI w/ Epoxy Coating | SS 1.4029 (13%) | DISC | EPDM (REPLACEABLE) | NA | LUGGED | None |  |  | 400 | 50 | [6 empty] | Motor Operator | Type 21 | WST02-ECCP-1001 | SSNR XLV ROOM | SSN BLOWER AREA | HBRL |  | HEATON | HEATON | https://www.heaton-valves.com/ | Fax: +886-7-3310-100 |  | sales@heaton-valves.com | CHINA |  |  |  | IQT125 |  | ROTORK | ROTORK | https://www.rotork.com/en/products | [11 empty] | OVS
0010299363 | AT_CVALVE | WST02-203-MV-0103 | C4B | WST02-203-MV-0103 | BUTTERFLY_CONTROL_VALVE | Motor Operator | 131242-WST02-DR-P-6009.dgn | WST02 | 203 | ALP | MV | 0103 |  | AERATION BLOWER E BYPASS ISOLATION VALVE 1 | AERATION BLOWER E BYPASS ISOLATION VALVE 1 | NON-HAZARDOUS | WST02-203-ALP-00505-300-SS16 | ISOLATION | WST02-203-MV-0103-A01 | 300 | 1000 | PN10 | WST02-RIO-0204 | 131242-WST02-SH-M-1008 | 131242-WST02-SH-M-1008 | 3888 | 1593 | 5870 | 98 | 77 | 74 | 98 | 200 | DI w/ Epoxy Coating | SS 1.4029 (13%) | DISC | EPDM (REPLACEABLE) | NA | LUGGED | None |  |  | 400 | 50 | [6 empty] | Motor Operator | Type 21 | WST02-ECCP-1001 | SSNR XLV ROOM | SSN BLOWER AREA | HBRL |  | HEATON | HEATON | https://www.heaton-valves.com/ | Fax: +886-7-3310-100 |  | sales@heaton-valves.com | CHINA |  |  |  | IQT125 |  | ROTORK | ROTORK | https://www.rotork.com/en/products | [11 empty] | OVS
0010299378 | AT_CVALVE | WST02-203-MV-0203 | C4B | WST02-203-MV-0203 | BUTTERFLY_CONTROL_VALVE | Motor Operator | 131242-WST02-DR-P-6009.dgn | WST02 | 203 | ALP | MV | 0203 |  | AERATION BLOWER E BYPASS ISOLATION VALVE 2 | AERATION BLOWER E BYPASS ISOLATION VALVE 2 | NON-HAZARDOUS | WST02-203-ALP-00504-300-SS16 | ISOLATION | WST02-203-MV-0203-A01 | 300 | 1000 | PN10 | WST02-RIO-0204 | 131242-WST02-SH-M-1008 | 131242-WST02-SH-M-1008 | 3888 | 1593 | 5870 | 98 | 77 | 74 | 98 | 200 | DI w/ Epoxy Coating | SS 1.4029 (13%) | DISC | EPDM (REPLACEABLE) | NA | LUGGED | None |  |  | 400 | 50 | [6 empty] | Motor Operator | Type 21 | WST02-ECCP-1001 | SSNR XLV ROOM | SSN BLOWER AREA | HBRL |  | HEATON | HEATON | https://www.heaton-valves.com/ | Fax: +886-7-3310-100 |  | sales@heaton-valves.com | CHINA |  |  |  | IQT125 |  | ROTORK | ROTORK | https://www.rotork.com/en/products | [11 empty] | OVS
0010299383 | AT_CVALVE | WST02-203-MV-0202 | C4B | WST02-203-MV-0202 | BUTTERFLY_CONTROL_VALVE | Motor Operator | 131242-WST02-DR-P-6009.dgn | WST02 | 203 | ALP | MV | 0202 |  | AERATION BLOWER B DISCHARGE ISOLATION VALVE | AERATION BLOWER B DISCHARGE ISOLATION VALVE | NON-HAZARDOUS | WST02-203-ALP-00201-300-SS16 | ISOLATION | WST02-203-MV-0202-A01 | 300 | 1000 | PN10 | WST02-RIO-0205 | 131242-WST02-SH-M-1008 | 131242-WST02-SH-M-1008 | 3888 | 1593 | 5870 | 98 | 77 | 74 | 98 | 200 | DI w/ Epoxy Coating | SS 1.4029 (13%) | DISC | EPDM (REPLACEABLE) | NA | LUGGED | None |  |  | 400 | 50 | [6 empty] | Motor Operator | Type 21 | WST02-ECCP-1001 | SSNR XLV ROOM | SSN BLOWER AREA | HBRL |  | HEATON | HEATON | https://www.heaton-valves.com/ | Fax: +886-7-3310-100 |  | sales@heaton-valves.com | CHINA |  |  |  | IQT125 |  | ROTORK | ROTORK | https://www.rotork.com/en/products | [11 empty] | OVS
0010299559 | AT_CVALVE | WST02-204-MV-0120 | C4B | WST02-204-MV-0120 | KNIFE_GATE_CONTROL_VALVE | Motor Operator | 131242-WST02-DR-P-6012.dgn | WST02 | 204 | DC | MV | 0120 |  | DISCHARGE TRANSFER PUMP OUTLET ISOLATION VALVE | DISCHARGE TRANSFER PUMP OUTLET ISOLATION VALVE | NON-HAZARDOUS | WST02-204-DC-00112-400-CSEL | ISOLATION | WST02-204-MV-0120-A01 | 400 | 1000 | PN10 | WST02-RIO-0203 | 131242-WST02-DS-M-5209 | 131242-WST02-DS-M-5209 | 526700 | 425800 | 606700 | 38 | 259 | 216 | 40 | 100 | DI w/ Epoxy Coating | SS316 | DISC | RESILIENT SEAT EPDM | NA | FLANGED | None | 45 | 120 | 400 | 50 | 1400 |  |  |  |  | CW | Motor Operator | Type 21 | WST02-ECCP-1000 | SSNR XLV ROOM | SSN NORTH PUMP AREA | MONO-A-M, TYPE C-102 |  | JASH | JASH | https://jashindia.com/ | +91-731- 2720143, 2721143 |  | info@jashindia.com | INDIA |  |  |  | SA10.2+AC01.2-A-45 |  | AUMA | AUMA | https://www.auma.com/en_GB | +49 7631 809 - 0 |  | info@auma.com | GERMANY | [7 empty] | PURI-TEQ
0010299923 | AT_PSV | WST02-403-SRV-0120 | C4B | WST02-403-SRV-0120 | ANGLE_PRESSURE_SAFETY_VALVE | Pressure Relief | 131242-WST02-DR-P-6016.dgn | WST02 | 403 | SHYD | SRV | 0120 |  | EQUALIZATION TANK SODIUM HYDROXIDE DOSING PUMP B DISCHARGE SAFETY RELIEF VALVE | EQ TANK SHYD DOSING P B DISCHARGE SRV | NON-HAZARDOUS | WST02-403-SHYD-00119-40-CPVC | PRESSURE RELIEF | WST02-403-SRV-0120-A01 | 40X40 | 1000 | PN10 | NA | 131242-WST02-DS-M-5511 | 131242-WST02-DS-M-5511 | 0 | 0 | 500 | 28 | 293 | 283 | 310 | 500 | PVC | NA | DIAPHRAGM | 0 | NA | THREADED | None | [10 empty] | Pressure Relief | NA | NA | NA | NA | PRG155CP |  | GRIFFCO | GRIFFCO | www.griffcovalve.com | +1-716-835-0891 | +1-716-835-0893 | Sales@griffcovalve.com | USA |  |  |  | NA |  | NA | NA | [12 empty] | PROMINENT
0010300015 | AT_CVALVE | WST02-403-MV-0210 | C4B | WST02-403-MV-0210 | BALL_CONTROL_VALVE | Motor Operator | 131242-WST02-DR-P-6016.dgn | WST02 | 403 | SHYD | MV | 0210 |  | SODIUM HYDROXIDE STORAGE TANK 2 LOADING ISOLATION VALVE | SHYD STORAGE TANK 2 LOADING MV | NON-HAZARDOUS | WST02-403-SHYD-00204-50-CPVC | ISOLATION | WST02-403-MV-0210-A01 | 50 | 1000 | PN10 | WST02-RIO-0401 | 131242-WSW41-SH-M-1005 | 131242-WSW41-SH-M-1005 | 0 | 0 | 0 | 28 | 55 | 0 | 65 | 100 | CPVC | CPVC | BALL | PTFE | NA | SOCKET WELD | None | 2150 | 20 | 230 | 50 | 2150 |  |  |  |  | CW/CCW | Motor Operator | Type 21 | WST02-ECCP-1000 | SSNR XLV ROOM | SSN CHEMICAL AREA | BALL VALVE TYPE 127 |  | GF | GF | www.gfps.com/sg | +65 6747 0611 |  | sd.gfsg.ps@georgfischer.com | Switzerland |  |  |  | EA15 |  | GF | GF | www.gfps.com/sg | +65 6747 0611 |  | sd.gfsg.ps@georgfischer.com | [8 empty] | GF
0010300019 | AT_CVALVE | WST02-403-MV-0110 | C4B | WST02-403-MV-0110 | BALL_CONTROL_VALVE | Motor Operator | 131242-WST02-DR-P-6016.dgn | WST02 | 403 | SHYD | MV | 0110 |  | SODIUM HYDROXIDE TANK 1 LOADING ISOLATION VALVE | SODIUM HYDROXIDE TANK 1 LOADING ISOLATION VALVE | NON-HAZARDOUS | WST02-403-SHYD-00104-50-CPVC | ISOLATION | WST02-403-MV-0110-A01 | 50 | 1000 | PN10 | WST02-RIO-0401 | 131242-WSW41-SH-M-1005 | 131242-WSW41-SH-M-1005 | 816 | 28 | 2000 | 28 | 55 | 0 | 65 | 100 | CPVC | CPVC | BALL | PTFE | NA | SOCKET WELD | None | 2150 | 20 | 230 | 50 | 2150 |  |  |  |  | CW/CCW | Motor Operator | Type 21 | WST02-ECCP-1000 | SSNR XLV ROOM | SSN CHEMICAL AREA | BALL VALVE TYPE 127 |  | GF | GF | www.gfps.com/sg | +65 6747 0611 |  | sd.gfsg.ps@georgfischer.com | Switzerland |  |  |  | EA15 |  | GF | GF | www.gfps.com/sg | +65 6747 0611 |  | sd.gfsg.ps@georgfischer.com | [8 empty] | GF
0010300077 | AT_PSV | WST02-403-SRV-0220 | C4B | WST02-403-SRV-0220 | ANGLE_PRESSURE_SAFETY_VALVE | Pressure Relief | 131242-WST02-DR-P-6016.dgn | WST02 | 403 | SHYD | SRV | 0220 |  | EQUALIZATION TANK SODIUM HYDROXIDE DOSING PUMP A DISCHARGE SAFETY RELIEF VALVE | EQ TANK SHYD DOSING P A DISCHARGE SRV | NON-HAZARDOUS | WST02-403-SHYD-00216-40-CPVC | PRESSURE RELIEF | WST02-403-SRV-0220-A01 | 40X40 | 1000 | PN10 | NA | 131242-WST02-DS-M-5511 | 131242-WST02-DS-M-5511 | 0 | 0 | 500 | 28 | 293 | 283 | 310 | 500 | PVC | NA | DIAPHRAGM | 0 | NA | THREADED | None | [10 empty] | Pressure Relief | NA | NA | NA | NA | PRG155CP |  | GRIFFCO | GRIFFCO | www.griffcovalve.com | +1-716-835-0891 | +1-716-835-0893 | Sales@griffcovalve.com | USA |  |  |  | NA |  | NA | NA | [12 empty] | PROMINENT
0010300081 | AT_PSV | WST02-403-SRV-0320 | C4B | WST02-403-SRV-0320 | ANGLE_PRESSURE_SAFETY_VALVE | Pressure Relief | 131242-WST02-DR-P-6016.dgn | WST02 | 403 | SHYD | SRV | 0320 |  | EQUALIZATION TANK SODIUM HYDROXIDE DOSING PUMP C DISCHARGE SAFETY RELIEF VALVE | EQ TANK SHYD DOSING P C DISCHARGE SRV | NON-HAZARDOUS | WST02-403-SHYD-00316-40-CPVC | PRESSURE RELIEF | WST02-403-SRV-0320-A01 | 40X40 | 1000 | PN10 | NA | 131242-WST02-DS-M-5511 | 131242-WST02-DS-M-5511 | 0 | 0 | 500 | 28 | 293 | 283 | 310 | 500 | PVC | NA | DIAPHRAGM | 0 | NA | THREADED | None | [10 empty] | Pressure Relief | NA | NA | NA | NA | PRG155CP |  | GRIFFCO | GRIFFCO | www.griffcovalve.com | +1-716-835-0891 | +1-716-835-0893 | Sales@griffcovalve.com | USA |  |  |  | NA |  | NA | NA | [12 empty] | PROMINENT
0010300324 | AT_PSV | WST02-204-SRV-0250 | C4B | WST02-204-SRV-0250 | ANGLE_PRESSURE_SAFETY_VALVE | Pressure Relief | 131242-WST02-DR-P-6014.dgn | WST02 | 204 | DC | SRV | 0250 |  | SLUDGE TRANSFER PUMP B DISCHARGE SAFETY RELIEF VALVE | SLUDGE TRANSFER P B DISCHARGE SRV | NON-HAZARDOUS | WST02-204-DC-00234-50-CSEL | PRESSURE RELIEF | WST02-204-SRV-0250-A01 | 50X32 | 1000 | PN10 | NA | 131242-WST02-DS-M-5735 | 131242-WST02-DS-M-5735 | 0 | 0 | 0 | 38 | 65 | 0 | 55 | 100 | SA 216 WCB | 1.4021+QT | DISC | 1.4571/ AISI 316Ti | NA | FLANGED | None | [10 empty] | Pressure Relief | NA | NA | NA | NA | ARI-SAFE 35901 |  | ARI | ARI | https://www.ari-armaturen.com | +49 5207 994-0 | +49 5207 994-297 / -298 | info.sales@ari-armaturen.com | Germany |  |  |  | NA |  | NA | NA | [12 empty] | OVS
0010300357 | AT_PSV | WST02-204-SRV-0150 | C4B | WST02-204-SRV-0150 | ANGLE_PRESSURE_SAFETY_VALVE | Pressure Relief | 131242-WST02-DR-P-6014.dgn | WST02 | 204 | DC | SRV | 0150 |  | SLUDGE TRANSFER PUMP A DISCHARGE SAFETY RELIEF VALVE | SLUDGE TRANSFER P A DISCHARGE SRV | NON-HAZARDOUS | WST02-204-DC-00135-32-CSEL | PRESSURE RELIEF | WST02-204-SRV-0150-A01 | 50X32 | 1000 | PN10 | NA | 131242-WST02-DS-M-5735 | 131242-WST02-DS-M-5735 | 0 | 0 | 0 | 38 | 65 | 0 | 55 | 100 | SA 216 WCB | 1.4021+QT | DISC | 1.4571/ AISI 316Ti | NA | FLANGED | None | [10 empty] | Pressure Relief | NA | NA | NA | NA | ARI-SAFE 35901 |  | ARI | ARI | https://www.ari-armaturen.com | +49 5207 994-0 | +49 5207 994-297 / -298 | info.sales@ari-armaturen.com | Germany |  |  |  | NA |  | NA | NA | [12 empty] | OVS
0010300490 | AT_CVALVE | WST02-202-SV-0207A | C4B | WST02-202-SV-0207A | BALL_CONTROL_VALVE | Single Solenoid operator | 131242-WST02-DR-P-6006.dgn | WST02 | 202 | ALP | SV | 0207 | A | ANAMMOX REACTOR 2 DIFFUSER GRID 2-1 PURGE LINE SOLENOID VALVE | AMX REACTOR 2 DIFFUSER GRID 2-1 PURGE LINE SV | NON-HAZARDOUS | WST02-202-ALP-00203A-20-CPVC | ISOLATION | WST02-202-SV-0207A-A01 | 20 | 1000 | PN10 | WST02-RIO-0202 | 131242-WST02-DS-M-5560 | 131242-WST02-DS-M-5560 | 0.03 | 0.03 | 0.03 | 28 | 77 | 74 | 98 | 200 | Bronze | VTA | DIAPHRAGM | EPDM | NA | THREADED | None |  |  | 24 | 0 | [6 empty] | Single Solenoid operator | Type 28 | WST02-ECCP-1000 | SSNR XLV ROOM | SSN ANAMMOX Rx AREA | 8670323.8401.02400 |  | IMI Buschjost | IMI Buschjost | https://www.norgren.com/en | +65 6862 1811 |  | singapore@imi-precision.com | Germany |  |  |  | NA |  | NA | NA | [12 empty] | NORGREN
0010300491 | AT_CVALVE | WST02-202-SV-0207B | C4B | WST02-202-SV-0207B | BALL_CONTROL_VALVE | Single Solenoid operator | 131242-WST02-DR-P-6006.dgn | WST02 | 202 | ALP | SV | 0207 | B | ANAMMOX REACTOR 2 DIFFUSER GRID 2-2 PURGE LINE SOLENOID VALVE | AMX REACTOR 2 DIFFUSER GRID 2-2 PURGE LINE SV | NON-HAZARDOUS | WST02-202-ALP-00203B-20-CPVC | ISOLATION | WST02-202-SV-0207B-A01 | 20 | 1000 | PN10 | WST02-RIO-0202 | 131242-WST02-DS-M-5560 | 131242-WST02-DS-M-5560 | 0.03 | 0.03 | 0.03 | 28 | 77 | 74 | 98 | 200 | Bronze | VTA | DIAPHRAGM | EPDM | NA | THREADED | None |  |  | 24 | 0 | [6 empty] | Single Solenoid operator | Type 28 | WST02-ECCP-1000 | SSNR XLV ROOM | SSN ANAMMOX Rx AREA | 8670323.8401.02400 |  | IMI Buschjost | IMI Buschjost | https://www.norgren.com/en | +65 6862 1811 |  | singapore@imi-precision.com | Germany |  |  |  | NA |  | NA | NA | [12 empty] | NORGREN
0010300492 | AT_CVALVE | WST02-202-SV-0207D | C4B | WST02-202-SV-0207D | BALL_CONTROL_VALVE | Single Solenoid operator | 131242-WST02-DR-P-6006.dgn | WST02 | 202 | ALP | SV | 0207 | D | ANAMMOX REACTOR 2 DIFFUSER GRID 2-3 PURGE LINE SOLENOID VALVE | AMX REACTOR 2 DIFFUSER GRID 2-3 PURGE LINE SV | NON-HAZARDOUS | WST02-202-ALP-00203D-20-CPVC | ISOLATION | WST02-202-SV-0207D-A01 | 20 | 1000 | PN10 | WST02-RIO-0202 | 131242-WST02-DS-M-5560 | 131242-WST02-DS-M-5560 | 0.03 | 0.03 | 0.03 | 28 | 77 | 74 | 98 | 200 | Bronze | VTA | DIAPHRAGM | EPDM | NA | THREADED | None |  |  | 24 | 0 | [6 empty] | Single Solenoid operator | Type 28 | WST02-ECCP-1000 | SSNR XLV ROOM | SSN ANAMMOX Rx AREA | 8670323.8401.02400 |  | IMI Buschjost | IMI Buschjost | https://www.norgren.com/en | +65 6862 1811 |  | singapore@imi-precision.com | Germany |  |  |  | NA |  | NA | NA | [12 empty] | NORGREN
0010300493 | AT_CVALVE | WST02-202-SV-0207C | C4B | WST02-202-SV-0207C | BALL_CONTROL_VALVE | Single Solenoid operator | 131242-WST02-DR-P-6006.dgn | WST02 | 202 | ALP | SV | 0207 | C | ANAMMOX REACTOR 2 DIFFUSER GRID 2-4 PURGE LINE SOLENOID VALVE | AMX REACTOR 2 DIFFUSER GRID 2-4 PURGE LINE SV | NON-HAZARDOUS | WST02-202-ALP-00203C-20-CPVC | ISOLATION | WST02-202-SV-0207C-A01 | 20 | 1000 | PN10 | WST02-RIO-0202 | 131242-WST02-DS-M-5560 | 131242-WST02-DS-M-5560 | 0.03 | 0.03 | 0.03 | 28 | 77 | 74 | 98 | 200 | Bronze | VTA | DIAPHRAGM | EPDM | NA | THREADED | None |  |  | 24 | 0 | [6 empty] | Single Solenoid operator | Type 28 | WST02-ECCP-1000 | SSNR XLV ROOM | SSN ANAMMOX Rx AREA | 8670323.8401.02400 |  | IMI Buschjost | IMI Buschjost | https://www.norgren.com/en | +65 6862 1811 |  | singapore@imi-precision.com | Germany |  |  |  | NA |  | NA | NA | [12 empty] | NORGREN
0010300513 | AT_CVALVE | WST02-202-SV-0307A | C4B | WST02-202-SV-0307A | BALL_CONTROL_VALVE | Single Solenoid operator | 131242-WST02-DR-P-6007.dgn | WST02 | 202 | ALP | SV | 0307 | A | ANAMMOX REACTOR 3 DIFFUSER GRID 3-1 PURGE LINE SOLENOID VALVE | AMX REACTOR 3 DIFFUSER GRID 3-1 PURGE LINE SV | NON-HAZARDOUS | WST02-202-ALP-00303A-20-CPVC | ISOLATION | WST02-202-SV-0307A-A01 | 20 | 1000 | PN10 | WST02-RIO-0202 | 131242-WST02-DS-M-5560 | 131242-WST02-DS-M-5560 | 0.03 | 0.03 | 0.03 | 28 | 77 | 74 | 98 | 200 | Bronze | VTA | DIAPHRAGM | EPDM | NA | THREADED | None |  |  | 24 | 0 | [6 empty] | Single Solenoid operator | Type 28 | WST02-ECCP-1000 | SSNR XLV ROOM | SSN ANAMMOX Rx AREA | 8670323.8401.02400 |  | IMI Buschjost | IMI Buschjost | https://www.norgren.com/en | +65 6862 1811 |  | singapore@imi-precision.com | Germany |  |  |  | NA |  | NA | NA | [12 empty] | NORGREN
0010300515 | AT_CVALVE | WST02-202-SV-0307B | C4B | WST02-202-SV-0307B | BALL_CONTROL_VALVE | Single Solenoid operator | 131242-WST02-DR-P-6007.dgn | WST02 | 202 | ALP | SV | 0307 | B | ANAMMOX REACTOR 3 DIFFUSER GRID 3-2 PURGE LINE SOLENOID VALVE | AMX REACTOR 3 DIFFUSER GRID 3-2 PURGE LINE SV | NON-HAZARDOUS | WST02-202-ALP-00303B-20-CPVC | ISOLATION | WST02-202-SV-0307B-A01 | 20 | 1000 | PN10 | WST02-RIO-0202 | 131242-WST02-DS-M-5560 | 131242-WST02-DS-M-5560 | 0.03 | 0.03 | 0.03 | 28 | 77 | 74 | 98 | 200 | Bronze | VTA | DIAPHRAGM | EPDM | NA | THREADED | None |  |  | 24 | 0 | [6 empty] | Single Solenoid operator | Type 28 | WST02-ECCP-1000 | SSNR XLV ROOM | SSN ANAMMOX Rx AREA | 8670323.8401.02400 |  | IMI Buschjost | IMI Buschjost | https://www.norgren.com/en | +65 6862 1811 |  | singapore@imi-precision.com | Germany |  |  |  | NA |  | NA | NA | [12 empty] | NORGREN
0010300517 | AT_CVALVE | WST02-202-SV-0307D | C4B | WST02-202-SV-0307D | BALL_CONTROL_VALVE | Single Solenoid operator | 131242-WST02-DR-P-6007.dgn | WST02 | 202 | ALP | SV | 0307 | D | ANAMMOX REACTOR 3 DIFFUSER GRID 3-3 PURGE LINE SOLENOID VALVE | AMX REACTOR 3 DIFFUSER GRID 3-3 PURGE LINE SV | NON-HAZARDOUS | WST02-202-ALP-00303D-20-CPVC | ISOLATION | WST02-202-SV-0307D-A01 | 20 | 1000 | PN10 | WST02-RIO-0202 | 131242-WST02-DS-M-5560 | 131242-WST02-DS-M-5560 | 0.03 | 0.03 | 0.03 | 28 | 77 | 74 | 98 | 200 | Bronze | VTA | DIAPHRAGM | EPDM | NA | THREADED | None |  |  | 24 | 0 | [6 empty] | Single Solenoid operator | Type 28 | WST02-ECCP-1000 | SSNR XLV ROOM | SSN ANAMMOX Rx AREA | 8670323.8401.02400 |  | IMI Buschjost | IMI Buschjost | https://www.norgren.com/en | +65 6862 1811 |  | singapore@imi-precision.com | Germany |  |  |  | NA |  | NA | NA | [12 empty] | NORGREN
0010300519 | AT_CVALVE | WST02-202-SV-0307C | C4B | WST02-202-SV-0307C | BALL_CONTROL_VALVE | Single Solenoid operator | 131242-WST02-DR-P-6007.dgn | WST02 | 202 | ALP | SV | 0307 | C | ANAMMOX REACTOR 3 DIFFUSER GRID 3-4 PURGE LINE SOLENOID VALVE | AMX REACTOR 3 DIFFUSER GRID 3-4 PURGE LINE SV | NON-HAZARDOUS | WST02-202-ALP-00303C-20-CPVC | ISOLATION | WST02-202-SV-0307C-A01 | 20 | 1000 | PN10 | WST02-RIO-0202 | 131242-WST02-DS-M-5560 | 131242-WST02-DS-M-5560 | 0.03 | 0.03 | 0.03 | 28 | 77 | 74 | 98 | 200 | Bronze | VTA | DIAPHRAGM | EPDM | NA | THREADED | None |  |  | 24 | 0 | [6 empty] | Single Solenoid operator | Type 28 | WST02-ECCP-1000 | SSNR XLV ROOM | SSN ANAMMOX Rx AREA | 8670323.8401.02400 |  | IMI Buschjost | IMI Buschjost | https://www.norgren.com/en | +65 6862 1811 |  | singapore@imi-precision.com | Germany |  |  |  | NA |  | NA | NA | [12 empty] | NORGREN
0010300541 | AT_CVALVE | WST02-202-SV-0407A | C4B | WST02-202-SV-0407A | BALL_CONTROL_VALVE | Single Solenoid operator | 131242-WST02-DR-P-6008.dgn | WST02 | 202 | ALP | SV | 0407 | A | ANAMMOX REACTOR 4 DIFFUSER GRID 4-1 PURGE LINE SOLENOID VALVE | AMX REACTOR 4 DIFFUSER GRID 4-1 PURGE LINE SV | NON-HAZARDOUS | WST02-202-ALP-00403A-20-CPVC | ISOLATION | WST02-202-SV-0407A-A01 | 20 | 1000 | PN10 | WST02-RIO-0202 | 131242-WST02-DS-M-5560 | 131242-WST02-DS-M-5560 | 0.03 | 0.03 | 0.03 | 28 | 77 | 74 | 98 | 200 | Bronze | VTA | DIAPHRAGM | EPDM | NA | THREADED | None |  |  | 24 | 0 | [6 empty] | Single Solenoid operator | Type 28 | WST02-ECCP-1000 | SSNR XLV ROOM | SSN ANAMMOX Rx AREA | 8670323.8401.02400 |  | IMI Buschjost | IMI Buschjost | https://www.norgren.com/en | +65 6862 1811 |  | singapore@imi-precision.com | Germany |  |  |  | NA |  | NA | NA | [12 empty] | NORGREN
0010300542 | AT_CVALVE | WST02-202-SV-0407B | C4B | WST02-202-SV-0407B | BALL_CONTROL_VALVE | Single Solenoid operator | 131242-WST02-DR-P-6008.dgn | WST02 | 202 | ALP | SV | 0407 | B | ANAMMOX REACTOR 4 DIFFUSER GRID 4-2 PURGE LINE SOLENOID VALVE | AMX REACTOR 4 DIFFUSER GRID 4-2 PURGE LINE SV | NON-HAZARDOUS | WST02-202-ALP-00403B-20-CPVC | ISOLATION | WST02-202-SV-0407B-A01 | 20 | 1000 | PN10 | WST02-RIO-0202 | 131242-WST02-DS-M-5560 | 131242-WST02-DS-M-5560 | 0.03 | 0.03 | 0.03 | 28 | 77 | 74 | 98 | 200 | Bronze | VTA | DIAPHRAGM | EPDM | NA | THREADED | None |  |  | 24 | 0 | [6 empty] | Single Solenoid operator | Type 28 | WST02-ECCP-1000 | SSNR XLV ROOM | SSN ANAMMOX Rx AREA | 8670323.8401.02400 |  | IMI Buschjost | IMI Buschjost | https://www.norgren.com/en | +65 6862 1811 |  | singapore@imi-precision.com | Germany |  |  |  | NA |  | NA | NA | [12 empty] | NORGREN
0010300543 | AT_CVALVE | WST02-202-SV-0407C | C4B | WST02-202-SV-0407C | BALL_CONTROL_VALVE | Single Solenoid operator | 131242-WST02-DR-P-6008.dgn | WST02 | 202 | ALP | SV | 0407 | C | ANAMMOX REACTOR 4 DIFFUSER GRID 4-3 PURGE LINE SOLENOID VALVE | AMX REACTOR 4 DIFFUSER GRID 4-3 PURGE LINE SV | NON-HAZARDOUS | WST02-202-ALP-00403C-20-CPVC | ISOLATION | WST02-202-SV-0407C-A01 | 20 | 1000 | PN10 | WST02-RIO-0202 | 131242-WST02-DS-M-5560 | 131242-WST02-DS-M-5560 | 0.03 | 0.03 | 0.03 | 28 | 77 | 74 | 98 | 200 | Bronze | VTA | DIAPHRAGM | EPDM | NA | THREADED | None |  |  | 24 | 0 | [6 empty] | Single Solenoid operator | Type 28 | WST02-ECCP-1000 | SSNR XLV ROOM | SSN ANAMMOX Rx AREA | 8670323.8401.02400 |  | IMI Buschjost | IMI Buschjost | https://www.norgren.com/en | +65 6862 1811 |  | singapore@imi-precision.com | Germany |  |  |  | NA |  | NA | NA | [12 empty] | NORGREN
0010300544 | AT_CVALVE | WST02-202-SV-0407D | C4B | WST02-202-SV-0407D | BALL_CONTROL_VALVE | Single Solenoid operator | 131242-WST02-DR-P-6008.dgn | WST02 | 202 | ALP | SV | 0407 | D | ANAMMOX REACTOR 4 DIFFUSER GRID 4-4 PURGE LINE SOLENOID VALVE | AMX REACTOR 4 DIFFUSER GRID 4-4 PURGE LINE SV | NON-HAZARDOUS | WST02-202-ALP-00403D-20-CPVC | ISOLATION | WST02-202-SV-0407D-A01 | 20 | 1000 | PN10 | WST02-RIO-0202 | 131242-WST02-DS-M-5560 | 131242-WST02-DS-M-5560 | 0.03 | 0.03 | 0.03 | 28 | 77 | 74 | 98 | 200 | Bronze | VTA | DIAPHRAGM | EPDM | NA | THREADED | None |  |  | 24 | 0 | [6 empty] | Single Solenoid operator | Type 28 | WST02-ECCP-1000 | SSNR XLV ROOM | SSN ANAMMOX Rx AREA | 8670323.8401.02400 |  | IMI Buschjost | IMI Buschjost | https://www.norgren.com/en | +65 6862 1811 |  | singapore@imi-precision.com | Germany |  |  |  | NA |  | NA | NA | [12 empty] | NORGREN
0010300623 | AT_CVALVE | WST02-006-PRV-0001 | C4B | WST02-006-PRV-0001 | GATE_CONTROL_VALVE | Difference Pressure Reduce Regulator | 131242-WST02-DR-P-6600.dgn | WST02 | 006 | IA | PRV | 0001 |  | ANALYSER AUTOCLEANING INSTRUMENT AIR PRESSURE REGULATOR | ANALYSER AUTOCLEANING IA PRV | NON-HAZARDOUS | WST02-006-IA-00101-50-SS16 | PRESSURE REGULATION | WST02-006-PRV-0001-A01 | 50 | 1600 | PN16 | NA | 131242-WST02-DS-M-5752 | 131242-WST02-DS-M-5752 | 4 | 0 | 4 | 30 | 850 | 750 | 1000 | 1500 | SS316 | SS316 | DIAPHRAGM | SS 431 | NA | THREADED | None | [10 empty] | Difference Pressure Reduce Regulator | NA | NA | NA | NA | SERIES 484 |  | Goetze | Goetze | https://www.goetze-group.com/en/home | +497141 4889460 |  | info@goetze.de | Germany |  |  |  | NA |  | NA | NA | [12 empty] | Mvfareast
0010300807 | AT_PSV | WSD11-111-ARV-0101 | C4B | WSD11-111-ARV-0101 | ARV_VALVE |  | 131242-WSD11-DR-P-6009.dgn | WSD11 | 111 | G2D | ARV | 0101 |  | TRAIN 1 PROCESS GAS COOLER ARV | TRAIN 1 PROCESS GAS COOLER ARV | NON-HAZARDOUS | WSD11-111-G2D-00105C-15-SS16 | AIR RELEASE | WSD11-111-ARV-0101-A01 | 15X0 | 900 | PN16 |  | TBA | TBA | 0 | 0 | 0 | 30 | 400 | 400 | 750 | 1350 | GUNMETAL | SS 316 | FLOAT |  |  | THREADED | [16 empty] | TYPE A |  | BROWNALL | NABIC | www.nabicvalves.com | 01462 443 278 | 01462 443 127 | [21 empty] | CAMBI
0010300817 | AT_PSV | WSD11-112-ARV-0101B | C4B | WSD11-112-ARV-0101B | ARV_VALVE |  | 131242-WSD11-DR-P-6015.dgn | WSD11 | 112 | HWR | ARV | 0101 | B | TRAIN 1 PRECOOLER STAGE 1 COOLER B G2D ARV | TRAIN 1 PRECOOLER STAGE 1 COOLER B G2D ARV | NON-HAZARDOUS | WSD11-112-HWR-00108B-15-SS16 | AIR RELEASE | WSD11-112-ARV-0101B-A01 | 15X0 | 900 | PN16 |  | TBA | TBA | 0 | 0 | 0 | 50 | 900 | 900 | 900 | 1350 | GUNMETAL | SS316 | FLOAT |  |  | THREADED | [16 empty] | TYPE A |  | BROWNALL | NABIC | www.nabicvalves.com | 01462 443 278 | 01462 443 127 | [21 empty] | CAMBI
0010300818 | AT_PSV | WSD11-112-ARV-0102A | C4B | WSD11-112-ARV-0102A | ARV_VALVE |  | 131242-WSD11-DR-P-6017.dgn | WSD11 | 112 | HWR | ARV | 0102 | A | TRAIN 1 PRECOOLER STAGE 2 COOLER A G2D ARV | TRAIN 1 PRECOOLER STAGE 2 COOLER A G2D ARV | NON-HAZARDOUS | WSD11-112-HWR-00112B-15-SS16 | AIR RELEASE | WSD11-112-ARV-0102A-A01 | 15X0 | 900 | PN16 |  | TBA | TBA | 0 | 0 | 0 | 35 | 900 | 900 | 900 | 1500 | GUNMETAL | SS 316 | FLOAT |  |  | THREADED | CLOSE | [15 empty] | TYPE A |  | BROWNALL | NABIC | www.nabicvalves.com | 01462 443 278 | 01462 443 127 | [21 empty] | CAMBI
0010300819 | AT_PSV | WSD11-112-ARV-0102B | C4B | WSD11-112-ARV-0102B | ARV_VALVE |  | 131242-WSD11-DR-P-6017.dgn | WSD11 | 112 | HWR | ARV | 0102 | B | TRAIN 1 PRECOOLER STAGE 2 COOLER B G2D ARV | TRAIN 1 PRECOOLER STAGE 2 COOLER B G2D ARV | NON-HAZARDOUS | WSD11-112-HWR-00116B-15-SS16 | AIR RELEASE | WSD11-112-ARV-0102B-A01 | 15X0 | 900 | PN16 |  | TBA | TBA | 0 | 0 | 0 | 35 | 900 | 900 | 900 | 1500 | GUNMETAL | SS 316 | FLOAT |  |  | THREADED | CLOSE | [15 empty] | TYPE A |  | BROWNALL | NABIC | www.nabicvalves.com | 01462 443 278 | 01462 443 127 | [21 empty] | CAMBI
0010300823 | AT_PSV | WSD11-112-ARV-0202B | C4B | WSD11-112-ARV-0202B | ARV_VALVE |  | 131242-WSD11-DR-P-6035.dgn | WSD11 | 112 | HWR | ARV | 0202 | B | TRAIN 2 PRECOOLER STAGE 2 COOLER B G2D ARV | TRAIN 2 PRECOOLER STAGE 2 COOLER B G2D ARV | NON-HAZARDOUS | WSD11-112-HWR-00216B-15-SS16 | AIR RELEASE | WSD11-112-ARV-0202B-A01 | 15X0 | 900 | PN16 |  | TBA | TBA | 0 | 0 | 0 | 35 | 900 | 900 | 900 | 1500 | GUNMETAL | SS 316 | FLOAT |  |  | THREADED | CLOSE | [15 empty] | TYPE A |  | BROWNALL | NABIC | www.nabicvalves.com | 01462 443 278 | 01462 443 127 | [21 empty] | CAMBI
0010300824 | AT_PSV | WSD11-112-ARV-0202A | C4B | WSD11-112-ARV-0202A | ARV_VALVE |  | 131242-WSD11-DR-P-6035.dgn | WSD11 | 112 | HWR | ARV | 0202 | A | TRAIN 2 PRECOOLER STAGE 2 COOLER A G2D ARV | TRAIN 2 PRECOOLER STAGE 2 COOLER A G2D ARV | NON-HAZARDOUS | WSD11-112-HWR-00212B-15-SS16 | AIR RELEASE | WSD11-112-ARV-0202A-A01 | 15X0 | 900 | PN16 |  | TBA | TBA | 0 | 0 | 0 | 35 | 900 | 900 | 900 | 1500 | GUNMETAL | SS 316 | FLOAT |  |  | THREADED | CLOSE | [15 empty] | TYPE A |  | BROWNALL | NABIC | www.nabicvalves.com | 01462 443 278 | 01462 443 127 | [21 empty] | CAMBI
0010300844 | AT_PSV | WSD11-111-SRV-0204 | C4B | WSD11-111-SRV-0204 | ANGLE_PRESSURE_SAFETY_VALVE | Pressure Relief | 131242-WSD11-DR-P-6027.dgn | WSD11 | 111 | G2D | SRV | 0204 |  | TRAIN 2 PROCESS GAS COOLER SRV | TRAIN 2 PROCESS GAS COOLER SRV | NON-HAZARDOUS | WSD11-111-G2D-00205B-15-SS16 | PRESSURE RELIEF | WSD11-111-SRV-0204-A01 | 15X15 | 900 | PN16 |  | TBA | TBA | 144 | 144 | 144 | 30 | 400 | 400 | 750 | 1350 | STAINLESS STEEL | STAINLESS STEEL | SPRING | 316 Ti |  | THREADED | [11 empty] | Pressure Relief |  |  |  |  | FIG 961 |  | ARI | ARMATUREN | www.ari-armaturen.com | (+65) 62666039 | (+65) 62603035 | arising@singnet.com.sg | GERMANY | [19 empty] | CAMBI
0010300863 | AT_PSV | WSD11-111-ARV-0201 | C4B | WSD11-111-ARV-0201 | ARV_VALVE |  | 131242-WSD11-DR-P-6027.dgn | WSD11 | 111 | G2D | ARV | 0201 |  | TRAIN 2 PROCESS GAS COOLER ARV | TRAIN 2 PROCESS GAS COOLER ARV | NON-HAZARDOUS | WSD11-111-G2D-00205C-15-SS16 | AIR RELEASE | WSD11-111-ARV-0201-A01 | 15X0 | 900 | PN16 |  | TBA | TBA | 0 | 0 | 0 | 30 | 400 | 400 | 750 | 1350 | GUNMETAL | SS316 | FLOAT |  |  | THREADED | [16 empty] | TYPE A |  | BROWNALL | NABIC | www.nabicvalves.com | 01462 443 278 | 01462 443 127 | [21 empty] | CAMBI
0010300996 | AT_PSV | WSW41-003-ARV-0101 | C4B | WSW41-003-ARV-0101 | ARV_VALVE | None | 131242-WSW41-DR-P-6000.dgn | WSW41 | 003 | DEF | ARV | 0101 |  | PLANT DRAIN PIPE AIR RELEASE VALVE |  | NON-HAZARDOUS | WST02-003-G2D-00006-50-SS16 | AIR RELEASE | WSW41-003-ARV-0101-A01 | 80X0 | 1600 | PN16 | NA | [5 empty] | 30 | 60 | 60 | 60 | 100 | Ductile iron | Stainless steel series T300 | FLOAT | Nitrile Rubber | NA | Flanged | NA | [10 empty] | None | [6 empty] | CSA | CSA s.r.l | https://csasrl.it/en/ | +39 0524 523978 | +39 0524 524031 | info@csasrl.it | Italy | [19 empty] | AVK Singapore
0010300996 | AT_PSV | WSW41-003-ARV-0101 | C4B | WSW41-003-ARV-0101 | ARV_VALVE | None | 131242-WST02-DR-P-6200.dgn | WSW41 | 003 | DEF | ARV | 0101 |  | PLANT DRAIN PIPE AIR RELEASE VALVE |  | NON-HAZARDOUS | WST02-003-G2D-00006-50-SS16 | AIR RELEASE | WSW41-003-ARV-0101-A01 | 80X0 | 1600 | PN16 | NA | [5 empty] | 30 | 60 | 60 | 60 | 100 | Ductile iron | Stainless steel series T300 | FLOAT | Nitrile Rubber | NA | Flanged | NA | [10 empty] | None | [6 empty] | CSA | CSA s.r.l | https://csasrl.it/en/ | +39 0524 523978 | +39 0524 524031 | info@csasrl.it | Italy | [19 empty] | AVK Singapore
0010300997 | AT_PSV | WSW41-013-ARV-0103 | C4B | WSW41-013-ARV-0103 | ARV_VALVE | None | 131242-WSW41-DR-P-6000.dgn | WSW41 | 013 | WASI | ARV | 0103 |  | IML1 WASI PIPELINE AIR RELEASE VALVE | IML1 WASI PIPELINE AIR RELEASE VALVE | NON-HAZARDOUS | WSW41-013-WASI-00103-50-SS16 | AIR RELEASE | WSW41-013-ARV-0103-A01 | 50X0 | 1600 | PN16 | NA | TBA | TBA |  |  |  | 30 | 692 | 692 | 692 | 1100 | Ductile iron | Stainless steel series T300 | FLOAT | Nitrile Rubber | NA | Flanged | NA | [10 empty] | None | [6 empty] | CSA | CSA s.r.l | https://csasrl.it/en/ | +39 0524 523978 | +39 0524 524031 | info@csasrl.it | Italy | [19 empty] | AVK Singapore
0010300998 | AT_PSV | WSW41-013-ARV-0102 | C4B | WSW41-013-ARV-0102 | ARV_VALVE | None | 131242-WSW41-DR-P-6000.dgn | WSW41 | 013 | PSI | ARV | 0102 |  | ILM 1 PSI PIPE LINE AIR RELEASE VALVE | ILM 1 PSI PIPE LINE AIR RELEASE VALVE | NON-HAZARDOUS | WSW41-013-PSI-00103-50-SS16 | AIR RELEASE | WSW41-013-ARV-0102-A01 | 50X0 | 1600 | PN16 | NA | TBA | TBA |  |  |  | 30 | 726.2 | 726.2 | 726.2 | 1100 | Ductile iron | Stainless steel series T300 | FLOAT | Nitrile Rubber | NA | Flanged | NA | [10 empty] | None | [6 empty] | CSA | CSA s.r.l | https://csasrl.it/en/ | +39 0524 523978 | +39 0524 524031 | info@csasrl.it | Italy | [19 empty] | AVK Singapore
0010301002 | AT_PSV | WSW41-013-ARV-0104 | C4B | WSW41-013-ARV-0104 | ARV_VALVE | None | 131242-WSW41-DR-P-6001.dgn | WSW41 | 013 | PSI | ARV | 0104 |  | ILM2 PSI PIPELINE AIR RELEASE VALVE | ILM2 PSI PIPELINE AIR RELEASE VALVE | NON-HAZARDOUS | WSW41-013-PSI-00104-50-SS16 | AIR RELEASE | WSW41-013-ARV-0104-A01 | 50X0 | 1600 | PN16 | NA | TBA | TBA |  |  |  | 30 | 726.2 | 726.2 | 726.2 | 1100 | Ductile iron | Stainless steel series T300 | FLOAT | Nitrile Rubber | NA | Flanged | NA | [10 empty] | None | [6 empty] | CSA | CSA s.r.l | https://csasrl.it/en/ | +39 0524 523978 | +39 0524 524031 | info@csasrl.it | Italy | [19 empty] | AVK Singapore
0010301007 | AT_PSV | WSW41-013-ARV-0105 | C4B | WSW41-013-ARV-0105 | ARV_VALVE | None | 131242-WSW41-DR-P-6001.dgn | WSW41 | 013 | WASI | ARV | 0105 |  | IML2 WASI PIPELINE AIR RELEASE VALVE | IML2 WASI PIPELINE AIR RELEASE VALVE | NON-HAZARDOUS | WSW41-013-WASI-00104-50-SS16 | AIR RELEASE | WSW41-013-ARV-0105-A01 | 50X0 | 1600 | PN16 | NA | TBA | TBA |  |  |  | 30 | 692 | 692 | 692 | 1100 | Ductile iron | Stainless steel series T300 | FLOAT | Nitrile Rubber | NA | Flanged | NA | [10 empty] | None | [6 empty] | CSA | CSA s.r.l | https://csasrl.it/en/ | +39 0524 523978 | +39 0524 524031 | info@csasrl.it | Italy | [19 empty] | AVK Singapore
0010301009 | AT_PSV | WSW41-013-ARV-0106 | C4B | WSW41-013-ARV-0106 | ARV_VALVE | None | 131242-WSW41-DR-P-6001.dgn | WSW41 | 013 | DC | ARV | 0106 |  | C4A DC PIPELINE AIR RELEASE VALVE | C4A DC PIPELINE AIR RELEASE VALVE | NON-HAZARDOUS | WSW41-013-DC-00001-50-CSEL | AIR RELEASE | WSW41-013-ARV-0106-A01 | 50X0 | 1600 | PN16 | NA | TBA | TBA |  |  |  | 30 | 230 | 230 | 230 | 400 | Ductile iron | Stainless steel series T300 | FLOAT | Nitrile Rubber | NA | Flanged | NA | [10 empty] | None | [6 empty] | CSA | CSA s.r.l | https://csasrl.it/en/ | +39 0524 523978 | +39 0524 524031 | info@csasrl.it | Italy | [19 empty] | AVK Singapore
0010301107 | AT_PSV | WST02-201-SRV-0150 | C4B | WST02-201-SRV-0150 | ANGLE_PRESSURE_SAFETY_VALVE | Pressure Relief | 131242-WST02-DR-P-6000.dgn | WST02 | 201 | DC | SRV | 0150 |  | SAMPLING PUMP 1 DISCHARGE SAFETY RELIEF VALVE | SAMPLING PUMP 1 DISCHARGE SAFETY RELIEF VALVE | NON-HAZARDOUS | WST02-201-DC-00157-40-SS16 | PRESSURE RELIEF | WST02-201-SRV-0150-A01 | 40X25 | 1000 | PN10 | NA | 131242-WST02-DS-M-5731 | 131242-WST02-DS-M-5731 | 0 | 0 | 800 | 36 | 70 | 20 | 100 | 200 | SA 216 WCB | 1.4021+QT | DISC | 1.4571/ AISI 316Ti | NA | FLANGED | None | [10 empty] | Pressure Relief | NA | NA | NA | NA | ARI-SAFE 35901 |  | ARI | ARI | https://www.ari-armaturen.com | +49 5207 994-0 | +49 5207 994-297 / -298 | info.sales@ari-armaturen.com | Germany |  |  |  | NA |  | NA | NA | [12 empty] | OVS
0010301108 | AT_PSV | WST02-201-SRV-0250 | C4B | WST02-201-SRV-0250 | ANGLE_PRESSURE_SAFETY_VALVE | Pressure Relief | 131242-WST02-DR-P-6000.dgn | WST02 | 201 | DC | SRV | 0250 |  | SAMPLING PUMP 2 DISCHARGE SAFETY RELIEF VALVE | SAMPLING PUMP 2 DISCHARGE SAFETY RELIEF VALVE | NON-HAZARDOUS | WST02-201-DC-00256-25-SS16 | PRESSURE RELIEF | WST02-201-SRV-0250-A01 | 40X25 | 1000 | PN10 | NA | 131242-WST02-DS-M-5731 | 131242-WST02-DS-M-5731 | 0 | 0 | 800 | 36 | 100 | 100 | 325 | 500 | SA 216 WCB | 1.4021+QT | DISC | 1.4571/ AISI 316Ti | NA | FLANGED | None | [10 empty] | Pressure Relief | NA | NA | NA | NA | ARI-SAFE 35901 |  | ARI | ARI | https://www.ari-armaturen.com | +49 5207 994-0 | +49 5207 994-297 / -298 | info.sales@ari-armaturen.com | Germany |  |  |  | NA |  | NA | NA | [12 empty] | OVS
0010301117 | AT_CVALVE | WST02-203-MV-0204 | C4B | WST02-203-MV-0204 | BALL_CONTROL_VALVE | Motor Operator | 131242-WST02-DR-P-6009.dgn | WST02 | 203 | ALP | MV | 0204 |  | AERATION BLOWER B/E TO SLUDGE COMPARTMENT ISOLATION VALVE | AERATION BLOWER B/E TO SLUDGE COMPARTMENT MV | NON-HAZARDOUS | WST02-203-ALP-00202-50-SS16 | ISOLATION | WST02-203-MV-0204-A01 | 50 | 1000 | PN10 | WST02-RIO-0203 | 131242-WST02-SH-M-1008 | 131242-WST02-SH-M-1008 | 20 | 0 | 20 | 98 | 77 | 74 | 98 | 200 | A351 Gr. CF8M | A276 Type 316 | BALL | HYPATITE PTFE | NA | THREADED | None |  |  | 400 | 50 | [6 empty] | Motor Operator | TYPE 21 | WST02-ECCP-1000 | SSNR XLV ROOM | SSN NORTH PUMP AREA | H90V3 |  | HEATON | HEATON | https://www.heaton-valves.com/ | Fax: +886-7-3310-100 |  | sales@heaton-valves.com | CHINA |  |  |  | IQT125 |  | ROTORK | ROTORK | https://www.rotork.com/en/products | [11 empty] | OVS
0010301299 | AT_PSV | WSD11-006-SRV-0101 | C4B | WSD11-006-SRV-0101 | ANGLE_PRESSURE_SAFETY_VALVE | Pressure Relief | 131242-WSD11-DR-P-6600.dgn | WSD11 | 006 | IA | SRV | 0101 |  | AIR RECEIVER 1 SRV | AIR RECEIVER 1 SRV | NON-HAZARDOUS | WSD11-006-IA-00102E-40-SS16 | PRESSURE RELIEF | WSD11-006-SRV-0101-A01 | 40X0 | 1000 | PN16 |  | TBA | TBA | 1721 | 1721 | 1721 | 1000 | 1000 | 1000 | 1000 | 1500 | CAST BRONZE | BRASS | SPRING | BRASS |  | THREADED | [11 empty] | Pressure Relief |  |  |  |  | L3-L |  | LVP | LVP | [24 empty] | INGESOLL RAND
0010301337 | AT_PSV | WSD11-006-SRV-0201 | C4B | WSD11-006-SRV-0201 | ANGLE_PRESSURE_SAFETY_VALVE | Pressure Relief | 131242-WSD11-DR-P-6600.dgn | WSD11 | 006 |  | SRV | 0201 |  | AIR RECEIVER 2 SRV | AIR RECEIVER 2 SRV | NON-HAZARDOUS | WSD11-006-IA-00202E-40-SS16 | PRESSURE RELIEF | WSD11-006-SRV-0201-A01 | 40X0 | 1000 | PN16 |  | TBA | TBA | 1721 | 1721 | 1721 | 1000 | 1000 | 1000 | 1000 | 1500 | CAST BRONZE | BRASS | SPRING | BRASS |  | THREADED | [11 empty] | Pressure Relief |  |  |  |  | L3-L |  | LVP | LVP | [24 empty] | INGESOLL RAND
0010302069 | AT_PSV | WSD11-112-ARV-0201B | C4B | WSD11-112-ARV-0201B | ARV_VALVE |  | 131242-WSD11-DR-P-6033.dgn | WSD11 | 112 | HWR | ARV | 0201 | B | TRAIN 2 PRECOOLER STAGE 1 COOLER B G2D ARV | TRAIN 2 PRECOOLER STAGE 1 COOLER B G2D ARV | NON-HAZARDOUS | WSD11-112-HWR-00208B-15-SS16 | AIR RELEASE | WSD11-112-ARV-0201B-A01 | 15X0 | 900 | PN16 |  | TBA | TBA | 0 | 0 | 0 | 50 | 900 | 900 | 900 | 1350 | GUNMETAL | SS316 | FLOAT |  |  | THREADED | [16 empty] | TYPE A |  | BROWNALL | NABIC | www.nabicvalves.com | 01462 443 278 | 01462 443 127 | [21 empty] | CAMBI
0010302071 | AT_PSV | WSD11-112-ARV-0201A | C4B | WSD11-112-ARV-0201A | ARV_VALVE |  | 131242-WSD11-DR-P-6033.dgn | WSD11 | 112 | HWR | ARV | 0201 | A | TRAIN 2 PRECOOLER STAGE 1 COOLER A G2D ARV | TRAIN 2 PRECOOLER STAGE 1 COOLER A G2D ARV | NON-HAZARDOUS | WSD11-112-HWR-00204B-15-SS16 | AIR RELEASE | WSD11-112-ARV-0201A-A01 | 15X0 | 900 | PN16 |  | TBA | TBA | 0 | 0 | 0 | 50 | 900 | 900 | 900 | 1350 | GUNMETAL | SS316 | FLOAT |  |  | THREADED | [16 empty] | TYPE A |  | BROWNALL | NABIC | www.nabicvalves.com | 01462 443 278 | 01462 443 127 | [21 empty] | CAMBI
0010304972 | AT_CVALVE | WST02-202-SV-0107B | C4B | WST02-202-SV-0107B | BALL_CONTROL_VALVE | Single Solenoid operator | 131242-WST02-DR-P-6005.dgn | WST02 | 202 | ALP | SV | 0107 | B | ANAMMOX REACTOR 1 DIFFUSER GRID 1-1 PURGE LINE SOLENOID VALVE | AMX REACTOR 1 DIFFUSER GRID 1-1 PURGE LINE SV | NON-HAZARDOUS | WST02-202-ALP-00103B-20-CPVC | ISOLATION | WST02-202-SV-0107B-A01 | 20 | 1000 | PN10 | WST02-RIO-0202 | 131242-WST02-DS-M-5560 | 131242-WST02-DS-M-5560 | 0.03 | 0.03 | 0.03 | 28 | 77 | 74 | 98 | 200 | Bronze | VTA | DIAPHRAGM | EPDM | NA | THREADED | None |  |  | 24 | 0 | [6 empty] | Single Solenoid operator | Type 28 | WST02-ECCP-1000 | SSNR XLV ROOM | SSN ANAMMOX Rx AREA | 8670323.8401.02400 |  | IMI Buschjost | IMI Buschjost | https://www.norgren.com/en | +65 6862 1811 |  | singapore@imi-precision.com | Germany |  |  |  | NA |  | NA | NA | [12 empty] | NORGREN
0010304984 | AT_PSV | WST02-401-BPV-0140 | C4B | WST02-401-BPV-0140 | GATE_PRESSURE_SAFETY_VALVE | Back Pressure Regulator | 131242-WST02-DR-P-6005.dgn | WST02 | 401 | FC | BPV | 0140 |  | FERRIC CHLORIDE DOSING TO ANAMMOX REACTOR 1 BACK PRESSURE VALVE | FC DOSING TO AMX REACTOR 1 BPV | NON-HAZARDOUS | WST02-401-FC-00114-20-CPVC | PRESSURE REGULATION | WST02-401-BPV-0140-A01 | 20X20 | 1000 | PN10 | NA | 131242-WST02-DS-M-5501 | 131242-WST02-DS-M-5501 | 10.8 | 4.1 | 50 | 30 | 234 | 235 | 251 | 400 | CPVC | NA | DIAPHRAGM | PTFE | NA | THREADED | None | [10 empty] | Back Pressure Regulator | NA | NA | NA | NA | PRG2075CP |  | GRIFFCO | GRIFFCO | www.griffcovalve.com | +1-716-835-0891 | +1-716-835-0893 | Sales@griffcovalve.com | USA |  |  |  | NA |  | NA | NA | [12 empty] | PROMINENT
0010304992 | AT_CVALVE | WST02-202-SV-0107C | C4B | WST02-202-SV-0107C | BALL_CONTROL_VALVE | Single Solenoid operator | 131242-WST02-DR-P-6005.dgn | WST02 | 202 | ALP | SV | 0107 | C | ANAMMOX REACTOR 1 DIFFUSER GRID 1-2 PURGE LINE SOLENOID VALVE | AMX REACTOR 1 DIFFUSER GRID 1-2 PURGE LINE SV | NON-HAZARDOUS | WST02-202-ALP-00103C-20-CPVC | ISOLATION | WST02-202-SV-0107C-A01 | 20 | 1000 | PN10 | WST02-RIO-0202 | 131242-WST02-DS-M-5560 | 131242-WST02-DS-M-5560 | 0.03 | 0.03 | 0.03 | 28 | 77 | 74 | 98 | 200 | Bronze | VTA | DIAPHRAGM | EPDM | NA | THREADED | None |  |  | 24 | 0 | [6 empty] | Single Solenoid operator | Type 28 | WST02-ECCP-1000 | SSNR XLV ROOM | SSN ANAMMOX Rx AREA | 8670323.8401.02400 |  | IMI Buschjost | IMI Buschjost | https://www.norgren.com/en | +65 6862 1811 |  | singapore@imi-precision.com | Germany |  |  |  | NA |  | NA | NA | [12 empty] | NORGREN
0010305037 | AT_CVALVE | WST02-202-SV-0107A | C4B | WST02-202-SV-0107A | BALL_CONTROL_VALVE | Single Solenoid operator | 131242-WST02-DR-P-6005.dgn | WST02 | 202 | ALP | SV | 0107 | A | ANAMMOX REACTOR 1 DIFFUSER GRID 1-3 PURGE LINE SOLENOID VALVE | AMX REACTOR 1 DIFFUSER GRID 1-3 PURGE LINE SV | NON-HAZARDOUS | WST02-202-ALP-00103A-20-CPVC | ISOLATION | WST02-202-SV-0107A-A01 | 20 | 1000 | PN10 | WST02-RIO-0202 | 131242-WST02-DS-M-5560 | 131242-WST02-DS-M-5560 | 0.03 | 0.03 | 0.03 | 28 | 77 | 74 | 98 | 200 | Bronze | VTA | DIAPHRAGM | EPDM | NA | THREADED | None |  |  | 24 | 0 | [6 empty] | Single Solenoid operator | Type 28 | WST02-ECCP-1000 | SSNR XLV ROOM | SSN ANAMMOX Rx AREA | 8670323.8401.02400 |  | IMI Buschjost | IMI Buschjost | https://www.norgren.com/en | +65 6862 1811 |  | singapore@imi-precision.com | Germany |  |  |  | NA |  | NA | NA | [12 empty] | NORGREN
0010305239 | AT_CVALVE | WST02-202-SV-0107D | C4B | WST02-202-SV-0107D | BALL_CONTROL_VALVE | Single Solenoid operator | 131242-WST02-DR-P-6005.dgn | WST02 | 202 | ALP | SV | 0107 | D | ANAMMOX REACTOR 1 DIFFUSER GRID 1-4 PURGE LINE SOLENOID VALVE | AMX REACTOR 1 DIFFUSER GRID 1-4 PURGE LINE SV | NON-HAZARDOUS | WST02-202-ALP-00103D-20-CPVC | ISOLATION | WST02-202-SV-0107D-A01 | 20 | 1000 | PN10 | WST02-RIO-0202 | 131242-WST02-DS-M-5560 | 131242-WST02-DS-M-5560 | 0.03 | 0.03 | 0.03 | 28 | 77 | 74 | 98 | 200 | Bronze | VTA | DIAPHRAGM | EPDM | NA | THREADED | None |  |  | 24 | 0 | [6 empty] | Single Solenoid operator | Type 28 | WST02-ECCP-1000 | SSNR XLV ROOM | SSN ANAMMOX Rx AREA | 8670323.8401.02400 |  | IMI Buschjost | IMI Buschjost | https://www.norgren.com/en | +65 6862 1811 |  | singapore@imi-precision.com | Germany |  |  |  | NA |  | NA | NA | [12 empty] | NORGREN
0010306133 | AT_CVALVE | WST02-204-MV-0104 | C4B | WST02-204-MV-0104 | KNIFE_GATE_CONTROL_VALVE | Motor Operator | 131242-WST02-DR-P-6011.dgn | WST02 | 204 | DC | MV | 0104 |  | DISCHARGE WET WELL 1 INLET ISOLATION VALVE | DISCHARGE WET WELL 1 INLET ISOLATION VALVE | NON-HAZARDOUS | WST02-204-DC-00101A-450-CSEL | ISOLATION | WST02-204-MV-0104-A01 | 450 | 1000 | PN10 | WST02-RIO-0203 | 131242-WST02-DS-M-5213 | 131242-WST02-DS-M-5213 | 263300 | 65000 | 545000 | 38 | 8 | 8 | 8 | 100 | DI w/ Epoxy Coating | SS316 | DISC | RESILIENT SEAT EPDM | NA | FLANGED | None | 45 | 120 | 400 | 50 | 1400 |  |  |  |  | CW | Motor Operator | Type 21 | WST02-ECCP-1000 | SSNR XLV ROOM | SSN NORTH PUMP AREA | MONO-A-M, TYPE C-102 |  | JASH | JASH | https://jashindia.com/ | +91-731- 2720143, 2721143 |  | info@jashindia.com | INDIA |  |  |  | SA10.2-4AC01.2-A-45 |  | AUMA | AUMA | https://www.auma.com/en_GB | +49 7631 809 - 0 |  | info@auma.com | GERMANY | [7 empty] | PURI-TEQ
0010306140 | AT_CVALVE | WST02-003-MV-0105 | C4B | WST02-003-MV-0105 | BALL_CONTROL_VALVE | Motor Operator | 131242-WST02-DR-P-6011.dgn | WST02 | 003 | G2D | MV | 0105 |  | G2D WATER TO PARABOLIC SCREEN SPRAY NOZZLE ISOLATION VALVE | G2D WATER TO PARABOLIC SCREEN SPRAY NOZZLE MV | NON-HAZARDOUS | WST02-003-G2D-00147-50-SS16 | ISOLATION | WST02-003-MV-0105-A01 | 50 | 1000 | PN10 | WST02-RIO-0203 | 131242-WSW41-SH-M-1004 | 131242-WSW41-SH-M-1004 | 9300 | 0 | 9300 | 28 | 528 | 528 | 528 | 800 | A351 Gr. CF8M | A276 Type 316 | BALL | HYPATITE PTFE | NA | THREADED | None |  |  | 400 | 50 | [6 empty] | Motor Operator | TYPE 21 | WST02-ECCP-1000 | SSNR XLV ROOM | SSN NORTH PUMP AREA | H90V3 |  | HEATON | HEATON | https://www.heaton-valves.com/ | Fax: +886-7-3310-100 |  | sales@heaton-valves.com | CHINA |  |  |  | IQT125 |  | ROTORK | ROTORK | https://www.rotork.com/en/products | [11 empty] | OVS
0010306172 | AT_CVALVE | WST02-204-MV-0201 | C4B | WST02-204-MV-0201 | KNIFE_GATE_CONTROL_VALVE | Motor Operator | 131242-WST02-DR-P-6011.dgn | WST02 | 204 | DC | MV | 0201 |  | DISCHARGE WET WELL 2 OUTLET ISOLATION VALVE | DISCHARGE WET WELL 2 OUTLET ISOLATION VALVE | NON-HAZARDOUS | WST02-204-DC-00204-400-CSEL | ISOLATION | WST02-204-MV-0201-A01 | 400 | 1000 | PN10 | WST02-RIO-0203 | 131242-WST02-DS-M-5214 | 131242-WST02-DS-M-5214 | 235000 | 106000 | 275000 | 38 | 40 | 10 | 40 | 100 | DI w/ Epoxy Coating | SS316 | DISC | RESILIENT SEAT EPDM | NA | FLANGED | None | 45 | 120 | 400 | 50 | 1400 |  |  |  |  | CW | Motor Operator | Type 21 | WST02-ECCP-1000 | SSNR XLV ROOM | SSN NORTH PUMP AREA | MONO-A-M, TYPE C-102 |  | JASH | JASH | https://jashindia.com/ | +91-731- 2720143, 2721143 |  | info@jashindia.com | INDIA |  |  |  | SA10.2+AC01.2-A-45 |  | AUMA | AUMA | https://www.auma.com/en_GB | +49 7631 809 - 0 |  | info@auma.com | GERMANY | [7 empty] | PURI-TEQ
0010306207 | AT_CVALVE | WST02-204-MV-0204 | C4B | WST02-204-MV-0204 | KNIFE_GATE_CONTROL_VALVE | Motor Operator | 131242-WST02-DR-P-6011.dgn | WST02 | 204 | DC | MV | 0204 |  | DISCHARGE WET WELL 2 INLET ISOLATION VALVE | DISCHARGE WET WELL 2 INLET ISOLATION VALVE | NON-HAZARDOUS | WST02-204-DC-00101B-450-CSEL | ISOLATION | WST02-204-MV-0204-A01 | 450 | 1000 | PN10 | WST02-RIO-0203 | 131242-WST02-DS-M-5213 | 131242-WST02-DS-M-5213 | 263300 | 65000 | 545000 | 38 | 8 | 8 | 8 | 100 | DI w/ Epoxy Coating | SS316 | DISC | RESILIENT SEAT EPDM | NA | FLANGED | None | 45 | 120 | 400 | 50 | 1400 |  |  |  |  | CW | Motor Operator | Type 21 | WST02-ECCP-1000 | SSNR XLV ROOM | SSN NORTH PUMP AREA | MONO-A-M, TYPE C-102 |  | JASH | JASH | https://jashindia.com/ | +91-731- 2720143, 2721143 |  | info@jashindia.com | INDIA |  |  |  | SA10.2+AC01.2-A-45 |  | AUMA | AUMA | https://www.auma.com/en_GB | +49 7631 809 - 0 |  | info@auma.com | GERMANY | [7 empty] | PURI-TEQ
0010306210 | AT_CVALVE | WST02-204-MV-0101 | C4B | WST02-204-MV-0101 | KNIFE_GATE_CONTROL_VALVE | Motor Operator | 131242-WST02-DR-P-6011.dgn | WST02 | 204 | DC | MV | 0101 |  | DISCHARGE WET WELL 1 OUTLET ISOLATION VALVE | DISCHARGE WET WELL 1 OUTLET ISOLATION VALVE | NON-HAZARDOUS | WST02-204-DC-00104-400-CSEL | ISOLATION | WST02-204-MV-0101-A01 | 400 | 1000 | PN10 | WST02-RIO-0203 | 131242-WST02-DS-M-5214 | 131242-WST02-DS-M-5214 | 235000 | 106000 | 275000 | 38 | 40 | 10 | 40 | 100 | DI w/ Epoxy Coating | SS316 | DISC | RESILIENT SEAT EPDM | NA | FLANGED | None | 45 | 120 | 400 | 50 | 1400 |  |  |  |  | CW | Motor Operator | Type 21 | WST02-ECCP-1000 | SSNR XLV ROOM | SSN NORTH PUMP AREA | MONO-A-M, TYPE C-102 |  | JASH | JASH | https://jashindia.com/ | +91-731- 2720143, 2721143 |  | info@jashindia.com | INDIA |  |  |  | SA10.2+AC01.2-A-45 |  | AUMA | AUMA | https://www.auma.com/en_GB | +49 7631 809 - 0 |  | info@auma.com | GERMANY | [7 empty] | PURI-TEQ
0010306230 | AT_CVALVE | WST02-204-MV-0106 | C4B | WST02-204-MV-0106 | KNIFE_GATE_CONTROL_VALVE | Motor Operator | 131242-WST02-DR-P-6011.dgn | WST02 | 204 | DC | MV | 0106 |  | SLUDGE COMPARTMENT OUTLET ISOLATION VALVE | SLUDGE COMPARTMENT OUTLET ISOLATION VALVE | NON-HAZARDOUS | WST02-204-DC-00107-150-CSEL | ISOLATION | WST02-204-MV-0106-A01 | 150 | 1000 | PN10 | WST02-RIO-0203 | 131242-WST02-DS-M-5215 | 131242-WST02-DS-M-5215 | 50000 | 0 | 50000 | 38 | 20 | 20 | 20 | 100 | DI w/ Epoxy Coating | SS316 | DISC | RESILIENT SEAT EPDM | NA | FLANGED | None | 45 | 30 | 400 | 50 | 1400 |  |  |  |  | CW | Motor Operator | Type 21 | WST02-ECCP-1000 | SSNR XLV ROOM | SSN NORTH PUMP AREA | MONO-A, TYPE C-102 |  | JASH | JASH | https://jashindia.com/ | +91-731- 2720143, 2721143 |  | info@jashindia.com | INDIA |  |  |  | SA07.2+AC01.2-A-45 |  | AUMA | AUMA | https://www.auma.com/en_GB | +49 7631 809 - 0 |  | info@auma.com | GERMANY | [7 empty] | PURI-TEQ
0010306259 | AT_CVALVE | WST02-204-MV-0107 | C4B | WST02-204-MV-0107 | KNIFE_GATE_CONTROL_VALVE | Motor Operator | 131242-WST02-DR-P-6011.dgn | WST02 | 204 | DC | MV | 0107 |  | EFFLUENT TO SLUDGE COMPARTMENT ISOLATION VALVE | EFFLUENT TO SLUDGE COMPARTMENT ISOLATION VALVE | NON-HAZARDOUS | WST02-204-DC-00105-80-CSEL | ISOLATION | WST02-204-MV-0107-A01 | 80 | 1000 | PN10 | WST02-RIO-0203 | 131242-WST02-DS-M-5216 | 131242-WST02-DS-M-5216 | 0 | 0 | 25000 | 38 | 8 | 8 | 8 | 100 | DI w/ Epoxy Coating | SS316 | DISC | RESILIENT SEAT EPDM | NA | FLANGED | None | 45 | 30 | 400 | 50 | 1400 |  |  |  |  | CW | Motor Operator | Type 21 | WST02-ECCP-1000 | SSNR XLV ROOM | SSN NORTH PUMP AREA | MONO-A, TYPE C-102 |  | JASH | JASH | https://jashindia.com/ | +91-731- 2720143, 2721143 |  | info@jashindia.com | INDIA |  |  |  | SA07.2-AC01.2-A-45 |  | AUMA | AUMA | https://www.auma.com/en_GB | +49 7631 809 - 0 |  | info@auma.com | GERMANY | [7 empty] | PURI-TEQ
0010306366 | AT_PSV | WST02-204-SRV-0130 | C4B | WST02-204-SRV-0130 | ANGLE_PRESSURE_SAFETY_VALVE | Pressure Relief | 131242-WST02-DR-P-6013.dgn | WST02 | 204 | DC | SRV | 0130 |  | GRANULAR SLUDGE PUMP A DISCHARGE SAFETY RELIEF VALVE | GRANULAR SLUDGE P A DISCHARGE SRV | NON-HAZARDOUS | WST02-204-DC-00116A-40-CSEL | PRESSURE RELIEF | WST02-204-SRV-0130-A01 | 65X40 | 1000 | PN10 | NA | 131242-WST02-DS-M-5734 | 131242-WST02-DS-M-5734 | 0 | 0 | 0 | 38 | 65 | 0 | 61 | 100 | SA 216 WCB | 1.4021+QT | DISC | 1.4571/ AISI 316Ti | NA | FLANGED | None | [10 empty] | Pressure Relief | NA | NA | NA | NA | ARI-SAFE 35901 |  | ARI | ARI | https://www.ari-armaturen.com | +49 5207 994-0 | +49 5207 994-297 / -298 | info.sales@ari-armaturen.com | Germany |  |  |  | NA |  | NA | NA | [12 empty] | OVS
0010306383 | AT_PSV | WST02-204-SRV-0230 | C4B | WST02-204-SRV-0230 | ANGLE_PRESSURE_SAFETY_VALVE | Pressure Relief | 131242-WST02-DR-P-6013.dgn | WST02 | 204 | DC | SRV | 0230 |  | GRANULAR SLUDGE PUMP B DISCHARGE SAFETY RELIEF VALVE | GRANULAR SLUDGE P B DISCHARGE SRV | NON-HAZARDOUS | WST02-204-DC-00216A-40-CSEL | PRESSURE RELIEF | WST02-204-SRV-0230-A01 | 65X40 | 1000 | PN10 | NA | 131242-WST02-DS-M-5734 | 131242-WST02-DS-M-5734 | 0 | 0 | 0 | 38 | 65 | 0 | 61 | 100 | SA 216 WCB | 1.4021+QT | DISC | 1.4571/ AISI 316Ti | NA | FLANGED | None | [10 empty] | Pressure Relief | NA | NA | NA | NA | ARI-SAFE 35901 |  | ARI | ARI | https://www.ari-armaturen.com | +49 5207 994-0 | +49 5207 994-297 / -298 | info.sales@ari-armaturen.com | Germany |  |  |  | NA |  | NA | NA | [12 empty] | OVS
0010306400 | AT_PSV | WST02-204-SRV-0330 | C4B | WST02-204-SRV-0330 | ANGLE_PRESSURE_SAFETY_VALVE | Pressure Relief | 131242-WST02-DR-P-6013.dgn | WST02 | 204 | DC | SRV | 0330 |  | GRANULAR SLUDGE PUMP C DISCHARGE SAFETY RELIEF VALVE | GRANULAR SLUDGE P C DISCHARGE SRV | NON-HAZARDOUS | WST02-204-DC-00316A-40-CSEL | PRESSURE RELIEF | WST02-204-SRV-0330-A01 | 65X40 | 1000 | PN10 | NA | 131242-WST02-DS-M-5734 | 131242-WST02-DS-M-5734 | 0 | 0 | 0 | 38 | 65 | 0 | 61 | 100 | SA 216 WCB | 1.4021+QT | DISC | 1.4571/ AISI 316Ti | NA | FLANGED | None | [10 empty] | Pressure Relief | NA | NA | NA | NA | ARI-SAFE 35901 |  | ARI | ARI | https://www.ari-armaturen.com | +49 5207 994-0 | +49 5207 994-297 / -298 | info.sales@ari-armaturen.com | Germany |  |  |  | NA |  | NA | NA | [12 empty] | OVS
0010306799 | AT_CVALVE | WSD11-112-AV-1101 | C4B | WSD11-112-AV-1101 | KNIFE_GATE_CONTROL_VALVE | Cylinder Operator | 131242-WSD11-DR-P-6070.dgn | WSD11 | 112 | HS | AV | 1101 |  | DIGESTER CIRCULATION RING RETURN | DIGESTER CIRCULATION RING RETURN | NON-HAZARDOUS | WSD11-112-HS-00003-150-SS16 | ISOLATION | WSD11-112-AV-1101-A01 | 150 | 1200 | PN16 | WSD11-RIO-0002A | TBA | TBA | 63600 | 30800 | 82300 | 50 | 600 | 400 | 800 | 1500 | CAST IRON | STAINLESS STEEL | DISC | AFLAS |  | FLANGED | CLOSE | [10 empty] | Cylinder Operator |  | WSD11-ECCP-1000 | PROCESS XLV ROOM | THP COURTYARD | CUK-150 |  | COTSWOLD VALVES | COTSWOLD VALVES | https://cotswoldvalves.co.uk/ |  |  | sales@cotswoldvalves.co.uk | UNITED KINGDOM |  |  |  | DLP-125 |  | FESTO | FESTO | www.festo.com/ | +65 6264 0152 |  | info@sg.festo.com. | SINGAPORE | [7 empty] | CAMBI
0010307556 | AT_PSV | WSD11-112-ARV-0101A | C4B | WSD11-112-ARV-0101A | ARV_VALVE |  | 131242-WSD11-DR-P-6015.dgn | WSD11 | 112 | HWR | ARV | 0101 | A | TRAIN 1 PRECOOLER STAGE 1 COOLER A G2D ARV | TRAIN 1 PRECOOLER STAGE 1 COOLER A G2D ARV | NON-HAZARDOUS | WSD11-112-HWR-00104B-15-SS16 | AIR RELEASE | WSD11-112-ARV-0101A-A01 | 15X0 | 900 | PN16 |  | TBA | TBA | 0 | 0 | 0 | 50 | 900 | 900 | 900 | 1350 | GUNMETAL | SS316 | FLOAT |  |  | THREADED | [16 empty] | TYPE A |  | BROWNALL | NABIC | www.nabicvalves.com | 01462 443 278 | 01462 443 127 | [21 empty] | CAMBI
0010307643 | AT_CVALVE | WST02-201-MV-0536D | C4B | WST02-201-MV-0536D | KNIFE_GATE_CONTROL_VALVE | Motor Operator | 131242-WST02-DR-P-6002.dgn | WST02 | 201 | DC | MV | 0536 | D | LAMELLA CLARIFIER 5 TO ANAMMOX REACTOR 4 ISOLATION VALVE | LAMELLA CLARIFIER 5 TO AMX REACTOR 4 MV | NON-HAZARDOUS | WST02-201-DC-00509D-200-CSEL | ISOLATION | WST02-201-MV-0536D-A01 | 200 | 1000 | PN10 | WST02-RIO-0201 | 131242-WST02-DS-M-5211 | 131242-WST02-DS-M-5211 | 26500 | 21000 | 135000 | 36 | 72 | 72 | 72 | 200 | DI w/ Epoxy Coating | SS316 | DISC | RESILIENT SEAT EPDM | NA | FLANGED | None | 45 | 30 | 400 | 50 | 1400 |  |  |  |  | CW | Motor Operator | Type 21 | WST02-ECCP-1000 | SSNR XLV ROOM | SSN EQ TANK AREA | MONO-A, TYPE C-102 |  | JASH | JASH | https://jashindia.com/ | +91-731- 2720143, 2721143 |  | info@jashindia.com | INDIA |  |  |  | SA07.2-AC01.2-A-45 |  | AUMA | AUMA | https://www.auma.com/en_GB | +49 7631 809 - 0 |  | info@auma.com | GERMANY | [7 empty] | PURI-TEQ
0010307644 | AT_CVALVE | WST02-201-MV-0536C | C4B | WST02-201-MV-0536C | KNIFE_GATE_CONTROL_VALVE | Motor Operator | 131242-WST02-DR-P-6002.dgn | WST02 | 201 | DC | MV | 0536 | C | LAMELLA CLARIFIER 5 TO ANAMMOX REACTOR 3 ISOLATION VALVE | LAMELLA CLARIFIER 5 TO AMX REACTOR 3 MV | NON-HAZARDOUS | WST02-201-DC-00509C-200-CSEL | ISOLATION | WST02-201-MV-0536C-A01 | 200 | 1000 | PN10 | WST02-RIO-0201 | 131242-WST02-DS-M-5211 | 131242-WST02-DS-M-5211 | 26500 | 21000 | 135000 | 36 | 72 | 72 | 72 | 200 | DI w/ Epoxy Coating | SS316 | DISC | RESILIENT SEAT EPDM | NA | FLANGED | None | 45 | 30 | 400 | 50 | 1400 |  |  |  |  | CW | Motor Operator | Type 21 | WST02-ECCP-1000 | SSNR XLV ROOM | SSN EQ TANK AREA | MONO-A, TYPE C-102 |  | JASH | JASH | https://jashindia.com/ | +91-731- 2720143, 2721143 |  | info@jashindia.com | INDIA |  |  |  | SA07.2-AC01.2-A-45 |  | AUMA | AUMA | https://www.auma.com/en_GB | +49 7631 809 - 0 |  | info@auma.com | GERMANY | [7 empty] | PURI-TEQ
0010307645 | AT_CVALVE | WST02-201-MV-0536A | C4B | WST02-201-MV-0536A | KNIFE_GATE_CONTROL_VALVE | Motor Operator | 131242-WST02-DR-P-6002.dgn | WST02 | 201 | DC | MV | 0536 | A | LAMELLA CLARIFIER 5 TO ANAMMOX REACTOR 1 ISOLATION VALVE | LAMELLA CLARIFIER 5 TO AMX REACTOR 1 MV | NON-HAZARDOUS | WST02-201-DC-00509A-200-CSEL | ISOLATION | WST02-201-MV-0536A-A01 | 200 | 1000 | PN10 | WST02-RIO-0201 | 131242-WST02-DS-M-5211 | 131242-WST02-DS-M-5211 | 26500 | 21000 | 135000 | 36 | 72 | 72 | 72 | 200 | DI w/ Epoxy Coating | SS316 | DISC | RESILIENT SEAT EPDM | NA | FLANGED | None | 45 | 30 | 400 | 50 | 1400 |  |  |  |  | CW | Motor Operator | Type 21 | WST02-ECCP-1000 | SSNR XLV ROOM | SSN EQ TANK AREA | MONO-A, TYPE C-102 |  | JASH | JASH | https://jashindia.com/ | +91-731- 2720143, 2721143 |  | info@jashindia.com | INDIA |  |  |  | SA07.2-AC01.2-A-45 |  | AUMA | AUMA | https://www.auma.com/en_GB | +49 7631 809 - 0 |  | info@auma.com | GERMANY | [7 empty] | PURI-TEQ
0010307646 | AT_CVALVE | WST02-201-MV-0536B | C4B | WST02-201-MV-0536B | KNIFE_GATE_CONTROL_VALVE | Motor Operator | 131242-WST02-DR-P-6002.dgn | WST02 | 201 | DC | MV | 0536 | B | LAMELLA CLARIFIER 5 TO ANAMMOX REACTOR 2 ISOLATION VALVE | LAMELLA CLARIFIER 5 TO AMX REACTOR 2 MV | NON-HAZARDOUS | WST02-201-DC-00509B-200-CSEL | ISOLATION | WST02-201-MV-0536B-A01 | 200 | 1000 | PN10 | WST02-RIO-0201 | 131242-WST02-DS-M-5211 | 131242-WST02-DS-M-5211 | 26500 | 21000 | 135000 | 36 | 72 | 72 | 72 | 200 | DI w/ Epoxy Coating | SS316 | DISC | RESILIENT SEAT EPDM | NA | FLANGED | None | 45 | 30 | 400 | 50 | 1400 |  |  |  |  | CW | Motor Operator | Type 21 | WST02-ECCP-1000 | SSNR XLV ROOM | SSN EQ TANK AREA | MONO-A, TYPE C-102 |  | JASH | JASH | https://jashindia.com/ | +91-731- 2720143, 2721143 |  | info@jashindia.com | INDIA |  |  |  | SA07.2-AC01.2-A-45 |  | AUMA | AUMA | https://www.auma.com/en_GB | +49 7631 809 - 0 |  | info@auma.com | GERMANY | [7 empty] | PURI-TEQ
0010308124 | AT_CVALVE | WSD11-112-FCV-1102 | C4B | WSD11-112-FCV-1102 | BUTTERFLY_CONTROL_VALVE | Diaphragm Actuator | 131242-WSD11-DR-P-6063.dgn | WSD11 | 112 | HWR | FCV | 1102 |  | HWR BYPASS 1 | HWR BYPASS 1 | NON-HAZARDOUS | WSD11-112-HWR-00217-150-SS16 | FLOW CONTROL | WSD11-112-FCV-1102-A01 | 125 | 900 | PN16 | WSD11-RIO-0002A | TBA | TBA | 19500 | 16000 | 105000 | 50 | 500 | 450 | 530 | 1500 | SS 316 | SS 316 | DISC | PTFE |  | FLANGED | REMAIN | [10 empty] | Diaphragm Actuator |  | WSD11-ECCP-1000 | PROCESS XLV ROOM | THP COURTYARD | DANIS 150 |  | KSB | KSB | www.ksb.com | +65 6757 7200 | +65 6852 1420 | Gen_info@ksb.com | SINGAPORE |  |  |  | C-IMO92DA |  | ACHEM | ACHEM | https://achemcontrols.com/ | (519) 358-7381 |  | sales@achemcontrols.com | USA | [7 empty] | KSB
0010308184 | AT_CVALVE | WSD11-112-FCV-0102B | C4B | WSD11-112-FCV-0102B | BALL_CONTROL_VALVE | Diaphragm Actuator | 131242-WSD11-DR-P-6015.dgn | WSD11 | 112 | HS | FCV | 0102 | B | TRAIN 1 PRECOOLER STAGE 1 COOLER A SLUDGE RECIRC | TRAIN 1 PRECOOLER STAGE 1 COOLER A SLUDGE RECIRC | NON-HAZARDOUS | WSD11-112-HS-00107-200-SS16 | FLOW CONTROL | WSD11-112-FCV-0102B-A01 | 65 | 1000 | PN16 | WSD11-RIO-0101 | TBA | TBA | 19200 | 29650 | 40000 | 71 | 200 | 80 | 380 | 1500 | SS 316 | SS 316 | V PORT | PTFE |  | WAFER | CLOSE | [10 empty] | Diaphragm Actuator |  | WSD11-ECCP-1000 | PROCESS XLV ROOM | THP COURTYARD | KVMW |  | SOMAS | SOMAS | somas.se | 46(0)533-69 17 17 |  | olof.olsson@somas.se | SWEDEN |  |  |  | A23-SC |  | SOMAS | SOMAS | somas.se | 46(0)533-69 17 17 |  | olof.olsson@somas.se | SWEDEN | [7 empty] | CAMBI
0010308206 | AT_CVALVE | WSD11-112-FCV-0102A | C4B | WSD11-112-FCV-0102A | BALL_CONTROL_VALVE | Diaphragm Actuator | 131242-WSD11-DR-P-6015.dgn | WSD11 | 112 | HS | FCV | 0102 | A | TRAIN 1 PRECOOLER STAGE 1 COOLER B SLUDGE RECIRC | TRAIN 1 PRECOOLER STAGE 1 COOLER B SLUDGE RECIRC | NON-HAZARDOUS | WSD11-112-HS-00107-200-SS16 | FLOW CONTROL | WSD11-112-FCV-0102A-A01 | 65 | 1000 | PN16 | WSD11-RIO-0101 | TBA | TBA | 19200 | 29650 | 40000 | 71 | 200 | 80 | 380 | 1500 | SS 316 | SS 316 | V PORT | PTFE |  | WAFER | CLOSE | [10 empty] | Diaphragm Actuator |  | WSD11-ECCP-1000 | PROCESS XLV ROOM | THP COURTYARD | KVMW |  | SOMAS | SOMAS | somas.se | 46(0)533-69 17 17 |  | olof.olsson@somas.se | SWEDEN |  |  |  | A23-SC |  | SOMAS | SOMAS | somas.se | 46(0)533-69 17 17 |  | olof.olsson@somas.se | SWEDEN | [7 empty] | CAMBI
0010308419 | AT_CVALVE | WSD11-112-FCV-0104B | C4B | WSD11-112-FCV-0104B | BALL_CONTROL_VALVE | Diaphragm Actuator | 131242-WSD11-DR-P-6017.dgn | WSD11 | 112 | HS | FCV | 0104 | B | TRAIN 1 PRECOOLER STAGE 2 COOLER A HS | TRAIN 1 PRECOOLER STAGE 2 COOLER A HS | NON-HAZARDOUS | WSD11-112-HS-00113-100-SS16 | FLOW CONTROL | WSD11-112-FCV-0104B-A01 | 65 | 1000 | PN16 | WSD11-RIO-0101 | TBA | TBA | 10400 | 9200 | 46000 | 50 | 100 | 50 | 600 | 1500 | SS 316 | SS 316 | V PORT | PTFE |  | WAFER | CLOSE | [10 empty] | Diaphragm Actuator |  | WSD11-ECCP-1000 | PROCESS XLV ROOM | THP COURTYARD | KVMW |  | SOMAS | SOMAS | somas.se | 46(0)533-69 17 17 |  | olof.olsson@somas.se | SWEDEN |  |  |  | A23-SC |  | SOMAS | SOMAS | somas.se | 46(0)533-69 17 17 |  | olof.olsson@somas.se | SWEDEN | [7 empty] | CAMBI
0010308442 | AT_CVALVE | WSD11-112-FCV-0104A | C4B | WSD11-112-FCV-0104A | BALL_CONTROL_VALVE | Diaphragm Actuator | 131242-WSD11-DR-P-6017.dgn | WSD11 | 112 | HS | FCV | 0104 | A | TRAIN 1 PRECOOLER STAGE 2 COOLER B HS | TRAIN 1 PRECOOLER STAGE 2 COOLER B HS | NON-HAZARDOUS | WSD11-112-HS-00112-100-SS16 | FLOW CONTROL | WSD11-112-FCV-0104A-A01 | 65 | 1000 | PN16 | WSD11-RIO-0101 | TBA | TBA | 10400 | 9200 | 46000 | 50 | 100 | 50 | 600 | 1500 | SS 316 | SS 316 | V PORT | PTFE |  | WAFER | CLOSE | [10 empty] | Diaphragm Actuator |  | WSD11-ECCP-1000 | PROCESS XLV ROOM | THP COURTYARD | KVMW |  | SOMAS | SOMAS | somas.se | 46(0)533-69 17 17 |  | olof.olsson@somas.se | SWEDEN |  |  |  | A23-SC |  | SOMAS | SOMAS | somas.se | 46(0)533-69 17 17 |  | olof.olsson@somas.se | SWEDEN | [7 empty] | CAMBI
0010308584 | AT_CVALVE | WSD11-111-AV-0207A | C4B | WSD11-111-AV-0207A | KNIFE_GATE_CONTROL_VALVE | Cylinder Operator | 131242-WSD11-DR-P-6020.dgn | WSD11 | 111 | DWAS | AV | 0207 | A | TRAIN 2 PULPER CIRCULATION VALVE, CROSSOVER | TRAIN 2 PULPER CIRCULATION VALVE, CROSSOVER | NON-HAZARDOUS | WSD11-111-DWAS-00209-100-SS16 | ISOLATION | WSD11-111-AV-0207A-A01 | 100 | 750 | PN16 | WSD11-RIO-0201 | TBA | TBA | 9200 | 33000 | 46000 | 95 | 600 | 600 | 600 | 1125 | CAST IRON | STAINLESS STEEL | DISC | AFLAS |  | FLANGED | CLOSE | [10 empty] | Cylinder Operator |  | WSD11-ECCP-1000 | PROCESS XLV ROOM | THP COURTYARD | CUK-100 |  | COTSWOLD VALVES | COTSWOLD VALVES | https://cotswoldvalves.co.uk/ |  |  | sales@cotswoldvalves.co.uk | UNITED KINGDOM |  |  |  | DLP-125 |  | FESTO | FESTO | www.festo.com/ | +65 6264 0152 |  | info@sg.festo.com. | SINGAPORE | [7 empty] | CAMBI
0010308760 | AT_CVALVE | WSD11-111-AV-0221 | C4B | WSD11-111-AV-0221 | BALL_CONTROL_VALVE | Cylinder Operator | 131242-WSD11-DR-P-6029.dgn | WSD11 | 111 | STHP | AV | 0221 |  | THP TRAIN 2 STEAM HEADER | THP TRAIN 2 STEAM HEADER | NON-HAZARDOUS | WSD11-111-STHP-00012-100-SS16 | ISOLATION | WSD11-111-AV-0221-A01 | 50 | 1250 | PN25 | WSD11-RIO-0201 |  |  | 2600 | 2600 | 4200 | 180 | 900 | 600 | 1150 | 1875 | SS 316 | SS 316 | BALL | Tek-Fil |  | FLANGED | CLOSE | [10 empty] | Cylinder Operator |  | WSD11-ECCP-1000 | PROCESS XLV ROOM | THP COURTYARD | FD25 |  | FLOW TEK | BRAY | https://www.bray.com/ | +65 63355850 |  | bsea.rfq.team@bray.com | SINGAPORE |  |  |  | SR300 |  | ECONOSTO | ECONOSTO | https://www.econosto.fi/en/ | (+65) 6862 5200 | (+65) 6861 3822 | econosto@singnet.com.sg | FINLAND | [7 empty] | CAMBI
0010308934 | AT_CVALVE | WSD11-112-FCV-0202B | C4B | WSD11-112-FCV-0202B | BALL_CONTROL_VALVE | Diaphragm Actuator | 131242-WSD11-DR-P-6033.dgn | WSD11 | 112 | HS | FCV | 0202 | B | TRAIN 2 PRECOOLER STAGE 1 COOLER A SLUDGE RECIRC | TRAIN 2 PRECOOLER STAGE 1 COOLER A SLUDGE RECIRC | NON-HAZARDOUS | WSD11-112-HS-00207-200-SS16 | FLOW CONTROL | WSD11-112-FCV-0202B-A01 | 65 | 1000 | PN16 | WSD11-RIO-0201 | TBA | TBA | 19200 | 29650 | 40000 | 71 | 200 | 80 | 380 | 1500 | SS 316 | SS 316 | V PORT | PTFE |  | WAFER | CLOSE | [10 empty] | Diaphragm Actuator |  | WSD11-ECCP-1000 | PROCESS XLV ROOM | THP COURTYARD | KVMW |  | SOMAS | SOMAS | somas.se | 46(0)533-69 17 17 |  | olof.olsson@somas.se | SWEDEN |  |  |  | A23-SC |  | SOMAS | SOMAS | somas.se | 46(0)533-69 17 17 |  | olof.olsson@somas.se | SWEDEN | [7 empty] | CAMBI
0010308935 | AT_CVALVE | WSD11-112-FCV-0202A | C4B | WSD11-112-FCV-0202A | BALL_CONTROL_VALVE | Diaphragm Actuator | 131242-WSD11-DR-P-6033.dgn | WSD11 | 112 | HS | FCV | 0202 | A | TRAIN 2 PRECOOLER STAGE 1 COOLER B SLUDGE RECIRC | TRAIN 2 PRECOOLER STAGE 1 COOLER B SLUDGE RECIRC | NON-HAZARDOUS | WSD11-112-HS-00207-200-SS16 | FLOW CONTROL | WSD11-112-FCV-0202A-A01 | 65 | 1000 | PN16 | WSD11-RIO-0201 | TBA | TBA | 19200 | 29650 | 40000 | 71 | 200 | 80 | 380 | 1500 | SS 316 | SS 316 | V PORT | PTFE |  | WAFER | CLOSE | [10 empty] | Diaphragm Actuator |  | WSD11-ECCP-1000 | PROCESS XLV ROOM | THP COURTYARD | KVMW |  | SOMAS | SOMAS | somas.se | 46(0)533-69 17 17 |  | olof.olsson@somas.se | SWEDEN |  |  |  | A23-SC |  | SOMAS | SOMAS | somas.se | 46(0)533-69 17 17 |  | olof.olsson@somas.se | SWEDEN | [7 empty] | CAMBI
0010309035 | AT_CVALVE | WSD11-112-FCV-0204A | C4B | WSD11-112-FCV-0204A | BALL_CONTROL_VALVE | Diaphragm Actuator | 131242-WSD11-DR-P-6035.dgn | WSD11 | 112 | HS | FCV | 0204 | A | TRAIN 2 PRECOOLER STAGE 2 COOLER A HS | TRAIN 2 PRECOOLER STAGE 2 COOLER A HS | NON-HAZARDOUS | WSD11-112-HS-00212-100-SS16 | FLOW CONTROL | WSD11-112-FCV-0204A-A01 | 65 | 1000 | PN16 | WSD11-RIO-0201 | TBA | TBA | 10400 | 9200 | 46000 | 50 | 100 | 50 | 600 | 1500 | SS 316 | SS 316 | V PORT | PTFE |  | WAFER | CLOSE | [10 empty] | Diaphragm Actuator |  | WSD11-ECCP-1000 | PROCESS XLV ROOM | THP COURTYARD | KVMW |  | SOMAS | SOMAS | somas.se | 46(0)533-69 17 17 |  | olof.olsson@somas.se | SWEDEN |  |  |  | A23-SC |  | SOMAS | SOMAS | somas.se | 46(0)533-69 17 17 |  | olof.olsson@somas.se | SWEDEN | [7 empty] | CAMBI
0010309040 | AT_CVALVE | WSD11-112-FCV-0204B | C4B | WSD11-112-FCV-0204B | BALL_CONTROL_VALVE | Diaphragm Actuator | 131242-WSD11-DR-P-6035.dgn | WSD11 | 112 | HS | FCV | 0204 | B | TRAIN 2 PRECOOLER STAGE 2 COOLER B HS | TRAIN 2 PRECOOLER STAGE 2 COOLER B HS | NON-HAZARDOUS | WSD11-112-HS-00213-100-SS16 | FLOW CONTROL | WSD11-112-FCV-0204B-A01 | 65 | 1000 | PN16 | WSD11-RIO-0201 | TBA | TBA | 10400 | 9200 | 46000 | 50 | 100 | 50 | 600 | 1500 | SS 316 | SS 316 | V PORT | PTFE |  | WAFER | CLOSE | [10 empty] | Diaphragm Actuator |  | WSD11-ECCP-1000 | PROCESS XLV ROOM | THP COURTYARD | KVMW |  | SOMAS | SOMAS | somas.se | 46(0)533-69 17 17 |  | olof.olsson@somas.se | SWEDEN |  |  |  | A23-SC |  | SOMAS | SOMAS | somas.se | 46(0)533-69 17 17 |  | olof.olsson@somas.se | SWEDEN | [7 empty] | CAMBI
0010309213 | AT_CVALVE | WSD11-112-AV-1102 | C4B | WSD11-112-AV-1102 | KNIFE_GATE_CONTROL_VALVE | Cylinder Operator | 131242-WSD11-DR-P-6070.dgn | WSD11 | 112 | HS | AV | 1102 |  | DIGESTER CIRCULATION RING PUMP 1 DISCHARGE | DIGESTER CIRCULATION RING PUMP 1 DISCHARGE | NON-HAZARDOUS | WSD11-112-HS-00120-100-SS16 | ISOLATION | WSD11-112-AV-1102-A01 | 100 | 1200 | PN16 | WSD11-RIO-0002A | TBA | TBA | 30800 | 30800 | 30800 | 50 | 600 | 400 | 800 | 1500 | CAST IRON | STAINLESS STEEL | DISC | AFLAS |  | FLANGED | CLOSE | [10 empty] | Cylinder Operator |  | WSD11-ECCP-1000 | PROCESS XLV ROOM | THP COURTYARD | CUK-100 |  | COTSWOLD VALVES | COTSWOLD VALVES | https://cotswoldvalves.co.uk/ |  |  | sales@cotswoldvalves.co.uk | UNITED KINGDOM |  |  |  | DLP-125 |  | FESTO | FESTO | www.festo.com/ | +65 6264 0152 |  | info@sg.festo.com. | SINGAPORE | [7 empty] | CAMBI
0010309219 | AT_CVALVE | WST02-203-AV-0101 | C4B | WST02-203-AV-0101 | DIAPHRAM_CONTROL_VALVE | Cylinder Operator | 131242-WST02-DR-P-6009.dgn | WST02 | 203 | ALP | AV | 0101 |  | AERATION BLOWER A BLOWOFF VALVE | AERATION BLOWER A BLOWOFF VALVE | NON-HAZARDOUS |  | ISOLATION | WST02-203-AV-0101-A01 |  |  |  | N/A | NA | NA |  |  |  | 98 | 77 | 74 | 98 | 200 | TBA | TBA | TBA | TBA | NA | FLANGED | None |  |  | 0 | 0 | [6 empty] | Cylinder Operator | NA | WST02-LCP-B-0101 | SSN Blower AREA | N/A | 0 |  | AERZEN | AERZEN | www.aerzen.com | +65 6254 5080 | +6562546935 | asia@aerzen.com | South Korea |  |  |  | 0 |  | NA | NA | [12 empty] | AERZEN
0010309237 | AT_CVALVE | WST02-203-AV-0401 | C4B | WST02-203-AV-0401 | DIAPHRAM_CONTROL_VALVE | Cylinder Operator | 131242-WST02-DR-P-6010.dgn | WST02 | 203 | ALP | AV | 0401 |  | AERATION BLOWER D BLOWOFF VALVE | AERATION BLOWER D BLOWOFF VALVE | NON-HAZARDOUS |  | ISOLATION | WST02-203-AV-0401-A01 |  |  |  | N/A | NA | NA |  |  |  | 98 | 77 | 74 | 98 | 200 | TBA | TBA | TBA | TBA | NA | FLANGED | None |  |  | 0 | 0 | [6 empty] | Cylinder Operator | NA | WST02-LCP-B-0401 | SSN Blower AREA | N/A | 0 |  | AERZEN | AERZEN | www.aerzen.com | +65 6254 5080 | +6562546935 | asia@aerzen.com | South Korea |  |  |  | 0 |  | NA | NA | [12 empty] | AERZEN
0010309244 | AT_CVALVE | WST02-203-AV-0301 | C4B | WST02-203-AV-0301 | DIAPHRAM_CONTROL_VALVE | Cylinder Operator | 131242-WST02-DR-P-6010.dgn | WST02 | 203 | ALP | AV | 0301 |  | AERATION BLOWER C BLOWOFF VALVE | AERATION BLOWER C BLOWOFF VALVE | NON-HAZARDOUS |  | ISOLATION | WST02-203-AV-0301-A01 |  |  |  | N/A | NA | NA |  |  |  | 98 | 77 | 74 | 98 | 200 | TBA | TBA | TBA | TBA | NA | FLANGED | None |  |  | 0 | 0 | [6 empty] | Cylinder Operator | NA | WST02-LCP-B-0301 | SSN Blower AREA | N/A | 0 |  | AERZEN | AERZEN | www.aerzen.com | +65 6254 5080 | +6562546935 | asia@aerzen.com | South Korea |  |  |  | 0 |  | NA | NA | [12 empty] | AERZEN
0010309330 | AT_CVALVE | WST02-403-MV-0101 | C4B | WST02-403-MV-0101 | BALL_CONTROL_VALVE | Motor Operator | 131242-WST02-DR-P-6016.dgn | WST02 | 403 | SHYD | MV | 0101 |  | SODIUM HYDROXIDE TANKER OFFLOADING TO STORAGE TANK ISOLATION VALVE | SHYD TANKER OFFLOADING TO STORAGE TANK MV | NON-HAZARDOUS | WST02-403-SHYD-00100-50-CPVC | ISOLATION | WST02-403-MV-0101-A01 | 50 | 1000 | PN10 | WST02-RIO-0401 | 131242-WSW41-SH-M-1005 | 131242-WSW41-SH-M-1005 | 32000 | 17000 | 40000 | 28 | 300 | 300 | 300 | 500 | CPVC | CPVC | BALL | PTFE | NA | SOCKET WELD | None | 2150 | 20 | 230 | 50 | 2150 |  |  |  |  | CW/CCW | Motor Operator | Type 21 | WST02-ECCP-1000 | SSNR XLV ROOM | SSN CHEMICAL AREA | BALL VALVE TYPE 127 |  | GF | GF | www.gfps.com/sg | +65 6747 0611 |  | sd.gfsg.ps@georgfischer.com | Switzerland |  |  |  | EA15 |  | GF | GF | www.gfps.com/sg | +65 6747 0611 |  | sd.gfsg.ps@georgfischer.com | [8 empty] | GF
0010309331 | AT_CVALVE | WST02-403-MV-0102 | C4B | WST02-403-MV-0102 | BALL_CONTROL_VALVE | Motor Operator | 131242-WST02-DR-P-6016.dgn | WST02 | 403 | SHYD | MV | 0102 |  | SODIUM HYDROXIDE TANKER OFFLOADING TO STORAGE TANK 1 ISOLATION VALVE | SHYD TANKER OFFLOADING TO STORAGE TANK 1 MV | NON-HAZARDOUS | WST02-403-SHYD-00101-50-CPVC | ISOLATION | WST02-403-MV-0102-A01 | 50 | 1000 | PN10 | WST02-RIO-0401 | 131242-WSW41-SH-M-1005 | 131242-WSW41-SH-M-1005 | 1100 | 0 | 3000 | 28 | 300 | 300 | 300 | 500 | CPVC | CPVC | BALL | PTFE | NA | SOCKET WELD | None | 2150 | 20 | 230 | 50 | 2150 |  |  |  |  | CW/CCW | Motor Operator | Type 21 | WST02-ECCP-1000 | SSNR XLV ROOM | SSN CHEMICAL AREA | BALL VALVE TYPE 127 |  | GF | GF | www.gfps.com/sg | +65 6747 0611 |  | sd.gfsg.ps@georgfischer.com | Switzerland |  |  |  | EA15 |  | GF | GF | www.gfps.com/sg | +65 6747 0611 |  | sd.gfsg.ps@georgfischer.com | [8 empty] | GF
0010309333 | AT_CVALVE | WST02-403-MV-0202 | C4B | WST02-403-MV-0202 | BALL_CONTROL_VALVE | Motor Operator | 131242-WST02-DR-P-6016.dgn | WST02 | 403 | SHYD | MV | 0202 |  | SODIUM HYDROXIDE TANKER OFFLOADING TO STORAGE TANK 2 ISOLATION VALVE | SHYD TANKER OFFLOADING TO STORAGE TANK 2 MV | NON-HAZARDOUS | WST02-403-SHYD-00201-50-CPVC | ISOLATION | WST02-403-MV-0202-A01 | 50 | 1000 | PN10 | WST02-RIO-0401 | 131242-WSW41-SH-M-1005 | 131242-WSW41-SH-M-1005 | 1100 | 0 | 3000 | 28 | 55 | 0 | 65 | 100 | CPVC | CPVC | BALL | PTFE | NA | SOCKET WELD | None | 2150 | 20 | 230 | 50 | 2150 |  |  |  |  | CW/CCW | Motor Operator | Type 21 | WST02-ECCP-1000 | SSNR XLV ROOM | SSN CHEMICAL AREA | BALL VALVE TYPE 127 |  | GF | GF | www.gfps.com/sg | +65 6747 0611 |  | sd.gfsg.ps@georgfischer.com | Switzerland |  |  |  | EA15 |  | GF | GF | www.gfps.com/sg | +65 6747 0611 |  | sd.gfsg.ps@georgfischer.com | [8 empty] | GF
0010310722 | AT_CVALVE | WST02-201-MV-0210 | C4B | WST02-201-MV-0210 | KNIFE_GATE_CONTROL_VALVE | Motor Operator | 131242-WST02-DR-P-6000.dgn | WST02 | 201 | DC | MV | 0210 |  | EQUALIZATION TANK 2 OUTLET ISOLATION VALVE | EQUALIZATION TANK 2 OUTLET ISOLATION VALVE | NON-HAZARDOUS | WST02-201-DC-00206-400-CSEL | ISOLATION | WST02-201-MV-0210-A01 | 400 | 1000 | PN10 | WST02-RIO-0201 | 131242-WST02-DS-M-5204 | 131242-WST02-DS-M-5204 | 425800 | 425800 | 544400 | 36 | 70 | 20 | 100 | 200 | DI w/ Epoxy Coating | SS316 | DISC | RESILIENT SEAT EPDM | NA | FLANGED | None | 45 | 120 | 400 | 50 | 1400 |  |  |  |  | CW | Motor Operator | Type 21 | WST02-ECCP-1000 | SSNR XLV ROOM | SSN EQ TANK AREA | ZFI-BD-M, TYPE C-205 |  | JASH | JASH | https://jashindia.com/ | +91-731- 2720143, 2721143 |  | info@jashindia.com | INDIA |  |  |  | SA10.2+AC01.2-A-45 |  | AUMA | AUMA | https://www.auma.com/en_GB | +49 7631 809 - 0 |  | info@auma.com | GERMANY | [7 empty] | PURI-TEQ
0010310735 | AT_CVALVE | WST02-203-AV-0201 | C4B | WST02-203-AV-0201 | DIAPHRAM_CONTROL_VALVE | Cylinder Operator | 131242-WST02-DR-P-6009.dgn | WST02 | 203 | ALP | AV | 0201 |  | AERATION BLOWER B BLOWOFF VALVE | AERATION BLOWER B BLOWOFF VALVE | NON-HAZARDOUS |  | ISOLATION | WST02-203-AV-0201-A01 |  |  |  | N/A | NA | NA |  |  |  | 98 | 77 | 74 | 98 | 200 | TBA | TBA | TBA | TBA | NA | FLANGED | None |  |  | 0 | 0 | [6 empty] | Cylinder Operator | NA | WST02-LCP-B-0201 | SSN Blower AREA | N/A | 0 |  | AERZEN | AERZEN | www.aerzen.com | +65 6254 5080 | +6562546935 | asia@aerzen.com | South Korea |  |  |  | 0 |  | NA | NA | [12 empty] | AERZEN
0010310736 | AT_CVALVE | WST02-203-AV-0501 | C4B | WST02-203-AV-0501 | DIAPHRAM_CONTROL_VALVE | Cylinder Operator | 131242-WST02-DR-P-6009.dgn | WST02 | 203 | ALP | AV | 0501 |  | AERATION BLOWER E BLOWOFF VALVE | AERATION BLOWER E BLOWOFF VALVE | NON-HAZARDOUS |  | ISOLATION | WST02-203-AV-0501-A01 |  |  |  | N/A | NA | NA |  |  |  | 98 | 77 | 7 | 98 | 200 | TBA | TBA | TBA | TBA | NA | FLANGED | None |  |  | 0 | 0 | [6 empty] | Cylinder Operator | NA | WST02-LCP-B-0501 | SSN Blower AREA | N/A | 0 |  | AERZEN | AERZEN | www.aerzen.com | +65 6254 5080 | +6562546935 | asia@aerzen.com | South Korea |  |  |  | 0 |  | NA | NA | [12 empty] | AERZEN
0010310986 | AT_CVALVE | WST02-003-MV-0101 | C4B | WST02-003-MV-0101 | BUTTERFLY_CONTROL_VALVE | Motor Operator | 131242-WST02-DR-P-6005.dgn | WST02 | 003 | G2D | MV | 0101 |  | ANAMMOX REACTOR 1 G2D SPRAY WATER ISOLATION VALVE | ANAMMOX REACTOR 1 G2D SPRAY WATER ISOLATION VALVE | NON-HAZARDOUS | WST02-003-G2D-00124-100-SS16 | ISOLATION | WST02-003-MV-0101-A01 | 100 | 1000 | PN10 | WST02-RIO-0202 | 131242-WSW41-SH-M-1004 | 131242-WSW41-SH-M-1004 | 48000 | 0 | 48000 | 28 | 528 | 528 | 528 | 800 | DI w/ Epoxy Coating | SS 1.4029 (13%) | DISC | EPDM (REPLACEABLE) | NA | LUGGED | None |  |  | 400 | 50 | [6 empty] | Motor Operator | Type 21 | WST02-ECCP-1000 | SSNR XLV ROOM | SSN ANAMMOX Rx AREA | HBRL |  | HEATON | HEATON | https://www.heaton-valves.com/ | Fax: +886-7-3310-100 |  | sales@heaton-valves.com | CHINA |  |  |  | IQT125 |  | ROTORK | ROTORK | https://www.rotork.com/en/products | [11 empty] | OVS
0010311300 | AT_CVALVE | WST02-006-SV-0104 | C4B | WST02-006-SV-0104 | GLOBE_CONTROL_VALVE | Single Solenoid operator | 131242-WST02-DR-P-6600.dgn | WST02 | 006 | IA | SV | 0104 |  | INSTRUMENT AIR TO EQUALIZATION TANK 2 PH SENSOR SOLENOID VALVE | IA TO EQ TANK 2 PH SENSOR SOLENOID VALVE | NON-HAZARDOUS | WST02-006-IA-00104-15-SS16 | ISOLATION | WST02-006-SV-0104-A01 | 15 | 1600 | PN16 | WST02-RIO-0201 | 131242-WST02-DS-M-5560 | 131242-WST02-DS-M-5560 | 0.4 | 0 | 0.4 | 30 | 500 | 300 | 1000 | 1500 | SS16 | VTA | PISTON | NBR | NA | THREADED | None |  |  | 24 | 0 | [6 empty] | Single Solenoid operator | Type 28 | WST02-ECCP-1000 | SSNR XLV ROOM | SSN EQ TANK AREA | 8674223.8401.02400 |  | IMI Buschjost | IMI Buschjost | https://www.norgren.com/en | +65 6862 1811 |  | singapore@imi-precision.com | Germany |  |  |  | NA |  | NA | NA | [12 empty] | NORGREN
0010311302 | AT_CVALVE | WST02-006-SV-0134 | C4B | WST02-006-SV-0134 | GLOBE_CONTROL_VALVE | Single Solenoid operator | 131242-WST02-DR-P-6600.dgn | WST02 | 006 | IA | SV | 0134 |  | INSTRUMENT AIR TO ANAMMOX REACTOR 2 CONDUCTIVITY SENSOR SOLENOID VALVE | IA TO AMX REACTOR 2 COND SENSOR SOLENOID VALVE | NON-HAZARDOUS | WST02-006-IA-00134-15-SS16 | ISOLATION | WST02-006-SV-0134-A01 | 15 | 1600 | PN16 | WST02-RIO-0202 | 131242-WST02-DS-M-5560 | 131242-WST02-DS-M-5560 | 0.4 | 0 | 0.4 | 30 | 500 | 300 | 1000 | 1500 | SS16 | VTA | PISTON | NBR | NA | THREADED | None |  |  | 24 | 0 | [6 empty] | Single Solenoid operator | Type 28 | WST02-ECCP-1000 | SSNR XLV ROOM | SSN ANAMMOX Rx AREA | 8674223.8401.02400 |  | IMI Buschjost | IMI Buschjost | https://www.norgren.com/en | +65 6862 1811 |  | singapore@imi-precision.com | Germany |  |  |  | NA |  | NA | NA | [12 empty] | NORGREN
0010311304 | AT_CVALVE | WST02-006-SV-0124 | C4B | WST02-006-SV-0124 | GLOBE_CONTROL_VALVE | Single Solenoid operator | 131242-WST02-DR-P-6600.dgn | WST02 | 006 | IA | SV | 0124 |  | INSTRUMENT AIR TO ANAMMOX REACTOR 1 CONDUCTIVITY SENSOR SOLENOID VALVE | IA TO AMX REACTOR 1 COND SENSOR SOLENOID VALVE | NON-HAZARDOUS | WST02-006-IA-00124-15-SS16 | ISOLATION | WST02-006-SV-0124-A01 | 15 | 1600 | PN16 | WST02-RIO-0202 | 131242-WST02-DS-M-5560 | 131242-WST02-DS-M-5560 | 0.4 | 0 | 0.4 | 30 | 500 | 300 | 1000 | 1500 | SS16 | VTA | PISTON | NBR | NA | THREADED | None |  |  | 24 | 0 | [6 empty] | Single Solenoid operator | Type 28 | WST02-ECCP-1000 | SSNR XLV ROOM | SSN ANAMMOX Rx AREA | 8674223.8401.02400 |  | IMI Buschjost | IMI Buschjost | https://www.norgren.com/en | +65 6862 1811 |  | singapore@imi-precision.com | Germany |  |  |  | NA |  | NA | NA | [12 empty] | NORGREN
0010311305 | AT_CVALVE | WST02-006-SV-0122 | C4B | WST02-006-SV-0122 | GLOBE_CONTROL_VALVE | Single Solenoid operator | 131242-WST02-DR-P-6600.dgn | WST02 | 006 | IA | SV | 0122 |  | INSTRUMENT AIR TO ANAMMOX REACTOR 1 PH SENSOR 2 SOLENOID VALVE | IA TO AMX REACTOR 1 PH SENSOR 2 SOLENOID VALVE | NON-HAZARDOUS | WST02-006-IA-00122-15-SS16 | ISOLATION | WST02-006-SV-0122-A01 | 15 | 1600 | PN16 | WST02-RIO-0202 | 131242-WST02-DS-M-5560 | 131242-WST02-DS-M-5560 | 0.4 | 0 | 0.4 | 30 | 500 | 300 | 300 | 1500 | SS16 | VTA | PISTON | NBR | NA | THREADED | None |  |  | 24 | 0 | [6 empty] | Single Solenoid operator | Type 28 | WST02-ECCP-1000 | SSNR XLV ROOM | SSN ANAMMOX Rx AREA | 8674223.8401.02400 |  | IMI Buschjost | IMI Buschjost | https://www.norgren.com/en | +65 6862 1811 |  | singapore@imi-precision.com | Germany |  |  |  | NA |  | NA | NA | [12 empty] | NORGREN
0010311308 | AT_CVALVE | WST02-006-SV-0113 | C4B | WST02-006-SV-0113 | GLOBE_CONTROL_VALVE | Single Solenoid operator | 131242-WST02-DR-P-6600.dgn | WST02 | 006 | IA | SV | 0113 |  | INSTRUMENT AIR TO EQUALIZATION TANK 1 PH SENSOR SOLENOID VALVE | IA TO EQ TANK 1 PH SENSOR SOLENOID VALVE | NON-HAZARDOUS | WST02-006-IA-00113-15-SS16 | ISOLATION | WST02-006-SV-0113-A01 | 15 | 1600 | PN16 | WST02-RIO-0201 | 131242-WST02-DS-M-5560 | 131242-WST02-DS-M-5560 | 0.4 | 0 | 0.4 | 30 | 500 | 300 | 1000 | 1500 | SS16 | VTA | PISTON | NBR | NA | THREADED | None |  |  | 24 | 0 | [6 empty] | Single Solenoid operator | Type 28 | WST02-ECCP-1000 | SSNR XLV ROOM | SSN EQ TANK AREA | 8674223.8401.02400 |  | IMI Buschjost | IMI Buschjost | https://www.norgren.com/en | +65 6862 1811 |  | singapore@imi-precision.com | Germany |  |  |  | NA |  | NA | NA | [12 empty] | NORGREN
0010311309 | AT_CVALVE | WST02-006-SV-0135 | C4B | WST02-006-SV-0135 | GLOBE_CONTROL_VALVE | Single Solenoid operator | 131242-WST02-DR-P-6600.dgn | WST02 | 006 | IA | SV | 0135 |  | INSTRUMENT AIR TO ANAMMOX REACTOR 2 DO SENSOR SOLENOID VALVE | IA TO AMX REACTOR 2 DO SENSOR SOLENOID VALVE | NON-HAZARDOUS | WST02-006-IA-00135-15-SS16 | ISOLATION | WST02-006-SV-0135-A01 | 15 | 1600 | PN16 | WST02-RIO-0202 | 131242-WST02-DS-M-5560 | 131242-WST02-DS-M-5560 | 0.4 | 0 | 0.4 | 30 | 500 | 300 | 1000 | 1500 | SS16 | VTA | PISTON | NBR | NA | THREADED | None |  |  | 24 | 0 | [6 empty] | Single Solenoid operator | Type 28 | WST02-ECCP-1000 | SSNR XLV ROOM | SSN ANAMMOX Rx AREA | 8674223.8401.02400 |  | IMI Buschjost | IMI Buschjost | https://www.norgren.com/en | +65 6862 1811 |  | singapore@imi-precision.com | Germany |  |  |  | NA |  | NA | NA | [12 empty] | NORGREN
0010311311 | AT_CVALVE | WST02-006-SV-0111 | C4B | WST02-006-SV-0111 | GLOBE_CONTROL_VALVE | Single Solenoid operator | 131242-WST02-DR-P-6600.dgn | WST02 | 006 | IA | SV | 0111 |  | INSTRUMENT AIR TO EQUALIZATION TANK 1 TSS SENSOR SOLENOID VALVE | IA TO EQ TANK 1 TSS SENSOR SOLENOID VALVE | NON-HAZARDOUS | WST02-006-IA-00111-15-SS16 | ISOLATION | WST02-006-SV-0111-A01 | 15 | 1600 | PN16 | WST02-RIO-0201 | 131242-WST02-DS-M-5560 | 131242-WST02-DS-M-5560 | 0.4 | 0 | 0.4 | 30 | 500 | 300 | 1000 | 1500 | SS16 | VTA | PISTON | NBR | NA | THREADED | None |  |  | 24 | 0 | [6 empty] | Single Solenoid operator | Type 28 | WST02-ECCP-1000 | SSNR XLV ROOM | SSN EQ TANK AREA | 8674223.8401.02400 |  | IMI Buschjost | IMI Buschjost | https://www.norgren.com/en | +65 6862 1811 |  | singapore@imi-precision.com | Germany |  |  |  | NA |  | NA | NA | [12 empty] | NORGREN
0010311312 | AT_CVALVE | WST02-006-SV-0125 | C4B | WST02-006-SV-0125 | GLOBE_CONTROL_VALVE | Single Solenoid operator | 131242-WST02-DR-P-6600.dgn | WST02 | 006 | IA | SV | 0125 |  | INSTRUMENT AIR TO ANAMMOX REACTOR 1 DO SENSOR SOLENOID VALVE | IA TO AMX REACTOR 1 DO SENSOR SOLENOID VALVE | NON-HAZARDOUS | WST02-006-IA-00125-15-SS16 | ISOLATION | WST02-006-SV-0125-A01 | 15 | 1600 | PN16 | WST02-RIO-0202 | 131242-WST02-DS-M-5560 | 131242-WST02-DS-M-5560 | 0.4 | 0 | 0.4 | 30 | 500 | 300 | 300 | 1500 | SS16 | VTA | PISTON | NBR | NA | THREADED | None |  |  | 24 | 0 | [6 empty] | Single Solenoid operator | Type 28 | WST02-ECCP-1000 | SSNR XLV ROOM | SSN ANAMMOX Rx AREA | 8674223.8401.02400 |  | IMI Buschjost | IMI Buschjost | https://www.norgren.com/en | +65 6862 1811 |  | singapore@imi-precision.com | Germany |  |  |  | NA |  | NA | NA | [12 empty] | NORGREN
0010311313 | AT_CVALVE | WST02-006-SV-0121 | C4B | WST02-006-SV-0121 | GLOBE_CONTROL_VALVE | Single Solenoid operator | 131242-WST02-DR-P-6600.dgn | WST02 | 006 | IA | SV | 0121 |  | INSTRUMENT AIR TO ANAMMOX REACTOR 1 PH SENSOR 1 SOLENOID VALVE | IA TO AMX REACTOR 1 PH SENSOR 1 SOLENOID VALVE | NON-HAZARDOUS | WST02-006-IA-00121-15-SS16 | ISOLATION | WST02-006-SV-0121-A01 | 15 | 1600 | PN16 | WST02-RIO-0202 | 131242-WST02-DS-M-5560 | 131242-WST02-DS-M-5560 | 0.4 | 0 | 0.4 | 30 | 500 | 300 | 1000 | 1500 | SS16 | VTA | PISTON | NBR | NA | THREADED | None |  |  | 24 | 0 | [6 empty] | Single Solenoid operator | Type 28 | WST02-ECCP-1000 | SSNR XLV ROOM | SSN ANAMMOX Rx AREA | 8674223.8401.02400 |  | IMI Buschjost | IMI Buschjost | https://www.norgren.com/en | +65 6862 1811 |  | singapore@imi-precision.com | Germany |  |  |  | NA |  | NA | NA | [12 empty] | NORGREN
0010311314 | AT_CVALVE | WST02-006-SV-0102 | C4B | WST02-006-SV-0102 | GLOBE_CONTROL_VALVE | Single Solenoid operator | 131242-WST02-DR-P-6600.dgn | WST02 | 006 | IA | SV | 0102 |  | INSTRUMENT AIR TO EQUALIZATION TANK 2 TSS SENSOR SOLENOID VALVE | IA TO EQ TANK 2 TSS SENSOR SOLENOID VALVE | NON-HAZARDOUS | WST02-006-IA-00102-15-SS16 | ISOLATION | WST02-006-SV-0102-A01 | 15 | 1600 | PN16 | WST02-RIO-0201 | 131242-WST02-DS-M-5560 | 131242-WST02-DS-M-5560 | 0.4 | 0 | 0.4 | 30 | 500 | 300 | 1000 | 1500 | SS16 | VTA | PISTON | NBR | NA | THREADED | None |  |  | 24 | 0 | [6 empty] | Single Solenoid operator | Type 28 | WST02-ECCP-1000 | SSNR XLV ROOM | SSN EQ TANK AREA | 8674223.8401.02400 |  | IMI Buschjost | IMI Buschjost | https://www.norgren.com/en | +65 6862 1811 |  | singapore@imi-precision.com | Germany |  |  |  | NA |  | NA | NA | [12 empty] | NORGREN
0010311317 | AT_CVALVE | WST02-006-SV-0132 | C4B | WST02-006-SV-0132 | GLOBE_CONTROL_VALVE | Single Solenoid operator | 131242-WST02-DR-P-6600.dgn | WST02 | 006 | IA | SV | 0132 |  | INSTRUMENT AIR TO ANAMMOX REACTOR 2 PH SENSOR 2 SOLENOID VALVE | IA TO AMX REACTOR 2 PH SENSOR 2 SOLENOID VALVE | NON-HAZARDOUS | WST02-006-IA-00132-15-SS16 | ISOLATION | WST02-006-SV-0132-A01 | 15 | 1600 | PN16 | WST02-RIO-0202 | 131242-WST02-DS-M-5560 | 131242-WST02-DS-M-5560 | 0.4 | 0 | 0.4 | 30 | 500 | 300 | 1000 | 1500 | SS16 | VTA | PISTON | NBR | NA | THREADED | None |  |  | 24 | 0 | [6 empty] | Single Solenoid operator | Type 28 | WST02-ECCP-1000 | SSNR XLV ROOM | SSN ANAMMOX Rx AREA | 8674223.8401.02400 |  | IMI Buschjost | IMI Buschjost | https://www.norgren.com/en | +65 6862 1811 |  | singapore@imi-precision.com | Germany |  |  |  | NA |  | NA | NA | [12 empty] | NORGREN
0010311318 | AT_CVALVE | WST02-006-SV-0131 | C4B | WST02-006-SV-0131 | GLOBE_CONTROL_VALVE | Single Solenoid operator | 131242-WST02-DR-P-6600.dgn | WST02 | 006 | IA | SV | 0131 |  | INSTRUMENT AIR TO ANAMMOX REACTOR 2 PH SENSOR 1 SOLENOID VALVE | IA TO AMX REACTOR 2 PH SENSOR 1 SOLENOID VALVE | NON-HAZARDOUS | WST02-006-IA-00131-15-SS16 | ISOLATION | WST02-006-SV-0131-A01 | 15 | 1600 | PN16 | WST02-RIO-0202 | 131242-WST02-DS-M-5560 | 131242-WST02-DS-M-5560 | 0.4 | 0 | 0.4 | 30 | 500 | 300 | 1000 | 1500 | SS16 | VTA | PISTON | NBR | NA | THREADED | None |  |  | 24 | 0 | [6 empty] | Single Solenoid operator | Type 28 | WST02-ECCP-1000 | SSNR XLV ROOM | SSN ANAMMOX Rx AREA | 8674223.8401.02400 |  | IMI Buschjost | IMI Buschjost | https://www.norgren.com/en | +65 6862 1811 |  | singapore@imi-precision.com | Germany |  |  |  | NA |  | NA | NA | [12 empty] | NORGREN
0010311322 | AT_CVALVE | WST02-006-SV-0141 | C4B | WST02-006-SV-0141 | GLOBE_CONTROL_VALVE | Single Solenoid operator | 131242-WST02-DR-P-6600.dgn | WST02 | 006 | IA | SV | 0141 |  | INSTRUMENT AIR TO ANAMMOX REACTOR 3 PH SENSOR 1 SOLENOID VALVE | IA TO AMX REACTOR 3 PH SENSOR 1 SOLENOID VALVE | NON-HAZARDOUS | WST02-006-IA-00141-15-SS16 | ISOLATION | WST02-006-SV-0141-A01 | 15 | 1600 | PN16 | WST02-RIO-0202 | 131242-WST02-DS-M-5560 | 131242-WST02-DS-M-5560 | 0.4 | 0 | 0.4 | 30 | 500 | 300 | 1000 | 1500 | SS16 | VTA | PISTON | NBR | NA | THREADED | None |  |  | 24 | 0 | [6 empty] | Single Solenoid operator | Type 28 | WST02-ECCP-1000 | SSNR XLV ROOM | SSN ANAMMOX Rx AREA | 8674223.8401.02400 |  | IMI Buschjost | IMI Buschjost | https://www.norgren.com/en | +65 6862 1811 |  | singapore@imi-precision.com | Germany |  |  |  | NA |  | NA | NA | [12 empty] | NORGREN
0010311323 | AT_CVALVE | WST02-006-SV-0142 | C4B | WST02-006-SV-0142 | GLOBE_CONTROL_VALVE | Single Solenoid operator | 131242-WST02-DR-P-6600.dgn | WST02 | 006 | IA | SV | 0142 |  | INSTRUMENT AIR TO ANAMMOX REACTOR 3 PH SENSOR 2 SOLENOID VALVE | IA TO AMX REACTOR 3 PH SENSOR 2 SOLENOID VALVE | NON-HAZARDOUS | WST02-006-IA-00142-15-SS16 | ISOLATION | WST02-006-SV-0142-A01 | 15 | 1600 | PN16 | WST02-RIO-0202 | 131242-WST02-DS-M-5560 | 131242-WST02-DS-M-5560 | 0.4 | 0 | 0.4 | 30 | 500 | 300 | 300 | 1500 | SS16 | VTA | PISTON | NBR | NA | THREADED | None |  |  | 24 | 0 | [6 empty] | Single Solenoid operator | Type 28 | WST02-ECCP-1000 | SSNR XLV ROOM | SSN ANAMMOX Rx AREA | 8674223.8401.02400 |  | IMI Buschjost | IMI Buschjost | https://www.norgren.com/en | +65 6862 1811 |  | singapore@imi-precision.com | Germany |  |  |  | NA |  | NA | NA | [12 empty] | NORGREN
0010311325 | AT_CVALVE | WST02-006-SV-0144 | C4B | WST02-006-SV-0144 | GLOBE_CONTROL_VALVE | Single Solenoid operator | 131242-WST02-DR-P-6600.dgn | WST02 | 006 | IA | SV | 0144 |  | INSTRUMENT AIR TO ANAMMOX REACTOR 3 CONDUCTIVITY SENSOR SOLENOID VALVE | IA TO AMX REACTOR 3 COND SENSOR SOLENOID VALVE | NON-HAZARDOUS | WST02-006-IA-00144-15-SS16 | ISOLATION | WST02-006-SV-0144-A01 | 15 | 1600 | PN16 | WST02-RIO-0202 | 131242-WST02-DS-M-5560 | 131242-WST02-DS-M-5560 | 0.4 | 0 | 0.4 | 30 | 500 | 300 | 1000 | 1500 | SS16 | VTA | PISTON | NBR | NA | THREADED | None |  |  | 24 | 0 | [6 empty] | Single Solenoid operator | Type 28 | WST02-ECCP-1000 | SSNR XLV ROOM | SSN ANAMMOX Rx AREA | 8674223.8401.02400 |  | IMI Buschjost | IMI Buschjost | https://www.norgren.com/en | +65 6862 1811 |  | singapore@imi-precision.com | Germany |  |  |  | NA |  | NA | NA | [12 empty] | NORGREN
0010311326 | AT_CVALVE | WST02-006-SV-0145 | C4B | WST02-006-SV-0145 | GLOBE_CONTROL_VALVE | Single Solenoid operator | 131242-WST02-DR-P-6600.dgn | WST02 | 006 | IA | SV | 0145 |  | INSTRUMENT AIR TO ANAMMOX REACTOR 3 DO SENSOR SOLENOID VALVE | IA TO AMX REACTOR 3 DO SENSOR SOLENOID VALVE | NON-HAZARDOUS | WST02-006-IA-00145-15-SS16 | ISOLATION | WST02-006-SV-0145-A01 | 15 | 1600 | PN16 | WST02-RIO-0202 | 131242-WST02-DS-M-5560 | 131242-WST02-DS-M-5560 | 0.4 | 0 | 0.4 | 30 | 500 | 300 | 1000 | 1500 | SS16 | VTA | PISTON | NBR | NA | THREADED | None |  |  | 24 | 0 | [6 empty] | Single Solenoid operator | Type 28 | WST02-ECCP-1000 | SSNR XLV ROOM | SSN ANAMMOX Rx AREA | 8674223.8401.02400 |  | IMI Buschjost | IMI Buschjost | https://www.norgren.com/en | +65 6862 1811 |  | singapore@imi-precision.com | Germany |  |  |  | NA |  | NA | NA | [12 empty] | NORGREN
0010311329 | AT_CVALVE | WST02-006-SV-0151 | C4B | WST02-006-SV-0151 | GLOBE_CONTROL_VALVE | Single Solenoid operator | 131242-WST02-DR-P-6600.dgn | WST02 | 006 | IA | SV | 0151 |  | INSTRUMENT AIR TO ANAMMOX REACTOR 4 PH SENSOR 1 SOLENOID VALVE | IA TO AMX REACTOR 4 PH SENSOR 1 SOLENOID VALVE | NON-HAZARDOUS | WST02-006-IA-00151-15-SS16 | ISOLATION | WST02-006-SV-0151-A01 | 15 | 1600 | PN16 | WST02-RIO-0202 | 131242-WST02-DS-M-5560 | 131242-WST02-DS-M-5560 | 0.4 | 0 | 0.4 | 30 | 500 | 300 | 1000 | 1500 | SS16 | VTA | PISTON | NBR | NA | THREADED | None |  |  | 24 | 0 | [6 empty] | Single Solenoid operator | Type 28 | WST02-ECCP-1000 | SSNR XLV ROOM | SSN ANAMMOX Rx AREA | 8674223.8401.02400 |  | IMI Buschjost | IMI Buschjost | https://www.norgren.com/en | +65 6862 1811 |  | singapore@imi-precision.com | Germany |  |  |  | NA |  | NA | NA | [12 empty] | NORGREN
0010311330 | AT_CVALVE | WST02-006-SV-0152 | C4B | WST02-006-SV-0152 | GLOBE_CONTROL_VALVE | Single Solenoid operator | 131242-WST02-DR-P-6600.dgn | WST02 | 006 | IA | SV | 0152 |  | INSTRUMENT AIR TO ANAMMOX REACTOR 4 PH SENSOR 2 SOLENOID VALVE | IA TO AMX REACTOR 4 PH SENSOR 2 SOLENOID VALVE | NON-HAZARDOUS | WST02-006-IA-00152-15-SS16 | ISOLATION | WST02-006-SV-0152-A01 | 15 | 1600 | PN16 | WST02-RIO-0202 | 131242-WST02-DS-M-5560 | 131242-WST02-DS-M-5560 | 0.4 | 0 | 0.4 | 30 | 500 | 300 | 1000 | 1500 | SS16 | VTA | PISTON | NBR | NA | THREADED | None |  |  | 24 | 0 | [6 empty] | Single Solenoid operator | Type 28 | WST02-ECCP-1000 | SSNR XLV ROOM | SSN ANAMMOX Rx AREA | 8674223.8401.02400 |  | IMI Buschjost | IMI Buschjost | https://www.norgren.com/en | +65 6862 1811 |  | singapore@imi-precision.com | Germany |  |  |  | NA |  | NA | NA | [12 empty] | NORGREN
0010311332 | AT_CVALVE | WST02-006-SV-0154 | C4B | WST02-006-SV-0154 | GLOBE_CONTROL_VALVE | Single Solenoid operator | 131242-WST02-DR-P-6600.dgn | WST02 | 006 | IA | SV | 0154 |  | INSTRUMENT AIR TO ANAMMOX REACTOR 4 CONDUCTIVITY SENSOR SOLENOID VALVE | IA TO AMX REACTOR 4 COND SENSOR SOLENOID VALVE | NON-HAZARDOUS | WST02-006-IA-00154-15-SS16 | ISOLATION | WST02-006-SV-0154-A01 | 15 | 1600 | PN16 | WST02-RIO-0202 | 131242-WST02-DS-M-5560 | 131242-WST02-DS-M-5560 | 0.4 | 0 | 0.4 | 30 | 500 | 300 | 1000 | 1500 | SS16 | VTA | PISTON | NBR | NA | THREADED | None |  |  | 24 | 0 | [6 empty] | Single Solenoid operator | Type 28 | WST02-ECCP-1000 | SSNR XLV ROOM | SSN ANAMMOX Rx AREA | 8674223.8401.02400 |  | IMI Buschjost | IMI Buschjost | https://www.norgren.com/en | +65 6862 1811 |  | singapore@imi-precision.com | Germany |  |  |  | NA |  | NA | NA | [12 empty] | NORGREN
0010311333 | AT_CVALVE | WST02-006-SV-0155 | C4B | WST02-006-SV-0155 | GLOBE_CONTROL_VALVE | Single Solenoid operator | 131242-WST02-DR-P-6600.dgn | WST02 | 006 | IA | SV | 0155 |  | INSTRUMENT AIR TO ANAMMOX REACTOR 4 DO SENSOR SOLENOID VALVE | IA TO AMX REACTOR 4 DO SENSOR SOLENOID VALVE | NON-HAZARDOUS | WST02-006-IA-00155-15-SS16 | ISOLATION | WST02-006-SV-0155-A01 | 15 | 1600 | PN16 | WST02-RIO-0202 | 131242-WST02-DS-M-5560 | 131242-WST02-DS-M-5560 | 0.4 | 0 | 0.4 | 30 | 500 | 300 | 1000 | 1500 | SS16 | VTA | PISTON | NBR | NA | THREADED | None |  |  | 24 | 0 | [6 empty] | Single Solenoid operator | Type 28 | WST02-ECCP-1000 | SSNR XLV ROOM | SSN ANAMMOX Rx AREA | 8674223.8401.02400 |  | IMI Buschjost | IMI Buschjost | https://www.norgren.com/en | +65 6862 1811 |  | singapore@imi-precision.com | Germany |  |  |  | NA |  | NA | NA | [12 empty] | NORGREN
0010311574 | AT_CVALVE | WST02-003-MV-0220 | C4B | WST02-003-MV-0220 | BALL_CONTROL_VALVE | Motor Operator | 131242-WST02-DR-P-6000.dgn | WST02 | 003 | G2D | MV | 0220 |  | EQUALIZATION TANK 2 G2D SPRAY WATER ISOLATION VALVE | EQ TANK 2 G2D SPRAY WATER MV | NON-HAZARDOUS | WST02-003-G2D-00202-65-SS16 | ISOLATION | WST02-003-MV-0220-A01 | 65 | 1000 | PN10 | WST02-RIO-0201 | 131242-WSW41-SH-M-1004 | 131242-WSW41-SH-M-1004 | 27600 | 0 | 27600 | 28 | 528 | 528 | 528 | 800 | A351 Gr. CF8M | A276 Type 316 | BALL | HYPATITE PTFE | NA | FLANGED | None |  |  | 400 | 50 | [6 empty] | Motor Operator | TYPE 21 | WST02-ECCP-1000 | SSNR XLV ROOM | SSN EQ TANK AREA | H SERIES |  | HEATON | HEATON | https://www.heaton-valves.com/ | Fax: +886-7-3310-100 |  | sales@heaton-valves.com | CHINA |  |  |  | IQT125 |  | ROTORK | ROTORK | https://www.rotork.com/en/products | [11 empty] | OVS
0010311575 | AT_CVALVE | WST02-003-MV-0120 | C4B | WST02-003-MV-0120 | BALL_CONTROL_VALVE | Motor Operator | 131242-WST02-DR-P-6000.dgn | WST02 | 003 | G2D | MV | 0120 |  | EQUALIZATION TANK 1 G2D SPRAY WATER ISOLATION VALVE | EQ TANK 1 G2D SPRAY WATER MV | NON-HAZARDOUS | WST02-003-G2D-00102-65-SS16 | ISOLATION | WST02-003-MV-0120-A01 | 65 | 1000 | PN10 | WST02-RIO-0201 | 131242-WSW41-SH-M-1004 | 131242-WSW41-SH-M-1004 | 27600 | 0 | 27600 | 28 | 528 | 528 | 528 | 800 | A351 Gr. CF8M | A276 Type 316 | BALL | HYPATITE PTFE | NA | FLANGED | None |  |  | 400 | 50 | [6 empty] | Motor Operator | TYPE 21 | WST02-ECCP-1000 | SSNR XLV ROOM | SSN EQ TANK AREA | H SERIES |  | HEATON | HEATON | https://www.heaton-valves.com/ | Fax: +886-7-3310-100 |  | sales@heaton-valves.com | CHINA |  |  |  | IQT125 |  | ROTORK | ROTORK | https://www.rotork.com/en/products | [11 empty] | OVS
0010311788 | AT_PSV | WST02-400-BPV-0443 | C4B | WST02-400-BPV-0443 | GATE_PRESSURE_SAFETY_VALVE | Back Pressure Regulator | 131242-WST02-DR-P-6008.dgn | WST02 | 400 | DEF | BPV | 0443 |  | ANTIFOAM DOSING TO ANAMMOX REACTOR 4 PRESSURE REGULATOR | DEF DOSING TO AMX REACTOR 4 BPV | NON-HAZARDOUS | WST02-400-DEF-00423-32-HDPE | PRESSURE REGULATION | WST02-400-BPV-0443-A01 | 32X32 | 1000 | PN10 | NA | 131242-WST02-DS-M-5541 | 131242-WST02-DS-M-5541 | 0.4 | 0.2 | 10 | 30 | 196 | 196 | 226 | 400 | PP | NA | DIAPHRAGM | PTFE | NA | THREADED | None | [10 empty] | Back Pressure Regulator | NA | NA | NA | NA | BPG050PP |  | GRIFFCO | GRIFFCO | www.griffcovalve.com | +1-716-835-0891 | +1-716-835-0893 | Sales@griffcovalve.com | USA |  |  |  | NA |  | NA | NA | [12 empty] | PROMINENT
0010311791 | AT_PSV | WST02-400-BPV-0442 | C4B | WST02-400-BPV-0442 | GATE_PRESSURE_SAFETY_VALVE | Back Pressure Regulator | 131242-WST02-DR-P-6008.dgn | WST02 | 400 | BN | BPV | 0442 |  | MICRONUTRIENTS DOSING TO ANAMMOX REACTOR 4 PRESSURE REGULATOR | BN DOSING TO AMX REACTOR 4 BPV | NON-HAZARDOUS | WST02-400-BN-00443-15-CPVC | PRESSURE REGULATION | WST02-400-BPV-0442-A01 | 15X15 | 1000 | PN10 | NA | 131242-WST02-DS-M-5531 | 131242-WST02-DS-M-5531 | 1.5 | 0.5 | 10 | 30 | 219 | 220 | 221 | 400 | CPVC | NA | DIAPHRAGM | PTFE | NA | THREADED | None | [10 empty] | Back Pressure Regulator | NA | NA | NA | NA | BPG050CP |  | GRIFFCO | GRIFFCO | www.griffcovalve.com | +1-716-835-0891 | +1-716-835-0893 | Sales@griffcovalve.com | USA |  |  |  | NA |  | NA | NA | [12 empty] | PROMINENT
0010311800 | AT_PSV | WST02-400-BPV-0343 | C4B | WST02-400-BPV-0343 | GATE_PRESSURE_SAFETY_VALVE | Back Pressure Regulator | 131242-WST02-DR-P-6007.dgn | WST02 | 400 | DEF | BPV | 0343 |  | ANTIFOAM DOSING TO ANAMMOX REACTOR 3 PRESSURE REGULATOR | DEF DOSING TO AMX REACTOR 3 BPV | NON-HAZARDOUS | WST02-400-DEF-00323-32-HDPE | PRESSURE REGULATION | WST02-400-BPV-0343-A01 | 32X32 | 1000 | PN10 | NA | 131242-WST02-DS-M-5541 | 131242-WST02-DS-M-5541 | 0.4 | 0.2 | 10 | 30 | 196 | 196 | 226 | 400 | PP | NA | DIAPHRAGM | PTFE | NA | THREADED | None | [10 empty] | Back Pressure Regulator | NA | NA | NA | NA | BPG050PP |  | GRIFFCO | GRIFFCO | www.griffcovalve.com | +1-716-835-0891 | +1-716-835-0893 | Sales@griffcovalve.com | USA |  |  |  | NA |  | NA | NA | [12 empty] | PROMINENT
0010311803 | AT_PSV | WST02-400-BPV-0342 | C4B | WST02-400-BPV-0342 | GATE_PRESSURE_SAFETY_VALVE | Back Pressure Regulator | 131242-WST02-DR-P-6007.dgn | WST02 | 400 | BN | BPV | 0342 |  | MICRONUTRIENTS DOSING TO ANAMMOX REACTOR 3 PRESSURE REGULATOR | BN DOSING TO AMX REACTOR 3 BPV | NON-HAZARDOUS | WST02-400-BN-00343-15-CPVC | PRESSURE REGULATION | WST02-400-BPV-0342-A01 | 15X15 | 1000 | PN10 | NA | 131242-WST02-DS-M-5531 | 131242-WST02-DS-M-5531 | 1.5 | 0.5 | 10 | 30 | 219 | 220 | 221 | 400 | CPVC | NA | DIAPHRAGM | PTFE | NA | THREADED | None | [10 empty] | Back Pressure Regulator | NA | NA | NA | NA | BPG050CP |  | GRIFFCO | GRIFFCO | www.griffcovalve.com | +1-716-835-0891 | +1-716-835-0893 | Sales@griffcovalve.com | USA |  |  |  | NA |  | NA | NA | [12 empty] | PROMINENT
0010311813 | AT_PSV | WST02-400-BPV-0243 | C4B | WST02-400-BPV-0243 | GATE_PRESSURE_SAFETY_VALVE | Back Pressure Regulator | 131242-WST02-DR-P-6006.dgn | WST02 | 400 | DEF | BPV | 0243 |  | ANTIFOAM DOSING TO ANAMMOX REACTOR 2 PRESSURE REGULATOR | DEF DOSING TO AMX REACTOR 2 BPV | NON-HAZARDOUS | WST02-400-DEF-00223-32-HDPE | PRESSURE REGULATION | WST02-400-BPV-0243-A01 | 32X32 | 1000 | PN10 | NA | 131242-WST02-DS-M-5541 | 131242-WST02-DS-M-5541 | 0.4 | 0.2 | 10 | 30 | 196 | 196 | 226 | 400 | PP | NA | DIAPHRAGM | PTFE | NA | THREADED | None | [10 empty] | Back Pressure Regulator | NA | NA | NA | NA | BPG050PP |  | GRIFFCO | GRIFFCO | www.griffcovalve.com | +1-716-835-0891 | +1-716-835-0893 | Sales@griffcovalve.com | USA |  |  |  | NA |  | NA | NA | [12 empty] | PROMINENT
0010311816 | AT_PSV | WST02-400-BPV-0242 | C4B | WST02-400-BPV-0242 | GATE_PRESSURE_SAFETY_VALVE | Back Pressure Regulator | 131242-WST02-DR-P-6006.dgn | WST02 | 400 | BN | BPV | 0242 |  | MICRONUTRIENTS DOSING TO ANAMMOX REACTOR 2 PRESSURE REGULATOR | BN DOSING TO AMX REACTOR 2 BPV | NON-HAZARDOUS | WST02-400-BN-00243-15-CPVC | PRESSURE REGULATION | WST02-400-BPV-0242-A01 | 15X15 | 1000 | PN10 | NA | 131242-WST02-DS-M-5531 | 131242-WST02-DS-M-5531 | 1.5 | 0.5 | 10 | 30 | 219 | 220 | 221 | 400 | CPVC | NA | DIAPHRAGM | PTFE | NA | THREADED | None | [10 empty] | Back Pressure Regulator | NA | NA | NA | NA | BPG050CP |  | GRIFFCO | GRIFFCO | www.griffcovalve.com | +1-716-835-0891 | +1-716-835-0893 | Sales@griffcovalve.com | USA |  |  |  | NA |  | NA | NA | [12 empty] | PROMINENT
0010311830 | AT_PSV | WST02-400-BPV-0143 | C4B | WST02-400-BPV-0143 | GATE_PRESSURE_SAFETY_VALVE | Back Pressure Regulator | 131242-WST02-DR-P-6005.dgn | WST02 | 400 | DEF | BPV | 0143 |  | ANTIFOAM DOSING TO ANAMMOX REACTOR 1 PRESSURE REGULATOR | DEF DOSING TO AMX REACTOR 1 BPV | NON-HAZARDOUS | WST02-400-DEF-00123-32-HDPE | PRESSURE REGULATION | WST02-400-BPV-0143-A01 | 32X32 | 1000 | PN10 | NA | 131242-WST02-DS-M-5541 | 131242-WST02-DS-M-5541 | 0.4 | 0.2 | 10 | 30 | 196 | 196 | 226 | 400 | PP | NA | DIAPHRAGM | PTFE | NA | THREADED | None | [10 empty] | Back Pressure Regulator | NA | NA | NA | NA | BPG050PP |  | GRIFFCO | GRIFFCO | www.griffcovalve.com | +1-716-835-0891 | +1-716-835-0893 | Sales@griffcovalve.com | USA |  |  |  | NA |  | NA | NA | [12 empty] | PROMINENT
0010311834 | AT_PSV | WST02-400-BPV-0142 | C4B | WST02-400-BPV-0142 | GATE_PRESSURE_SAFETY_VALVE | Back Pressure Regulator | 131242-WST02-DR-P-6005.dgn | WST02 | 400 | BN | BPV | 0142 |  | MICRONUTRIENTS DOSING TO ANAMMOX REACTOR 1 PRESSURE REGULATOR | BN DOSING TO AMX REACTOR 1 BPV | NON-HAZARDOUS | WST02-400-BN-00143-15-CPVC | PRESSURE REGULATION | WST02-400-BPV-0142-A01 | 15X15 | 1000 | PN10 | NA | 131242-WST02-DS-M-5531 | 131242-WST02-DS-M-5531 | 1.5 | 0.5 | 10 | 30 | 219 | 220 | 221 | 400 | CPVC | NA | DIAPHRAGM | PTFE | NA | THREADED | None | [10 empty] | Back Pressure Regulator | NA | NA | NA | NA | BPG050CP |  | GRIFFCO | GRIFFCO | www.griffcovalve.com | +1-716-835-0891 | +1-716-835-0893 | Sales@griffcovalve.com | USA |  |  |  | NA |  | NA | NA | [12 empty] | PROMINENT
0010311956 | AT_CVALVE | WSD11-111-AV-0212B | C4B | WSD11-111-AV-0212B | BALL_CONTROL_VALVE | Cylinder Operator | 131242-WSD11-DR-P-6022.dgn | WSD11 | 111 | STHP | AV | 0212 | B | TRAIN 2 REACTOR B STEAM LANCE 1 | TRAIN 2 REACTOR B STEAM LANCE 1 | NON-HAZARDOUS | WSD11-111-STHP-00206-25-SS16 | ISOLATION | WSD11-111-AV-0212B-A01 | 25 | 1250 | PN25 | WSD11-RIO-0201 | TBA | TBA | 0 | 0 | 0 | 180 | 1150 | 600 | 1250 | 1875 | SS 316LSi | SS 316 | BALL | Tek-Fil |  | FLANGED | CLOSE | [10 empty] | Cylinder Operator |  | WSD11-ECCP-1000 | PROCESS XLV ROOM | THP COURTYARD | FD40 V60 |  | FLOW-TEK | BRAY | https://www.bray.com/ | +65 63355850 |  | bsea.rfq.team@bray.com | SINGAPORE |  |  |  | SR130 |  | ECONOSTO | ECONOSTO | https://www.econosto.fi/en/ | (+65) 6862 5200 | (+65) 6861 3822 | econosto@singnet.com.sg | FINLAND | [7 empty] | CAMBI
0010311957 | AT_CVALVE | WSD11-111-AV-0213B | C4B | WSD11-111-AV-0213B | BALL_CONTROL_VALVE | Cylinder Operator | 131242-WSD11-DR-P-6022.dgn | WSD11 | 111 | STHP | AV | 0213 | B | TRAIN 2 REACTOR B STEAM LANCE 3 | TRAIN 2 REACTOR B STEAM LANCE 3 | NON-HAZARDOUS | WSD11-111-STHP-00207-25-SS16 | ISOLATION | WSD11-111-AV-0213B-A01 | 25 | 1250 | PN25 | WSD11-RIO-0201 | TBA | TBA | 0 | 0 | 0 | 180 | 1150 | 600 | 1250 | 1875 | SS 316LSi | SS 316 | BALL | Tek-Fil |  | FLANGED | CLOSE | [10 empty] | Cylinder Operator |  | WSD11-ECCP-1000 | PROCESS XLV ROOM | THP COURTYARD | FD40 V60 |  | FLOW-TEK | BRAY | https://www.bray.com/ | +65 63355850 |  | bsea.rfq.team@bray.com | SINGAPORE |  |  |  | SR130 |  | ECONOSTO | ECONOSTO | https://www.econosto.fi/en/ | (+65) 6862 5200 | (+65) 6861 3822 | econosto@singnet.com.sg | FINLAND | [7 empty] | CAMBI
0010311958 | AT_CVALVE | WSD11-111-AV-0214B | C4B | WSD11-111-AV-0214B | BALL_CONTROL_VALVE | Cylinder Operator | 131242-WSD11-DR-P-6022.dgn | WSD11 | 111 | STHP | AV | 0214 | B | TRAIN 2 REACTOR B STEAM LANCE 2 | TRAIN 2 REACTOR B STEAM LANCE 2 | NON-HAZARDOUS | WSD11-111-STHP-00208-25-SS16 | ISOLATION | WSD11-111-AV-0214B-A01 | 25 | 1250 | PN25 | WSD11-RIO-0201 | TBA | TBA | 0 | 0 | 0 | 180 | 1150 | 600 | 1250 | 1875 | SS 316LSi | SS 316 | BALL | Tek-Fil |  | FLANGED | CLOSE | [10 empty] | Cylinder Operator |  | WSD11-ECCP-1000 | PROCESS XLV ROOM | THP COURTYARD | FD40 V60 |  | FLOW-TEK | BRAY | https://www.bray.com/ | +65 63355850 |  | bsea.rfq.team@bray.com | SINGAPORE |  |  |  | SR130 |  | ECONOSTO | ECONOSTO | https://www.econosto.fi/en/ | (+65) 6862 5200 | (+65) 6861 3822 | econosto@singnet.com.sg | FINLAND | [7 empty] | CAMBI
0010311961 | AT_CVALVE | WSD11-111-AV-0212C | C4B | WSD11-111-AV-0212C | BALL_CONTROL_VALVE | Cylinder Operator | 131242-WSD11-DR-P-6023.dgn | WSD11 | 111 | STHP | AV | 0212 | C | TRAIN 2 REACTOR C STEAM LANCE 1 | TRAIN 2 REACTOR C STEAM LANCE 1 | NON-HAZARDOUS | WSD11-111-STHP-00210-25-SS16 | ISOLATION | WSD11-111-AV-0212C-A01 | 25 | 1250 | PN25 | WSD11-RIO-0201 | TBA | TBA | 0 | 0 | 0 | 180 | 1150 | 600 | 1250 | 1875 | SS 316LSi | SS 316 | BALL | Tek-Fil |  | FLANGED | CLOSE | [10 empty] | Cylinder Operator |  | WSD11-ECCP-1000 | PROCESS XLV ROOM | THP COURTYARD | FD40 V60 |  | FLOW-TEK | BRAY | https://www.bray.com/ | +65 63355850 |  | bsea.rfq.team@bray.com | SINGAPORE |  |  |  | SR130 |  | ECONOSTO | ECONOSTO | https://www.econosto.fi/en/ | (+65) 6862 5200 | (+65) 6861 3822 | econosto@singnet.com.sg | FINLAND | [7 empty] | CAMBI
0010311962 | AT_CVALVE | WSD11-111-AV-0213C | C4B | WSD11-111-AV-0213C | BALL_CONTROL_VALVE | Cylinder Operator | 131242-WSD11-DR-P-6023.dgn | WSD11 | 111 | STHP | AV | 0213 | C | TRAIN 2 REACTOR C STEAM LANCE 2 | TRAIN 2 REACTOR C STEAM LANCE 2 | NON-HAZARDOUS | WSD11-111-STHP-00211-25-SS16 | ISOLATION | WSD11-111-AV-0213C-A01 | 25 | 1250 | PN25 | WSD11-RIO-0201 | TBA | TBA | 0 | 0 | 0 | 180 | 1150 | 600 | 1250 | 1875 | SS 316LSi | SS 316 | BALL | Tek-Fil |  | FLANGED | CLOSE | [10 empty] | Cylinder Operator |  | WSD11-ECCP-1000 | PROCESS XLV ROOM | THP COURTYARD | FD40 V60 |  | FLOW-TEK | BRAY | https://www.bray.com/ | +65 63355850 |  | bsea.rfq.team@bray.com | SINGAPORE |  |  |  | SR130 |  | ECONOSTO | ECONOSTO | https://www.econosto.fi/en/ | (+65) 6862 5200 | (+65) 6861 3822 | econosto@singnet.com.sg | FINLAND | [7 empty] | CAMBI
0010311963 | AT_CVALVE | WSD11-111-AV-0214C | C4B | WSD11-111-AV-0214C | BALL_CONTROL_VALVE | Cylinder Operator | 131242-WSD11-DR-P-6023.dgn | WSD11 | 111 | STHP | AV | 0214 | C | TRAIN 2 REACTOR C STEAM LANCE 3 | TRAIN 2 REACTOR C STEAM LANCE 3 | NON-HAZARDOUS | WSD11-111-STHP-00212-25-SS16 | ISOLATION | WSD11-111-AV-0214C-A01 | 25 | 1250 | PN25 | WSD11-RIO-0201 | TBA | TBA | 0 | 0 | 0 | 180 | 1150 | 600 | 1250 | 1875 | SS 316LSi | SS 316 | BALL | Tek-Fil |  | FLANGED | CLOSE | [10 empty] | Cylinder Operator |  | WSD11-ECCP-1000 | PROCESS XLV ROOM | THP COURTYARD | FD40 V60 |  | FLOW-TEK | BRAY | https://www.bray.com/ | +65 63355850 |  | bsea.rfq.team@bray.com | SINGAPORE |  |  |  | SR130 |  | ECONOSTO | ECONOSTO | https://www.econosto.fi/en/ | (+65) 6862 5200 | (+65) 6861 3822 | econosto@singnet.com.sg | FINLAND | [7 empty] | CAMBI
0010311966 | AT_CVALVE | WSD11-111-AV-0212D | C4B | WSD11-111-AV-0212D | BALL_CONTROL_VALVE | Cylinder Operator | 131242-WSD11-DR-P-6024.dgn | WSD11 | 111 | STHP | AV | 0212 | D | TRAIN 2 REACTOR D STEAM LANCE 1 | TRAIN 2 REACTOR D STEAM LANCE 1 | NON-HAZARDOUS | WSD11-111-STHP-00214-25-SS16 | ISOLATION | WSD11-111-AV-0212D-A01 | 25 | 1250 | PN25 | WSD11-RIO-0201 | TBA | TBA | 0 | 0 | 0 | 180 | 1150 | 600 | 1250 | 1875 | SS 316LSi | SS 316 | BALL | Tek-Fil |  | FLANGED | CLOSE | [10 empty] | Cylinder Operator |  | WSD11-ECCP-1000 | PROCESS XLV ROOM | THP COURTYARD | FD40 V60 |  | FLOW-TEK | BRAY | https://www.bray.com/ | +65 63355850 |  | bsea.rfq.team@bray.com | SINGAPORE |  |  |  | SR130 |  | ECONOSTO | ECONOSTO | https://www.econosto.fi/en/ | (+65) 6862 5200 | (+65) 6861 3822 | econosto@singnet.com.sg | FINLAND | [7 empty] | CAMBI
0010311967 | AT_CVALVE | WSD11-111-AV-0213D | C4B | WSD11-111-AV-0213D | BALL_CONTROL_VALVE | Cylinder Operator | 131242-WSD11-DR-P-6024.dgn | WSD11 | 111 | STHP | AV | 0213 | D | TRAIN 2 REACTOR D STEAM LANCE 2 | TRAIN 2 REACTOR D STEAM LANCE 2 | NON-HAZARDOUS | WSD11-111-STHP-00215-25-SS16 | ISOLATION | WSD11-111-AV-0213D-A01 | 25 | 1250 | PN25 | WSD11-RIO-0201 | TBA | TBA | 0 | 0 | 0 | 180 | 1150 | 600 | 1250 | 1875 | SS 316LSi | SS 316 | BALL | Tek-Fil |  | FLANGED | CLOSE | [10 empty] | Cylinder Operator |  | WSD11-ECCP-1000 | PROCESS XLV ROOM | THP COURTYARD | FD40 V60 |  | FLOW-TEK | BRAY | https://www.bray.com/ | +65 63355850 |  | bsea.rfq.team@bray.com | SINGAPORE |  |  |  | SR130 |  | ECONOSTO | ECONOSTO | https://www.econosto.fi/en/ | (+65) 6862 5200 | (+65) 6861 3822 | econosto@singnet.com.sg | FINLAND | [7 empty] | CAMBI
0010311968 | AT_CVALVE | WSD11-111-AV-0214D | C4B | WSD11-111-AV-0214D | BALL_CONTROL_VALVE | Cylinder Operator | 131242-WSD11-DR-P-6024.dgn | WSD11 | 111 | STHP | AV | 0214 | D | TRAIN 2 REACTOR D STEAM LANCE 3 | TRAIN 2 REACTOR D STEAM LANCE 3 | NON-HAZARDOUS | WSD11-111-STHP-00216-25-SS16 | ISOLATION | WSD11-111-AV-0214D-A01 | 25 | 1250 | PN25 | WSD11-RIO-0201 | TBA | TBA | 0 | 0 | 0 | 180 | 1150 | 600 | 1250 | 1875 | SS 316LSi | SS 316 | BALL | Tek-Fil |  | FLANGED | CLOSE | [10 empty] | Cylinder Operator |  | WSD11-ECCP-1000 | PROCESS XLV ROOM | THP COURTYARD | FD40 V60 |  | FLOW-TEK | BRAY | https://www.bray.com/ | +65 63355850 |  | bsea.rfq.team@bray.com | SINGAPORE |  |  |  | SR130 |  | ECONOSTO | ECONOSTO | https://www.econosto.fi/en/ | (+65) 6862 5200 | (+65) 6861 3822 | econosto@singnet.com.sg | FINLAND | [7 empty] | CAMBI
0010312080 | AT_CVALVE | WSD11-111-AV-0120 | C4B | WSD11-111-AV-0120 | BUTTERFLY_CONTROL_VALVE | Cylinder Operator | 131242-WSD11-DR-P-6200.dgn | WSD11 | 111 | G2D | AV | 0120 |  | TRAIN 1 G2D INLET | TRAIN 1 G2D INLET | NON-HAZARDOUS | WSD11-111-G2D-00110-50-SS16 | ISOLATION | WSD11-111-AV-0120-A01 | 50 | 900 | PN16 | WSD11-RIO-002A |  |  | 10400 | 5000 | 40000 | 30 | 530 | 530 | 530 | 1500 | DUCTILE IRON | SS 316 | DISC | EPDM |  | SEMI LUGGED END | REMAIN | [10 empty] | Cylinder Operator |  | WSD11-ECCP-1000 | PROCESS XLV ROOM | THP COURTYARD | HBRL |  | HEATON | HEATON | https://www.heaton-valves.com/ |  |  | sales@heaton-valves.com | TAIWAN |  |  |  | HRP-063DA |  | HEATON | HEATON | https://www.heaton-valves.com/ |  |  | sales@heaton-valves.com | TAIWAN | [7 empty] | OVS
0010312083 | AT_CVALVE | WSD11-111-AV-0220 | C4B | WSD11-111-AV-0220 | BUTTERFLY_CONTROL_VALVE | Cylinder Operator | 131242-WSD11-DR-P-6200.dgn | WSD11 | 111 | G2D | AV | 0220 |  | TRAIN 2 G2D INLET | TRAIN 2 G2D INLET | NON-HAZARDOUS | WSD11-111-G2D-00210-50-SS16 | ISOLATION | WSD11-111-AV-0220-A01 | 50 | 900 | PN16 | WSD11-RIO-002B |  |  | 10400 | 5000 | 40000 | 30 | 530 | 530 | 530 | 1500 | DUCTILE IRON | SS 316 | DISC | EPDM |  | SEMI LUGGED END | REMAIN | [10 empty] | Cylinder Operator |  | WSD11-ECCP-1000 | PROCESS XLV ROOM | THP COURTYARD | HBRL |  | HEATON | HEATON | https://www.heaton-valves.com/ |  |  | sales@heaton-valves.com | TAIWAN |  |  |  | HRP-063DA |  | HEATON | HEATON | https://www.heaton-valves.com/ |  |  | sales@heaton-valves.com | TAIWAN | [7 empty] | OVS
0010312149 | AT_CVALVE | WST02-403-MV-0222 | C4B | WST02-403-MV-0222 | BALL_CONTROL_VALVE | Motor Operator | 131242-WST02-DR-P-6000.dgn | WST02 | 403 | SHYD | MV | 0222 |  | SODIUM HYDROXIDE DOSING TO EQUALIZATION TANK 2 ISOLATION VALVE | SHYD DOSING TO EQ TANK 2 MV | NON-HAZARDOUS | WST02-403-SHYD-00214-40-CPVC | ISOLATION | WST02-403-MV-0222-A01 | 40 | 1000 | PN10 | WST02-RIO-0201 | 131242-WSW41-SH-M-1005 | 131242-WSW41-SH-M-1005 | 204 | 28 | 500 | 28 | 293 | 283 | 310 | 500 | CPVC | CPVC | BALL | PTFE | NA | SOCKET WELD | None | 2150 | 20 | 230 | 50 | 2150 |  |  |  |  | CW/CCW | Motor Operator | Type 21 | WST02-ECCP-1000 | SSNR XLV ROOM | SSN EQ TANK AREA | BALL VALVE TYPE 127 |  | GF | GF | www.gfps.com/sg | +65 6747 0611 |  | sd.gfsg.ps@georgfischer.com | Switzerland |  |  |  | EA15 |  | GF | GF | www.gfps.com/sg | +65 6747 0611 |  | sd.gfsg.ps@georgfischer.com | [8 empty] | GF
0010312151 | AT_CVALVE | WST02-403-MV-0122 | C4B | WST02-403-MV-0122 | BALL_CONTROL_VALVE | Motor Operator | 131242-WST02-DR-P-6000.dgn | WST02 | 403 | SHYD | MV | 0122 |  | SODIUM HYDROXIDE DOSING TO EQUALIZATION TANK 1 ISOLATION VALVE | SHYD DOSING TO EQ TANK 1 MV | NON-HAZARDOUS | WST02-403-SHYD-00114-40-CPVC | ISOLATION | WST02-403-MV-0122-A01 | 40 | 1000 | PN10 | WST02-RIO-0201 | 131242-WSW41-SH-M-1005 | 131242-WSW41-SH-M-1005 | 204 | 28 | 500 | 28 | 293 | 283 | 310 | 500 | CPVC | CPVC | BALL | PTFE | NA | SOCKET WELD | None | 2150 | 20 | 230 | 50 | 2150 |  |  |  |  | CW/CCW | Motor Operator | Type 21 | WST02-ECCP-1000 | SSNR XLV ROOM | SSN EQ TANK AREA | BALL VALVE TYPE 127 |  | GF | GF | www.gfps.com/sg | +65 6747 0611 |  | sd.gfsg.ps@georgfischer.com | Switzerland |  |  |  | EA15 |  | GF | GF | www.gfps.com/sg | +65 6747 0611 |  | sd.gfsg.ps@georgfischer.com | [8 empty] | GF
0010312155 | AT_CVALVE | WST02-401-MV-0144 | C4B | WST02-401-MV-0144 | BALL_CONTROL_VALVE | Motor Operator | 131242-WST02-DR-P-6005.dgn | WST02 | 401 | FC | MV | 0144 |  | DILUTED FERRIC CHLORIDE DOSING TO ANAMMOX REACTOR 1 ISOLATION VALVE | DILUTED FC DOSING TO AMX REACTOR 1 MV | NON-HAZARDOUS | WST02-401-FC-00101-20-CPVC | ISOLATION | WST02-401-MV-0144-A01 | 20 | 1000 | PN10 | WST02-RIO-0202 | 131242-WSW41-SH-M-1005 | 131242-WSW41-SH-M-1005 | 510.8 | 504.1 | 550 | 30 | 234 | 235 | 251 | 400 | CPVC | CPVC | BALL | PTFE | NA | SOCKET WELD | None | 2150 | 20 | 230 | 50 | 2150 |  |  |  |  | CW/CCW | Motor Operator | Type 21 | WST02-ECCP-1000 | SSNR XLV ROOM | SSN ANAMMOX Rx AREA | BALL VALVE TYPE 127 |  | GF | GF | www.gfps.com/sg | +65 6747 0611 |  | sd.gfsg.ps@georgfischer.com | Switzerland |  |  |  | EA15 |  | GF | GF | www.gfps.com/sg | +65 6747 0611 |  | sd.gfsg.ps@georgfischer.com | [8 empty] | GF
0010312157 | AT_CVALVE | WST02-401-MV-0244 | C4B | WST02-401-MV-0244 | BALL_CONTROL_VALVE | Motor Operator | 131242-WST02-DR-P-6006.dgn | WST02 | 401 | FC | MV | 0244 |  | DILUTED FERRIC CHLORIDE DOSING TO ANAMMOX REACTOR 2 ISOLATION VALVE | DILUTED FC DOSING TO AMX REACTOR 2 MV | NON-HAZARDOUS | WST02-401-FC-00201-20-CPVC | ISOLATION | WST02-202-MV-0244-A01 | 20 | 1000 | PN10 | WST02-RIO-0202 | 131242-WSW41-SH-M-1005 | 131242-WSW41-SH-M-1005 | 510.8 | 504.1 | 550 | 30 | 234 | 235 | 251 | 400 | CPVC | CPVC | BALL | PTFE | NA | SOCKET WELD | None | 2150 | 20 | 230 | 50 | 2150 |  |  |  |  | CW/CCW | Motor Operator | Type 21 | WST02-ECCP-1000 | SSNR XLV ROOM | SSN ANAMMOX Rx AREA | BALL VALVE TYPE 127 |  | GF | GF | www.gfps.com/sg | +65 6747 0611 |  | sd.gfsg.ps@georgfischer.com | Switzerland |  |  |  | EA15 |  | GF | GF | www.gfps.com/sg | +65 6747 0611 |  | sd.gfsg.ps@georgfischer.com | [8 empty] | GF
0010312181 | AT_CVALVE | WST02-403-MV-0223 | C4B | WST02-403-MV-0223 | BALL_CONTROL_VALVE | Motor Operator | 131242-WST02-DR-P-6016.dgn | WST02 | 403 | SHYD | MV | 0223 |  | EQUALIZATION TANK SODIUM HYDROXIDE DOSING PUMP C DISCHARGE BYPASS ISOLATION VALVE 2 | EQ TANK SHYD DOSING P C DISCHARGE BYPASS MV 2 | NON-HAZARDOUS | WST02-403-SHYD-00314B-40-CPVC | ISOLATION | WST02-403-MV-0223-A01 | 40 | 1000 | PN10 | WST02-RIO-0401 | 131242-WSW41-SH-M-1005 | 131242-WSW41-SH-M-1005 | 204 | 28 | 500 | 28 | 293 | 283 | 310 | 500 | CPVC | CPVC | BALL | PTFE | NA | SOCKET WELD | None | 2150 | 20 | 230 | 50 | 2150 |  |  |  |  | CW/CCW | Motor Operator | Type 21 | WST02-ECCP-1000 | SSNR XLV ROOM | SSN CHEMICAL AREA | BALL VALVE TYPE 127 |  | GF | GF | www.gfps.com/sg | +65 6747 0611 |  | sd.gfsg.ps@georgfischer.com | Switzerland |  |  |  | EA15 |  | GF | GF | www.gfps.com/sg | +65 6747 0611 |  | sd.gfsg.ps@georgfischer.com | [8 empty] | GF
0010312182 | AT_CVALVE | WST02-403-MV-0220 | C4B | WST02-403-MV-0220 | BALL_CONTROL_VALVE | Motor Operator | 131242-WST02-DR-P-6016.dgn | WST02 | 403 | SHYD | MV | 0220 |  | EQUALIZATION TANK SODIUM HYDROXIDE DOSING PUMP B DISCHARGE ISOLATION VALVE | EQ TANK SHYD DOSING P B DISCHARGE MV | NON-HAZARDOUS | WST02-403-SHYD-00214-40-CPVC | ISOLATION | WST02-403-MV-0220-A01 | 40 | 1000 | PN10 | WST02-RIO-0401 | 131242-WSW41-SH-M-1005 | 131242-WSW41-SH-M-1005 | 204 | 28 | 500 | 28 | 293 | 283 | 310 | 500 | CPVC | CPVC | BALL | PTFE | NA | SOCKET WELD | None | 2150 | 20 | 230 | 50 | 2150 |  |  |  |  | CW/CCW | Motor Operator | Type 21 | WST02-ECCP-1000 | SSNR XLV ROOM | SSN CHEMICAL AREA | BALL VALVE TYPE 127 |  | GF | GF | www.gfps.com/sg | +65 6747 0611 |  | sd.gfsg.ps@georgfischer.com | Switzerland |  |  |  | EA15 |  | GF | GF | www.gfps.com/sg | +65 6747 0611 |  | sd.gfsg.ps@georgfischer.com | [8 empty] | GF
0010312183 | AT_CVALVE | WST02-403-MV-0121 | C4B | WST02-403-MV-0121 | BALL_CONTROL_VALVE | Motor Operator | 131242-WST02-DR-P-6016.dgn | WST02 | 403 | SHYD | MV | 0121 |  | EQUALIZATION TANK SODIUM HYDROXIDE DOSING PUMP C DISCHARGE BYPASS ISOLATION VALVE 1 | EQ TANK SHYD DOSING P C DISCHARGE BYPASS MV 1 | NON-HAZARDOUS | WST02-403-SHYD-00314A-40-CPVC | ISOLATION | WST02-403-MV-0121-A01 | 40 | 1000 | PN10 | WST02-RIO-0401 | 131242-WSW41-SH-M-1005 | 131242-WSW41-SH-M-1005 | 204 | 28 | 500 | 28 | 293 | 283 | 310 | 500 | CPVC | CPVC | BALL | PTFE | NA | SOCKET WELD | None | 2150 | 20 | 230 | 50 | 2150 |  |  |  |  | CW/CCW | Motor Operator | Type 21 | WST02-ECCP-1000 | SSNR XLV ROOM | SSN CHEMICAL AREA | BALL VALVE TYPE 127 |  | GF | GF | www.gfps.com/sg | +65 6747 0611 |  | sd.gfsg.ps@georgfischer.com | Switzerland |  |  |  | EA15 |  | GF | GF | www.gfps.com/sg | +65 6747 0611 |  | sd.gfsg.ps@georgfischer.com | [8 empty] | GF
0010312184 | AT_CVALVE | WST02-403-MV-0120 | C4B | WST02-403-MV-0120 | BALL_CONTROL_VALVE | Motor Operator | 131242-WST02-DR-P-6016.dgn | WST02 | 403 | SHYD | MV | 0120 |  | EQUALIZATION TANK SODIUM HYDROXIDE DOSING PUMP A DISCHARGE ISOLATION VALVE | EQ TANK SHYD DOSING P A DISCHARGE MV | NON-HAZARDOUS | WST02-403-SHYD-00114-40-CPVC | ISOLATION | WST02-403-MV-0120-A01 | 40 | 1000 | PN10 | WST02-RIO-0401 | 131242-WSW41-SH-M-1005 | 131242-WSW41-SH-M-1005 | 204 | 28 | 500 | 28 | 293 | 283 | 310 | 500 | CPVC | CPVC | BALL | PTFE | NA | SOCKET WELD | None | 2150 | 20 | 230 | 50 | 2150 |  |  |  |  | CW/CCW | Motor Operator | Type 21 | WST02-ECCP-1000 | SSNR XLV ROOM | SSN CHEMICAL AREA | BALL VALVE TYPE 127 |  | GF | GF | www.gfps.com/sg | +65 6747 0611 |  | sd.gfsg.ps@georgfischer.com | Switzerland |  |  |  | EA15 |  | GF | GF | www.gfps.com/sg | +65 6747 0611 |  | sd.gfsg.ps@georgfischer.com | [8 empty] | GF
0010312185 | AT_CVALVE | WST02-403-MV-0351 | C4B | WST02-403-MV-0351 | BALL_CONTROL_VALVE | Motor Operator | 131242-WST02-DR-P-6017.dgn | WST02 | 403 | SHYD | MV | 0351 |  | ANAMMOX REACTOR SODIUM HYDROXIDE DOSING PUMP E DISCHARGE BYPASS ISOLATION VALVE 3 | AMX REACTOR SHYD DOSING P E DISCHARGE BYPASS MV 3 | NON-HAZARDOUS | WST02-403-SHYD-00554C-20-CPVC | ISOLATION | WST02-403-MV-0351-A01 | 20 | 1000 | PN10 | WST02-RIO-0401 | 131242-WSW41-SH-M-1005 | 131242-WSW41-SH-M-1005 | 51 | 8 | 150 | 28 | 247 | 235 | 281 | 500 | CPVC | CPVC | BALL | PTFE | NA | SOCKET WELD | None | 2150 | 20 | 230 | 50 | 2150 |  |  |  |  | CW/CCW | Motor Operator | Type 21 | WST02-ECCP-1000 | SSNR XLV ROOM | SSN CHEMICAL AREA | BALL VALVE TYPE 127 |  | GF | GF | www.gfps.com/sg | +65 6747 0611 |  | sd.gfsg.ps@georgfischer.com | Switzerland |  |  |  | EA15 |  | GF | GF | www.gfps.com/sg | +65 6747 0611 |  | sd.gfsg.ps@georgfischer.com | [8 empty] | GF
0010312186 | AT_CVALVE | WST02-403-MV-0151 | C4B | WST02-403-MV-0151 | BALL_CONTROL_VALVE | Motor Operator | 131242-WST02-DR-P-6017.dgn | WST02 | 403 | SHYD | MV | 0151 |  | ANAMMOX REACTOR SODIUM HYDROXIDE DOSING PUMP E DISCHARGE BYPASS ISOLATION VALVE 1 | AMX REACTOR SHYD DOSING P E DISCHARGE BYPASS MV 1 | NON-HAZARDOUS | WST02-403-SHYD-00554A-20-CPVC | ISOLATION | WST02-403-MV-0151-A01 | 20 | 1000 | PN10 | WST02-RIO-0401 | 131242-WSW41-SH-M-1005 | 131242-WSW41-SH-M-1005 | 51 | 8 | 150 | 28 | 247 | 235 | 281 | 500 | CPVC | CPVC | BALL | PTFE | NA | SOCKET WELD | None | 2150 | 20 | 230 | 50 | 2150 |  |  |  |  | CW/CCW | Motor Operator | Type 21 | WST02-ECCP-1000 | SSNR XLV ROOM | SSN CHEMICAL AREA | BALL VALVE TYPE 127 |  | GF | GF | www.gfps.com/sg | +65 6747 0611 |  | sd.gfsg.ps@georgfischer.com | Switzerland |  |  |  | EA15 |  | GF | GF | www.gfps.com/sg | +65 6747 0611 |  | sd.gfsg.ps@georgfischer.com | [8 empty] | GF
0010312187 | AT_CVALVE | WST02-403-MV-0251 | C4B | WST02-403-MV-0251 | BALL_CONTROL_VALVE | Motor Operator | 131242-WST02-DR-P-6017.dgn | WST02 | 403 | SHYD | MV | 0251 |  | ANAMMOX REACTOR SODIUM HYDROXIDE DOSING PUMP E DISCHARGE BYPASS ISOLATION VALVE 2 | AMX REACTOR SHYD DOSING P E DISCHARGE BYPASS MV 2 | NON-HAZARDOUS | WST02-403-SHYD-00554B-20-CPVC | ISOLATION | WST02-403-MV-0251-A01 | 20 | 1000 | PN10 | WST02-RIO-0401 | 131242-WSW41-SH-M-1005 | 131242-WSW41-SH-M-1005 | 51 | 8 | 150 | 28 | 247 | 235 | 281 | 500 | CPVC | CPVC | BALL | PTFE | NA | SOCKET WELD | None | 2150 | 20 | 230 | 50 | 2150 |  |  |  |  | CW/CCW | Motor Operator | Type 21 | WST02-ECCP-1000 | SSNR XLV ROOM | SSN CHEMICAL AREA | BALL VALVE TYPE 127 |  | GF | GF | www.gfps.com/sg | +65 6747 0611 |  | sd.gfsg.ps@georgfischer.com | Switzerland |  |  |  | EA15 |  | GF | GF | www.gfps.com/sg | +65 6747 0611 |  | sd.gfsg.ps@georgfischer.com | [8 empty] | GF
0010312188 | AT_CVALVE | WST02-403-MV-0451 | C4B | WST02-403-MV-0451 | BALL_CONTROL_VALVE | Motor Operator | 131242-WST02-DR-P-6017.dgn | WST02 | 403 | SHYD | MV | 0451 |  | ANAMMOX REACTOR SODIUM HYDROXIDE DOSING PUMP E DISCHARGE BYPASS ISOLATION VALVE 4 | AMX REACTOR SHYD DOSING P E DISCHARGE BYPASS MV 4 | NON-HAZARDOUS | WST02-403-SHYD-00554D-20-CPVC | ISOLATION | WST02-403-MV-0451-A01 | 20 | 1000 | PN10 | WST02-RIO-0401 | 131242-WSW41-SH-M-1005 | 131242-WSW41-SH-M-1005 | 51 | 8 | 150 | 28 | 247 | 235 | 281 | 500 | CPVC | CPVC | BALL | PTFE | NA | SOCKET WELD | None | 2150 | 20 | 230 | 50 | 2150 |  |  |  |  | CW/CCW | Motor Operator | Type 21 | WST02-ECCP-1000 | SSNR XLV ROOM | SSN CHEMICAL AREA | BALL VALVE TYPE 127 |  | GF | GF | www.gfps.com/sg | +65 6747 0611 |  | sd.gfsg.ps@georgfischer.com | Switzerland |  |  |  | EA15 |  | GF | GF | www.gfps.com/sg | +65 6747 0611 |  | sd.gfsg.ps@georgfischer.com | [8 empty] | GF
0010312189 | AT_CVALVE | WST02-403-MV-0150 | C4B | WST02-403-MV-0150 | BALL_CONTROL_VALVE | Motor Operator | 131242-WST02-DR-P-6017.dgn | WST02 | 403 | SHYD | MV | 0150 |  | ANAMMOX REACTOR SODIUM HYDROXIDE DOSING PUMP A DISCHARGE ISOLATION VALVE | AMX REACTOR SHYD DOSING P A DISCHARGE MV | NON-HAZARDOUS | WST02-403-SHYD-00154-20-CPVC | ISOLATION | WST02-403-MV-0150-A01 | 20 | 1000 | PN10 | WST02-RIO-0401 | 131242-WSW41-SH-M-1005 | 131242-WSW41-SH-M-1005 | 51 | 8 | 150 | 28 | 247 | 235 | 281 | 500 | CPVC | CPVC | BALL | PTFE | NA | SOCKET WELD | None | 2150 | 20 | 230 | 50 | 2150 |  |  |  |  | CW/CCW | Motor Operator | Type 21 | WST02-ECCP-1000 | SSNR XLV ROOM | SSN CHEMICAL AREA | BALL VALVE TYPE 127 |  | GF | GF | www.gfps.com/sg | +65 6747 0611 |  | sd.gfsg.ps@georgfischer.com | Switzerland |  |  |  | EA15 |  | GF | GF | www.gfps.com/sg | +65 6747 0611 |  | sd.gfsg.ps@georgfischer.com | [8 empty] | GF
0010312190 | AT_CVALVE | WST02-403-MV-0350 | C4B | WST02-403-MV-0350 | BALL_CONTROL_VALVE | Motor Operator | 131242-WST02-DR-P-6017.dgn | WST02 | 403 | SHYD | MV | 0350 |  | ANAMMOX REACTOR SODIUM HYDROXIDE DOSING PUMP C DISCHARGE ISOLATION VALVE | AMX REACTOR SHYD DOSING P C DISCHARGE MV | NON-HAZARDOUS | WST02-403-SHYD-00354-20-CPVC | ISOLATION | WST02-403-MV-0350-A01 | 20 | 1000 | PN10 | WST02-RIO-0401 | 131242-WSW41-SH-M-1005 | 131242-WSW41-SH-M-1005 | 51 | 8 | 150 | 28 | 247 | 235 | 281 | 500 | CPVC | CPVC | BALL | PTFE | NA | SOCKET WELD | None | 2150 | 20 | 230 | 50 | 2150 |  |  |  |  | CW/CCW | Motor Operator | Type 21 | WST02-ECCP-1000 | SSNR XLV ROOM | SSN CHEMICAL AREA | BALL VALVE TYPE 127 |  | GF | GF | www.gfps.com/sg | +65 6747 0611 |  | sd.gfsg.ps@georgfischer.com | Switzerland |  |  |  | EA15 |  | GF | GF | www.gfps.com/sg | +65 6747 0611 |  | sd.gfsg.ps@georgfischer.com | [8 empty] | GF
0010312191 | AT_CVALVE | WST02-403-MV-0450 | C4B | WST02-403-MV-0450 | BALL_CONTROL_VALVE | Motor Operator | 131242-WST02-DR-P-6017.dgn | WST02 | 403 | SHYD | MV | 0450 |  | ANAMMOX REACTOR SODIUM HYDROXIDE DOSING PUMP D DISCHARGE ISOLATION VALVE | AMX REACTOR SHYD DOSING P D DISCHARGE MV | NON-HAZARDOUS | WST02-403-SHYD-00454-20-CPVC | ISOLATION | WST02-403-MV-0450-A01 | 20 | 1000 | PN10 | WST02-RIO-0401 | 131242-WSW41-SH-M-1005 | 131242-WSW41-SH-M-1005 | 51 | 8 | 150 | 28 | 247 | 235 | 281 | 500 | CPVC | CPVC | BALL | PTFE | NA | SOCKET WELD | None | 2150 | 20 | 230 | 50 | 2150 |  |  |  |  | CW/CCW | Motor Operator | Type 21 | WST02-ECCP-1000 | SSNR XLV ROOM | SSN CHEMICAL AREA | BALL VALVE TYPE 127 |  | GF | GF | www.gfps.com/sg | +65 6747 0611 |  | sd.gfsg.ps@georgfischer.com | Switzerland |  |  |  | EA15 |  | GF | GF | www.gfps.com/sg | +65 6747 0611 |  | sd.gfsg.ps@georgfischer.com | [8 empty] | GF
0010312192 | AT_CVALVE | WST02-403-MV-0250 | C4B | WST02-403-MV-0250 | BALL_CONTROL_VALVE | Motor Operator | 131242-WST02-DR-P-6017.dgn | WST02 | 403 | SHYD | MV | 0250 |  | ANAMMOX REACTOR SODIUM HYDROXIDE DOSING PUMP B DISCHARGE ISOLATION VALVE | AMX REACTOR SHYD DOSING P B DISCHARGE MV | NON-HAZARDOUS | WST02-403-SHYD-00254-20-CPVC | ISOLATION | WST02-403-MV-0250-A01 | 20 | 1000 | PN10 | WST02-RIO-0401 | 131242-WSW41-SH-M-1005 | 131242-WSW41-SH-M-1005 | 51 | 8 | 150 | 28 | 247 | 235 | 281 | 500 | CPVC | CPVC | BALL | PTFE | NA | SOCKET WELD | None | 2150 | 20 | 230 | 50 | 2150 |  |  |  |  | CW/CCW | Motor Operator | Type 21 | WST02-ECCP-1000 | SSNR XLV ROOM | SSN CHEMICAL AREA | BALL VALVE TYPE 127 |  | GF | GF | www.gfps.com/sg | +65 6747 0611 |  | sd.gfsg.ps@georgfischer.com | Switzerland |  |  |  | EA15 |  | GF | GF | www.gfps.com/sg | +65 6747 0611 |  | sd.gfsg.ps@georgfischer.com | [8 empty] | GF
0010312193 | AT_CVALVE | WST02-400-MV-0120 | C4B | WST02-400-MV-0120 | BALL_CONTROL_VALVE | Motor Operator | 131242-WST02-DR-P-6018.dgn | WST02 | 400 | DEF | MV | 0120 |  | ANTIFOAM DOSING PUMP A DISCHARGE ISOLATION VALVE | ANTIFOAM DOSING PUMP A DISCHARGE ISOLATION VALVE | NON-HAZARDOUS | WST02-400-DEF-00123-32-HDPE | ISOLATION | WST02-400-MV-0120-A01 | 32 | 1000 | PN10 | WST02-RIO-0401 | 131242-WSW41-SH-M-1005 | 131242-WSW41-SH-M-1005 | 0.4 | 0.2 | 10 | 30 | 196 | 196 | 226 | 400 | PP | PP | BALL | PTFE | NA | SOCKET WELD | None | 2150 | 20 | 230 | 50 | 2150 |  |  |  |  | CW/CCW | Motor Operator | Type 21 | WST02-ECCP-1000 | SSNR XLV ROOM | SSN CHEMICAL AREA | BALL VALVE 127 |  | GF | GF | www.gfps.com/sg | +65 6747 0611 |  | sd.gfsg.ps@georgfischer.com | Switzerland |  |  |  | EA15 |  | GF | GF | www.gfps.com/sg | +65 6747 0611 |  | sd.gfsg.ps@georgfischer.com | [8 empty] | GF
0010312194 | AT_CVALVE | WST02-400-MV-0220 | C4B | WST02-400-MV-0220 | BALL_CONTROL_VALVE | Motor Operator | 131242-WST02-DR-P-6018.dgn | WST02 | 400 | DEF | MV | 0220 |  | ANTIFOAM DOSING PUMP B DISCHARGE ISOLATION VALVE | ANTIFOAM DOSING PUMP B DISCHARGE ISOLATION VALVE | NON-HAZARDOUS | WST02-400-DEF-00223-32-HDPE | ISOLATION | WST02-400-MV-0220-A01 | 32 | 1000 | PN10 | WST02-RIO-0401 | 131242-WSW41-SH-M-1005 | 131242-WSW41-SH-M-1005 | 0.4 | 0.2 | 10 | 30 | 196 | 196 | 226 | 400 | PP | PP | BALL | PTFE | NA | SOCKET WELD | None | 2150 | 20 | 230 | 50 | 2150 |  |  |  |  | CW/CCW | Motor Operator | Type 21 | WST02-ECCP-1000 | SSNR XLV ROOM | SSN CHEMICAL AREA | BALL VALVE 127 |  | GF | GF | www.gfps.com/sg | +65 6747 0611 |  | sd.gfsg.ps@georgfischer.com | Switzerland |  |  |  | EA15 |  | GF | GF | www.gfps.com/sg | +65 6747 0611 |  | sd.gfsg.ps@georgfischer.com | [8 empty] | GF
0010312195 | AT_CVALVE | WST02-400-MV-0320 | C4B | WST02-400-MV-0320 | BALL_CONTROL_VALVE | Motor Operator | 131242-WST02-DR-P-6018.dgn | WST02 | 400 | DEF | MV | 0320 |  | ANTIFOAM DOSING PUMP C DISCHARGE ISOLATION VALVE | ANTIFOAM DOSING PUMP C DISCHARGE ISOLATION VALVE | NON-HAZARDOUS | WST02-400-DEF-00323-32-HDPE | ISOLATION | WST02-400-MV-0320-A01 | 32 | 1000 | PN10 | WST02-RIO-0401 | 131242-WSW41-SH-M-1005 | 131242-WSW41-SH-M-1005 | 0.4 | 0.2 | 10 | 30 | 196 | 196 | 226 | 400 | PP | PP | BALL | PTFE | NA | SOCKET WELD | None | 2150 | 20 | 230 | 50 | 2150 |  |  |  |  | CW/CCW | Motor Operator | Type 21 | WST02-ECCP-1000 | SSNR XLV ROOM | SSN CHEMICAL AREA | BALL VALVE 127 |  | GF | GF | www.gfps.com/sg | +65 6747 0611 |  | sd.gfsg.ps@georgfischer.com | Switzerland |  |  |  | EA15 |  | GF | GF | www.gfps.com/sg | +65 6747 0611 |  | sd.gfsg.ps@georgfischer.com | [8 empty] | GF
0010312196 | AT_CVALVE | WST02-400-MV-0420 | C4B | WST02-400-MV-0420 | BALL_CONTROL_VALVE | Motor Operator | 131242-WST02-DR-P-6018.dgn | WST02 | 400 | DEF | MV | 0420 |  | ANTIFOAM DOSING PUMP D DISCHARGE ISOLATION VALVE | ANTIFOAM DOSING PUMP D DISCHARGE ISOLATION VALVE | NON-HAZARDOUS | WST02-400-DEF-00423-32-HDPE | ISOLATION | WST02-400-MV-0420-A01 | 32 | 1000 | PN10 | WST02-RIO-0401 | 131242-WSW41-SH-M-1005 | 131242-WSW41-SH-M-1005 | 0.4 | 0.2 | 10 | 30 | 196 | 196 | 226 | 400 | PP | PP | BALL | PTFE | NA | SOCKET WELD | None | 2150 | 20 | 230 | 50 | 2150 |  |  |  |  | CW/CCW | Motor Operator | Type 21 | WST02-ECCP-1000 | SSNR XLV ROOM | SSN CHEMICAL AREA | BALL VALVE 127 |  | GF | GF | www.gfps.com/sg | +65 6747 0611 |  | sd.gfsg.ps@georgfischer.com | Switzerland |  |  |  | EA15 |  | GF | GF | www.gfps.com/sg | +65 6747 0611 |  | sd.gfsg.ps@georgfischer.com | [8 empty] | GF
0010312197 | AT_CVALVE | WST02-400-MV-0421 | C4B | WST02-400-MV-0421 | BALL_CONTROL_VALVE | Motor Operator | 131242-WST02-DR-P-6018.dgn | WST02 | 400 | DEF | MV | 0421 |  | ANTIFOAM DOSING PUMP E DISCHARGE BYPASS ISOLATION VALVE 4 | DEF DOSING P E DISCHARGE BYPASS MV 4 | NON-HAZARDOUS | WST02-400-DEF-00543D-32-HDPE | ISOLATION | WST02-400-MV-0421-A01 | 32 | 1000 | PN10 | WST02-RIO-0401 | 131242-WSW41-SH-M-1005 | 131242-WSW41-SH-M-1005 | 0 | 0 | 10 | 30 | 196 | 196 | 226 | 400 | PP | PP | BALL | PTFE | NA | SOCKET WELD | None | 2150 | 20 | 230 | 50 | 2150 |  |  |  |  | CW/CCW | Motor Operator | Type 21 | WST02-ECCP-1000 | SSNR XLV ROOM | SSN CHEMICAL AREA | BALL VALVE 127 |  | GF | GF | www.gfps.com/sg | +65 6747 0611 |  | sd.gfsg.ps@georgfischer.com | Switzerland |  |  |  | EA15 |  | GF | GF | www.gfps.com/sg | +65 6747 0611 |  | sd.gfsg.ps@georgfischer.com | [8 empty] | GF
0010312198 | AT_CVALVE | WST02-400-MV-0321 | C4B | WST02-400-MV-0321 | BALL_CONTROL_VALVE | Motor Operator | 131242-WST02-DR-P-6018.dgn | WST02 | 400 | DEF | MV | 0321 |  | ANTIFOAM DOSING PUMP E DISCHARGE BYPASS ISOLATION VALVE 3 | DEF DOSING P E DISCHARGE BYPASS MV 3 | NON-HAZARDOUS | WST02-400-DEF-00543C-32-HDPE | ISOLATION | WST02-400-MV-0321-A01 | 32 | 1000 | PN10 | WST02-RIO-0401 | 131242-WSW41-SH-M-1005 | 131242-WSW41-SH-M-1005 | 0 | 0 | 10 | 30 | 196 | 196 | 226 | 400 | PP | PP | BALL | PTFE | NA | SOCKET WELD | None | 2150 | 20 | 230 | 50 | 2150 |  |  |  |  | CW/CCW | Motor Operator | Type 21 | WST02-ECCP-1000 | SSNR XLV ROOM | SSN CHEMICAL AREA | BALL VALVE 127 |  | GF | GF | www.gfps.com/sg | +65 6747 0611 |  | sd.gfsg.ps@georgfischer.com | Switzerland |  |  |  | EA15 |  | GF | GF | www.gfps.com/sg | +65 6747 0611 |  | sd.gfsg.ps@georgfischer.com | [8 empty] | GF
0010312199 | AT_CVALVE | WST02-400-MV-0221 | C4B | WST02-400-MV-0221 | BALL_CONTROL_VALVE | Motor Operator | 131242-WST02-DR-P-6018.dgn | WST02 | 400 | DEF | MV | 0221 |  | ANTIFOAM DOSING PUMP E DISCHARGE BYPASS ISOLATION VALVE 2 | DEF DOSING P E DISCHARGE BYPASS MV 2 | NON-HAZARDOUS | WST02-400-DEF-00543B-32-HDPE | ISOLATION | WST02-400-MV-0221-A01 | 32 | 1000 | PN10 | WST02-RIO-0401 | 131242-WSW41-SH-M-1005 | 131242-WSW41-SH-M-1005 | 0 | 0 | 10 | 30 | 196 | 196 | 226 | 400 | PP | PP | BALL | PTFE | NA | SOCKET WELD | None | 2150 | 20 | 230 | 50 | 2150 |  |  |  |  | CW/CCW | Motor Operator | Type 21 | WST02-ECCP-1000 | SSNR XLV ROOM | SSN CHEMICAL AREA | BALL VALVE 127 |  | GF | GF | www.gfps.com/sg | +65 6747 0611 |  | sd.gfsg.ps@georgfischer.com | Switzerland |  |  |  | EA15 |  | GF | GF | www.gfps.com/sg | +65 6747 0611 |  | sd.gfsg.ps@georgfischer.com | [8 empty] | GF
0010312200 | AT_CVALVE | WST02-400-MV-0121 | C4B | WST02-400-MV-0121 | BALL_CONTROL_VALVE | Motor Operator | 131242-WST02-DR-P-6018.dgn | WST02 | 400 | DEF | MV | 0121 |  | ANTIFOAM DOSING PUMP E DISCHARGE BYPASS ISOLATION VALVE 1 | DEF DOSING P E DISCHARGE BYPASS MV 1 | NON-HAZARDOUS | WST02-400-DEF-00543A-32-HDPE | ISOLATION | WST02-400-MV-0121-A01 | 32 | 1000 | PN10 | WST02-RIO-0401 | 131242-WSW41-SH-M-1005 | 131242-WSW41-SH-M-1005 | 0 | 0 | 10 | 30 | 196 | 196 | 226 | 400 | PP | PP | BALL | PTFE | NA | SOCKET WELD | None | 2150 | 20 | 230 | 50 | 2150 |  |  |  |  | CW/CCW | Motor Operator | Type 21 | WST02-ECCP-1000 | SSNR XLV ROOM | SSN CHEMICAL AREA | BALL VALVE 127 |  | GF | GF | www.gfps.com/sg | +65 6747 0611 |  | sd.gfsg.ps@georgfischer.com | Switzerland |  |  |  | EA15 |  | GF | GF | www.gfps.com/sg | +65 6747 0611 |  | sd.gfsg.ps@georgfischer.com | [8 empty] | GF
0010312202 | AT_CVALVE | WST02-400-MV-0140 | C4B | WST02-400-MV-0140 | BALL_CONTROL_VALVE | Motor Operator | 131242-WST02-DR-P-6019.dgn | WST02 | 400 | BN | MV | 0140 |  | MICRONUTRIENTS DOSING PUMP A DISCHARGE ISOLATION VALVE | BN DOSING P A DISCHARGE MV | NON-HAZARDOUS | WST02-400-BN-00143-15-CPVC | ISOLATION | WST02-400-MV-0140-A01 | 15 | 1000 | PN10 | WST02-RIO-0401 | 131242-WSW41-SH-M-1005 | 131242-WSW41-SH-M-1005 | 1.5 | 0.5 | 10 | 30 | 219 | 220 | 221 | 400 | CPVC | CPVC | BALL | PTFE | NA | SOCKET WELD | None | 2150 | 20 | 230 | 50 | 2150 |  |  |  |  | CW/CCW | Motor Operator | Type 21 | WST02-ECCP-1000 | SSNR XLV ROOM | SSN CHEMICAL AREA | BALL VALVE TYPE 127 |  | GF | GF | www.gfps.com/sg | +65 6747 0611 |  | sd.gfsg.ps@georgfischer.com | Switzerland |  |  |  | EA15 |  | GF | GF | www.gfps.com/sg | +65 6747 0611 |  | sd.gfsg.ps@georgfischer.com | [8 empty] | GF
0010312203 | AT_CVALVE | WST02-400-MV-0240 | C4B | WST02-400-MV-0240 | BALL_CONTROL_VALVE | Motor Operator | 131242-WST02-DR-P-6019.dgn | WST02 | 400 | BN | MV | 0240 |  | MICRONUTRIENTS DOSING PUMP B DISCHARGE ISOLATION VALVE | BN DOSING P B DISCHARGE MV | NON-HAZARDOUS | WST02-400-BN-00243-15-CPVC | ISOLATION | WST02-400-MV-0240-A01 | 15 | 1000 | PN10 | WST02-RIO-0401 | 131242-WSW41-SH-M-1005 | 131242-WSW41-SH-M-1005 | 1.5 | 0.5 | 10 | 30 | 219 | 220 | 221 | 400 | CPVC | CPVC | BALL | PTFE | NA | SOCKET WELD | None | 2150 | 20 | 230 | 50 | 2150 |  |  |  |  | CW/CCW | Motor Operator | Type 21 | WST02-ECCP-1000 | SSNR XLV ROOM | SSN CHEMICAL AREA | BALL VALVE TYPE 127 |  | GF | GF | www.gfps.com/sg | +65 6747 0611 |  | sd.gfsg.ps@georgfischer.com | Switzerland |  |  |  | EA15 |  | GF | GF | www.gfps.com/sg | +65 6747 0611 |  | sd.gfsg.ps@georgfischer.com | [8 empty] | GF
0010312204 | AT_CVALVE | WST02-400-MV-0340 | C4B | WST02-400-MV-0340 | BALL_CONTROL_VALVE | Motor Operator | 131242-WST02-DR-P-6019.dgn | WST02 | 400 | BN | MV | 0340 |  | MICRONUTRIENTS DOSING PUMP C DISCHARGE ISOLATION VALVE | BN DOSING P C DISCHARGE MV | NON-HAZARDOUS | WST02-400-BN-00343-15-CPVC | ISOLATION | WST02-400-MV-0340-A01 | 15 | 1000 | PN10 | WST02-RIO-0401 | 131242-WSW41-SH-M-1005 | 131242-WSW41-SH-M-1005 | 1.5 | 0.5 | 10 | 30 | 219 | 220 | 221 | 400 | CPVC | CPVC | BALL | PTFE | NA | SOCKET WELD | None | 2150 | 20 | 230 | 50 | 2150 |  |  |  |  | CW/CCW | Motor Operator | Type 21 | WST02-ECCP-1000 | SSNR XLV ROOM | SSN CHEMICAL AREA | BALL VALVE TYPE 127 |  | GF | GF | www.gfps.com/sg | +65 6747 0611 |  | sd.gfsg.ps@georgfischer.com | Switzerland |  |  |  | EA15 |  | GF | GF | www.gfps.com/sg | +65 6747 0611 |  | sd.gfsg.ps@georgfischer.com | [8 empty] | GF
0010312205 | AT_CVALVE | WST02-400-MV-0440 | C4B | WST02-400-MV-0440 | BALL_CONTROL_VALVE | Motor Operator | 131242-WST02-DR-P-6019.dgn | WST02 | 400 | BN | MV | 0440 |  | MICRONUTRIENTS DOSING PUMP D DISCHARGE ISOLATION VALVE | BN DOSING P D DISCHARGE MV | NON-HAZARDOUS | WST02-400-BN-00443-15-CPVC | ISOLATION | WST02-400-MV-0440-A01 | 15 | 1000 | PN10 | WST02-RIO-0401 | 131242-WSW41-SH-M-1005 | 131242-WSW41-SH-M-1005 | 1.5 | 0.5 | 10 | 30 | 219 | 220 | 221 | 400 | CPVC | CPVC | BALL | PTFE | NA | SOCKET WELD | None | 2150 | 20 | 230 | 50 | 2150 |  |  |  |  | CW/CCW | Motor Operator | Type 21 | WST02-ECCP-1000 | SSNR XLV ROOM | SSN CHEMICAL AREA | BALL VALVE TYPE 127 |  | GF | GF | www.gfps.com/sg | +65 6747 0611 |  | sd.gfsg.ps@georgfischer.com | Switzerland |  |  |  | EA15 |  | GF | GF | www.gfps.com/sg | +65 6747 0611 |  | sd.gfsg.ps@georgfischer.com | [8 empty] | GF
0010312206 | AT_CVALVE | WST02-400-MV-0441 | C4B | WST02-400-MV-0441 | BALL_CONTROL_VALVE | Motor Operator | 131242-WST02-DR-P-6019.dgn | WST02 | 400 | BN | MV | 0441 |  | MICRONUTRIENTS DOSING PUMP E DISCHARGE BYPASS ISOLATION VALVE 4 | BN DOSING P E DISCHARGE BYPASS MV 4 | NON-HAZARDOUS | WST02-400-BN-00543D-15-CPVC | ISOLATION | WST02-400-MV-0441-A01 | 15 | 1000 | PN10 | WST02-RIO-0401 | 131242-WSW41-SH-M-1005 | 131242-WSW41-SH-M-1005 | 1.5 | 0.5 | 10 | 30 | 219 | 220 | 221 | 400 | CPVC | CPVC | BALL | PTFE | NA | SOCKET WELD | None | 2150 | 20 | 230 | 50 | 2150 |  |  |  |  | CW/CCW | Motor Operator | Type 21 | WST02-ECCP-1000 | SSNR XLV ROOM | SSN CHEMICAL AREA | BALL VALVE TYPE 127 |  | GF | GF | www.gfps.com/sg | +65 6747 0611 |  | sd.gfsg.ps@georgfischer.com | Switzerland |  |  |  | EA15 |  | GF | GF | www.gfps.com/sg | +65 6747 0611 |  | sd.gfsg.ps@georgfischer.com | [8 empty] | GF
0010312207 | AT_CVALVE | WST02-400-MV-0341 | C4B | WST02-400-MV-0341 | BALL_CONTROL_VALVE | Motor Operator | 131242-WST02-DR-P-6019.dgn | WST02 | 400 | BN | MV | 0341 |  | MICRONUTRIENTS DOSING PUMP E DISCHARGE BYPASS ISOLATION VALVE 3 | BN DOSING P E DISCHARGE BYPASS MV 3 | NON-HAZARDOUS | WST02-400-BN-00543C-15-CPVC | ISOLATION | WST02-400-MV-0341-A01 | 15 | 1000 | PN10 | WST02-RIO-0401 | 131242-WSW41-SH-M-1005 | 131242-WSW41-SH-M-1005 | 1.5 | 0.5 | 10 | 30 | 219 | 220 | 221 | 400 | CPVC | CPVC | BALL | PTFE | NA | SOCKET WELD | None | 2150 | 20 | 230 | 50 | 2150 |  |  |  |  | CW/CCW | Motor Operator | Type 21 | WST02-ECCP-1000 | SSNR XLV ROOM | SSN CHEMICAL AREA | BALL VALVE TYPE 127 |  | GF | GF | www.gfps.com/sg | +65 6747 0611 |  | sd.gfsg.ps@georgfischer.com | Switzerland |  |  |  | EA15 |  | GF | GF | www.gfps.com/sg | +65 6747 0611 |  | sd.gfsg.ps@georgfischer.com | [8 empty] | GF
0010312208 | AT_CVALVE | WST02-400-MV-0241 | C4B | WST02-400-MV-0241 | BALL_CONTROL_VALVE | Motor Operator | 131242-WST02-DR-P-6019.dgn | WST02 | 400 | BN | MV | 0241 |  | MICRONUTRIENTS DOSING PUMP E DISCHARGE BYPASS ISOLATION VALVE 2 | BN DOSING P E DISCHARGE BYPASS MV 2 | NON-HAZARDOUS | WST02-400-BN-00543B-15-CPVC | ISOLATION | WST02-400-MV-0241-A01 | 15 | 1000 | PN10 | WST02-RIO-0401 | 131242-WSW41-SH-M-1005 | 131242-WSW41-SH-M-1005 | 1.5 | 0.5 | 10 | 30 | 219 | 220 | 221 | 400 | CPVC | CPVC | BALL | PTFE | NA | SOCKET WELD | None | 2150 | 20 | 230 | 50 | 2150 |  |  |  |  | CW/CCW | Motor Operator | Type 21 | WST02-ECCP-1000 | SSNR XLV ROOM | SSN CHEMICAL AREA | BALL VALVE TYPE 127 |  | GF | GF | www.gfps.com/sg | +65 6747 0611 |  | sd.gfsg.ps@georgfischer.com | Switzerland |  |  |  | EA15 |  | GF | GF | www.gfps.com/sg | +65 6747 0611 |  | sd.gfsg.ps@georgfischer.com | [8 empty] | GF
0010312209 | AT_CVALVE | WST02-400-MV-0141 | C4B | WST02-400-MV-0141 | BALL_CONTROL_VALVE | Motor Operator | 131242-WST02-DR-P-6019.dgn | WST02 | 400 | BN | MV | 0141 |  | MICRONUTRIENTS DOSING PUMP E DISCHARGE BYPASS ISOLATION VALVE 1 | BN DOSING P E DISCHARGE BYPASS MV 1 | NON-HAZARDOUS | WST02-400-BN-00543A-15-CPVC | ISOLATION | WST02-400-MV-0141-A01 | 15 | 1000 | PN10 | WST02-RIO-0401 | 131242-WSW41-SH-M-1005 | 131242-WSW41-SH-M-1005 | 1.5 | 0.5 | 10 | 30 | 219 | 220 | 221 | 400 | CPVC | CPVC | BALL | PTFE | NA | SOCKET WELD | None | 2150 | 20 | 230 | 50 | 2150 |  |  |  |  | CW/CCW | Motor Operator | Type 21 | WST02-ECCP-1000 | SSNR XLV ROOM | SSN CHEMICAL AREA | BALL VALVE TYPE 127 |  | GF | GF | www.gfps.com/sg | +65 6747 0611 |  | sd.gfsg.ps@georgfischer.com | Switzerland |  |  |  | EA15 |  | GF | GF | www.gfps.com/sg | +65 6747 0611 |  | sd.gfsg.ps@georgfischer.com | [8 empty] | GF
0010312210 | AT_CVALVE | WST02-400-MV-0160 | C4B | WST02-400-MV-0160 | BALL_CONTROL_VALVE | Motor Operator | 131242-WST02-DR-P-6020.dgn | WST02 | 400 | ASC | MV | 0160 |  | ANTISCALANT DOSING PUMP A DISCHARGE ISOLATION VALVE | ASC DOSING P A DISCHARGE MV | NON-HAZARDOUS | WST02-400-ASC-00163-15-CPVC | ISOLATION | WST02-400-MV-0160-A01 | 15 | 1000 | PN10 | WST02-RIO-0401 | 131242-WSW41-SH-M-1005 | 131242-WSW41-SH-M-1005 | 5.3 | 1 | 20 | 30 | 130 | 120 | 176 | 300 | CPVC | CPVC | BALL | PTFE | NA | SOCKET WELD | None | 2150 | 20 | 230 | 50 | 2150 |  |  |  |  | CW/CCW | Motor Operator | Type 21 | WST02-ECCP-1000 | SSNR XLV ROOM | SSN CHEMICAL AREA | BALL VALVE TYPE 127 |  | GF | GF | www.gfps.com/sg | +65 6747 0611 |  | sd.gfsg.ps@georgfischer.com | Switzerland |  |  |  | EA15 |  | GF | GF | www.gfps.com/sg | +65 6747 0611 |  | sd.gfsg.ps@georgfischer.com | [8 empty] | GF
0010312211 | AT_CVALVE | WST02-400-MV-0161 | C4B | WST02-400-MV-0161 | BALL_CONTROL_VALVE | Motor Operator | 131242-WST02-DR-P-6020.dgn | WST02 | 400 | ASC | MV | 0161 |  | ANTISCALANT DOSING PUMP C DISCHARGE BYPASS ISOLATION VALVE 1 | ASC DOSING P C DISCHARGE BYPASS MV 1 | NON-HAZARDOUS | WST02-400-ASC-00363A-15-CPVC | ISOLATION | WST02-400-MV-0161-A01 | 15 | 1000 | PN10 | WST02-RIO-0401 | 131242-WSW41-SH-M-1005 | 131242-WSW41-SH-M-1005 | 5.3 | 1 | 20 | 30 | 130 | 120 | 176 | 300 | CPVC | CPVC | BALL | PTFE | NA | SOCKET WELD | None | 2150 | 20 | 230 | 50 | 2150 |  |  |  |  | CW/CCW | Motor Operator | Type 21 | WST02-ECCP-1000 | SSNR XLV ROOM | SSN CHEMICAL AREA | BALL VALVE TYPE 127 |  | GF | GF | www.gfps.com/sg | +65 6747 0611 |  | sd.gfsg.ps@georgfischer.com | Switzerland |  |  |  | EA15 |  | GF | GF | www.gfps.com/sg | +65 6747 0611 |  | sd.gfsg.ps@georgfischer.com | [8 empty] | GF
0010312212 | AT_CVALVE | WST02-400-MV-0260 | C4B | WST02-400-MV-0260 | BALL_CONTROL_VALVE | Motor Operator | 131242-WST02-DR-P-6020.dgn | WST02 | 400 | ASC | MV | 0260 |  | ANTISCALANT DOSING PUMP B DISCHARGE ISOLATION VALVE | ASC DOSING P B DISCHARGE MV | NON-HAZARDOUS | WST02-400-ASC-00263-15-CPVC | ISOLATION | WST02-400-MV-0260-A01 | 15 | 1000 | PN10 | WST02-RIO-0401 | 131242-WSW41-SH-M-1005 | 131242-WSW41-SH-M-1005 | 5.3 | 1 | 20 | 30 | 130 | 120 | 176 | 300 | CPVC | CPVC | BALL | PTFE | NA | SOCKET WELD | None | 2150 | 20 | 230 | 50 | 2150 |  |  |  |  | CW/CCW | Motor Operator | Type 21 | WST02-ECCP-1000 | SSNR XLV ROOM | SSN CHEMICAL AREA | BALL VALVE TYPE 127 |  | GF | GF | www.gfps.com/sg | +65 6747 0611 |  | sd.gfsg.ps@georgfischer.com | Switzerland |  |  |  | EA15 |  | GF | GF | www.gfps.com/sg | +65 6747 0611 |  | sd.gfsg.ps@georgfischer.com | [8 empty] | GF
0010312213 | AT_CVALVE | WST02-400-MV-0261 | C4B | WST02-400-MV-0261 | BALL_CONTROL_VALVE | Motor Operator | 131242-WST02-DR-P-6020.dgn | WST02 | 400 | ASC | MV | 0261 |  | ANTISCALANT DOSING PUMP C DISCHARGE BYPASS ISOLATION VALVE 2 | ASC DOSING P C DISCHARGE BYPASS MV 2 | NON-HAZARDOUS | WST02-400-ASC-00363B-15-CPVC | ISOLATION | WST02-400-MV-0261-A01 | 15 | 1000 | PN10 | WST02-RIO-0401 | 131242-WSW41-SH-M-1005 | 131242-WSW41-SH-M-1005 | 5.3 | 1 | 20 | 30 | 130 | 120 | 176 | 300 | CPVC | CPVC | BALL | PTFE | NA | SOCKET WELD | None | 2150 | 20 | 230 | 50 | 2150 |  |  |  |  | CW/CCW | Motor Operator | Type 21 | WST02-ECCP-1000 | SSNR XLV ROOM | SSN CHEMICAL AREA | BALL VALVE TYPE 127 |  | GF | GF | www.gfps.com/sg | +65 6747 0611 |  | sd.gfsg.ps@georgfischer.com | Switzerland |  |  |  | EA15 |  | GF | GF | www.gfps.com/sg | +65 6747 0611 |  | sd.gfsg.ps@georgfischer.com | [8 empty] | GF
0010312214 | AT_CVALVE | WST02-006-MV-0003 | C4B | WST02-006-MV-0003 | BALL_CONTROL_VALVE | Motor Operator | 131242-WST02-DR-P-6600.dgn | WST02 | 006 | IA | MV | 0003 |  | INSTRUMENT AIR INCOMING RINGMAIN ISOLATION VALVE | INSTRUMENT AIR INCOMING RINGMAIN ISOLATION VALVE | NON-HAZARDOUS | WST02-006-IA-00101-50-SS16 | ISOLATION | WST02-006-MV-0003-A01 | 50 | 1600 | PN16 | WST02-RIO-0201 | 131242-WSW41-SH-M-1004 | 131242-WSW41-SH-M-1004 | 4 | 0 | 4 | 30 | 850 | 750 | 1000 | 1500 | A351 Gr. CF8M | A276 Type 316 | BALL | HYPATITE PTFE | NA | THREADED | None |  |  | 400 | 50 | [6 empty] | Motor Operator | TYPE 21 | WST02-ECCP-1000 | SSNR XLV ROOM | SSN EQ TANK AREA | H90V3 |  | HEATON | HEATON | https://www.heaton-valves.com/ | Fax: +886-7-3310-100 |  | sales@heaton-valves.com | CHINA |  |  |  | IQT125 |  | ROTORK | ROTORK | https://www.rotork.com/en/products | [11 empty] | OVS
0010312228 | AT_CVALVE | WSD11-112-AV-0101A | C4B | WSD11-112-AV-0101A | KNIFE_GATE_CONTROL_VALVE | Cylinder Operator | 131242-WSD11-DR-P-6008.dgn | WSD11 | 112 | HS | AV | 0101 | A | TRAIN 1 FLASHTANK DISCHARGE PUMP A DISCHARGE | TRAIN 1 FLASHTANK DISCHARGE PUMP A DISCHARGE | NON-HAZARDOUS | WSD11-112-HS-00102-100-SS16 | ISOLATION | WSD11-112-AV-0101A-A01 | 100 | 1200 | PN16 | WSD11-RIO-0101 | TBA | TBA | 33000 | 9200 | 46000 | 80 | 193 | 200 | 245 | 1500 | CAST IRON | STAINLESS STEEL | DISC | AFLAS |  | FLANGED | CLOSE | [10 empty] | Cylinder Operator |  | WSD11-ECCP-1000 | PROCESS XLV ROOM | THP COURTYARD | CUK-100 |  | COTSWOLD VALVES | COTSWOLD VALVES | https://cotswoldvalves.co.uk/ |  |  | sales@cotswoldvalves.co.uk | UNITED KINGDOM |  |  |  | DLP-125 |  | FESTO | FESTO | www.festo.com/ | +65 6264 0152 |  | info@sg.festo.com. | SINGAPORE | [7 empty] | CAMBI
0010312245 | AT_CVALVE | WSD11-111-AV-0121 | C4B | WSD11-111-AV-0121 | BALL_CONTROL_VALVE | Cylinder Operator | 131242-WSD11-DR-P-6011.dgn | WSD11 | 111 | STHP | AV | 0121 |  | THP TRAIN 1 STEAM HEADER | THP TRAIN 1 STEAM HEADER | NON-HAZARDOUS | WSD11-111-STHP-00117-100-SS16 | ISOLATION | WSD11-111-AV-0121-A01 | 50 | 1250 | PN25 | WSD11-RIO-0101 |  |  | 2600 | 2600 | 4200 | 180 | 900 | 600 | 1150 | 1875 | SS 316 | SS 316 | BALL | Tek-Fil |  | FLANGED | CLOSE | [10 empty] | Cylinder Operator |  | WSD11-ECCP-1000 | PROCESS XLV ROOM | THP COURTYARD | FD25 |  | FLOW TEK | BRAY |  | +65 63355850 |  | bsea.rfq.team@bray.com | SINGAPORE |  |  |  | SR300 |  | ECONOSTO | ECONOSTO | https://www.econosto.fi/en/ | (+65) 6862 5200 | (+65) 6861 3822 | econosto@singnet.com.sg | FINLAND | [7 empty] | CAMBI
0010312282 | AT_CVALVE | WSD11-112-AV-0102A | C4B | WSD11-112-AV-0102A | KNIFE_GATE_CONTROL_VALVE | Cylinder Operator | 131242-WSD11-DR-P-6016.dgn | WSD11 | 112 | HS | AV | 0102 | A | TRAIN 2 PRECOOLER STAGE 2 RECIRC PUMP A DISCHARGE | TRAIN 2 PRECOOLER STAGE 2 RECIRC PUMP A DISCHARGE | NON-HAZARDOUS | WSD11-112-HS-00109-100-SS16 | ISOLATION | WSD11-112-AV-0102A-A01 | 100 | 1200 | PN16 | WSD11-RIO-0101 | TBA | TBA | 10400 | 9200 | 46000 | 56 | 263 | 200 | 600 | 1500 | CAST IRON | STAINLESS STEEL | DISC | AFLAS |  | FLANGED | CLOSE | [10 empty] | Cylinder Operator |  | WSD11-ECCP-1000 | PROCESS XLV ROOM | THP COURTYARD | CUK-100 |  | COTSWOLD VALVES | COTSWOLD VALVES | https://cotswoldvalves.co.uk/ |  |  | sales@cotswoldvalves.co.uk | UNITED KINGDOM |  |  |  | DLP-125 |  | FESTO | FESTO | www.festo.com/ | +65 6264 0152 |  | info@sg.festo.com. | SINGAPORE | [7 empty] | CAMBI
0010312288 | AT_CVALVE | WSD11-112-AV-0102B | C4B | WSD11-112-AV-0102B | KNIFE_GATE_CONTROL_VALVE | Cylinder Operator | 131242-WSD11-DR-P-6016.dgn | WSD11 | 112 | HS | AV | 0102 | B | TRAIN 2 PRECOOLER STAGE 2 RECIRC PUMP B DISCHARGE | TRAIN 2 PRECOOLER STAGE 2 RECIRC PUMP B DISCHARGE | NON-HAZARDOUS | WSD11-112-HS-00110-100-SS16 | ISOLATION | WSD11-112-AV-0102B-A01 | 100 | 1200 | PN16 | WSD11-RIO-0101 | TBA | TBA | 10400 | 9200 | 46000 | 56 | 263 | 200 | 600 | 1500 | CAST IRON | STAINLESS STEEL | DISC | AFLAS |  | FLANGED | CLOSE | [10 empty] | Cylinder Operator |  | WSD11-ECCP-1000 | PROCESS XLV ROOM | THP COURTYARD | CUK-100 |  | COTSWOLD VALVES | COTSWOLD VALVES | https://cotswoldvalves.co.uk/ |  |  | sales@cotswoldvalves.co.uk | UNITED KINGDOM |  |  |  | DLP-125 |  | FESTO | FESTO | www.festo.com/ | +65 6264 0152 |  | info@sg.festo.com. | SINGAPORE | [7 empty] | CAMBI
0010312359 | AT_CVALVE | WSD11-112-AV-0103A | C4B | WSD11-112-AV-0103A | KNIFE_GATE_CONTROL_VALVE | Cylinder Operator | 131242-WSD11-DR-P-6018.dgn | WSD11 | 112 | HS | AV | 0103 | A | TRAIN 1 DIGESTER FEED PUMP A DISCHARGE | TRAIN 1 DIGESTER FEED PUMP A DISCHARGE | NON-HAZARDOUS | WSD11-112-HS-00116-100-SS16 | ISOLATION | WSD11-112-AV-0103A-A01 | 100 | 1200 | PN16 | WSD11-RIO-0101 | TBA | TBA | 20800 | 20800 | 30000 | 50 | 523 | 400 | 600 | 1500 | CAST IRON | STAINLESS STEEL | DISC | AFLAS |  | FLANGED | CLOSE | [10 empty] | Cylinder Operator |  | WSD11-ECCP-1000 | PROCESS XLV ROOM | THP COURTYARD | CUK-100 |  | COTSWOLD VALVES | COTSWOLD VALVES | https://cotswoldvalves.co.uk/ |  |  | sales@cotswoldvalves.co.uk | UNITED KINGDOM |  |  |  | DLP-125 |  | FESTO | FESTO | www.festo.com/ | +65 6264 0152 |  | info@sg.festo.com. | SINGAPORE | [7 empty] | CAMBI
0010312458 | AT_CVALVE | WSD11-112-AV-0203A | C4B | WSD11-112-AV-0203A | KNIFE_GATE_CONTROL_VALVE | Cylinder Operator | 131242-WSD11-DR-P-6036.dgn | WSD11 | 112 | HS | AV | 0203 | A | TRAIN 2 DIGESTER FEED PUMP A DISCHARGE | TRAIN 2 DIGESTER FEED PUMP A DISCHARGE | NON-HAZARDOUS | WSD11-112-HS-00216-100-SS16 | ISOLATION | WSD11-112-AV-0203A-A01 | 100 | 1000 | PN16 | WSD11-RIO-0201 | TBA | TBA | 20800 | 20800 | 30000 | 50 | 523 | 400 | 600 | 1500 | CAST IRON | STAINLESS STEEL | DISC | AFLAS |  | FLANGED | CLOSE | [10 empty] | Cylinder Operator |  | WSD11-ECCP-1000 | PROCESS XLV ROOM | THP COURTYARD | CUK-100 |  | COTSWOLD VALVES | COTSWOLD VALVES | https://cotswoldvalves.co.uk/ |  |  | sales@cotswoldvalves.co.uk | UNITED KINGDOM |  |  |  | DLP-125 |  | FESTO | FESTO | www.festo.com/ | +65 6264 0152 |  | info@sg.festo.com. | SINGAPORE | [7 empty] | CAMBI
0010322475 | AT_CVALVE | WST02-401-MV-0210 | C4B | WST02-401-MV-0210 | BALL_CONTROL_VALVE | Motor Operator | 131242-WST02-DR-P-6015.dgn | WST02 | 401 | FC | MV | 0210 |  | FERRIC CHLORIDE STORAGE TANK 2 LOADING ISOLATION VALVE | FC STORAGE TANK 2 LOADING MV | NON-HAZARDOUS | WST02-401-FC-00204-50-CPVC | ISOLATION | WST02-401-MV-0210-A01 | 50 | 1000 | PN10 | WST02-RIO-0401 | 131242-WSW41-SH-M-1005 | 131242-WSW41-SH-M-1005 | 43.2 | 16.4 | 200 | 30 | 30 | 0 | 35 | 100 | CPVC | CPVC | BALL | PTFE | NA | SOCKET WELD | None | 2150 | 20 | 230 | 50 | 2150 |  |  |  |  | CW/CCW | Motor Operator | Type 21 | WST02-ECCP-1000 | SSNR XLV ROOM | SSN CHEMICAL AREA | BALL VALVE TYPE 127 |  | GF | GF | www.gfps.com/sg | +65 6747 0611 |  | sd.gfsg.ps@georgfischer.com | Switzerland |  |  |  | EA15 |  | GF | GF | www.gfps.com/sg | +65 6747 0611 |  | sd.gfsg.ps@georgfischer.com | [8 empty] | GF
0010322526 | AT_CVALVE | WST02-401-MV-0421 | C4B | WST02-401-MV-0421 | BALL_CONTROL_VALVE | Motor Operator | 131242-WST02-DR-P-6015.dgn | WST02 | 401 | FC | MV | 0421 |  | FERRIC CHLORIDE DOSING PUMP E DISCHARGE VALVE 4 | FERRIC CHLORIDE DOSING PUMP E DISCHARGE VALVE 4 | NON-HAZARDOUS | WST02-401-FC-00514D-20-CPVC | ISOLATION | WST02-401-MV-0421-A01 | 20 | 1000 | PN10 | WST02-RIO-0401 | 131242-WSW41-SH-M-1005 | 131242-WSW41-SH-M-1005 | 10.8 | 4.1 | 50 | 30 | 234 | 235 | 251 | 400 | CPVC | CPVC | BALL | PTFE | NA | SOCKET WELD | None | 2150 | 20 | 230 | 50 | 2150 |  |  |  |  | CW/CCW | Motor Operator | Type 21 | WST02-ECCP-1000 | SSNR XLV ROOM | SSN CHEMICAL AREA | BALL VALVE TYPE 127 |  | GF | GF | www.gfps.com/sg | +65 6747 0611 |  | sd.gfsg.ps@georgfischer.com | Switzerland |  |  |  | EA15 |  | GF | GF | www.gfps.com/sg | +65 6747 0611 |  | sd.gfsg.ps@georgfischer.com | [8 empty] | GF
0010322571 | AT_PSV | WST02-401-SRV-0520 | C4B | WST02-401-SRV-0520 | ANGLE_PRESSURE_SAFETY_VALVE | Pressure Relief | 131242-WST02-DR-P-6015.dgn | WST02 | 401 | FC | SRV | 0520 |  | FERRIC CHLORIDE DOSING PUMP E DISCHARGE SAFETY RELIEF VALVE | FC DOSING P E DISCHARGE SRV | NON-HAZARDOUS | WST02-401-FC-00516-20-CPVC | PRESSURE RELIEF | WST02-401-SRV-0520-A01 | 20X20 | 1000 | PN10 | NA | 131242-WST02-DS-M-5501 | 131242-WST02-DS-M-5501 | 0 | 0 | 50 | 30 | 234 | 235 | 251 | 400 | CPVC | NA | DIAPHRAGM | 0 | NA | THREADED | None | [10 empty] | Pressure Relief | NA | NA | NA | NA | PRG2075CP |  | GRIFFCO | GRIFFCO | www.griffcovalve.com | +1-716-835-0891 | +1-716-835-0893 | Sales@griffcovalve.com | USA |  |  |  | NA |  | NA | NA | [12 empty] | PROMINENT
0010322578 | AT_CVALVE | WST02-401-MV-0202 | C4B | WST02-401-MV-0202 | BALL_CONTROL_VALVE | Motor Operator | 131242-WST02-DR-P-6015.dgn | WST02 | 401 | FC | MV | 0202 |  | FERRIC CHLORIDE UNLOADING TO STORAGE TANK 2 ISOLATION VALVE | FC UNLOADING TO STORAGE TANK 2 MV | NON-HAZARDOUS | WST02-401-FC-00201-50-CPVC | ISOLATION | WST02-401-MV-0202-A01 | 50 | 1000 | PN10 | WST02-RIO-0401 | 131242-WSW41-SH-M-1005 | 131242-WSW41-SH-M-1005 | 32.4 | 21.6 | 80 | 30 | 30 | 0 | 35 | 100 | CPVC | CPVC | BALL | PTFE | NA | SOCKET WELD | None | 2150 | 20 | 230 | 50 | 2150 |  |  |  |  | CW/CCW | Motor Operator | Type 21 | WST02-ECCP-1000 | SSNR XLV ROOM | SSN CHEMICAL AREA | BALL VALVE TYPE 127 |  | GF | GF | www.gfps.com/sg | +65 6747 0611 |  | sd.gfsg.ps@georgfischer.com | Switzerland |  |  |  | EA15 |  | GF | GF | www.gfps.com/sg | +65 6747 0611 |  | sd.gfsg.ps@georgfischer.com | [8 empty] | GF
0010322608 | AT_CVALVE | WST02-401-MV-0121 | C4B | WST02-401-MV-0121 | BALL_CONTROL_VALVE | Motor Operator | 131242-WST02-DR-P-6015.dgn | WST02 | 401 | FC | MV | 0121 |  | FERRIC CHLORIDE DOSING PUMP E BYPASS ISOLATION VALVE 1 | FC DOSING P E BYPASS MV 1 | NON-HAZARDOUS | WST02-401-FC-00514A-20-CPVC | ISOLATION | WST02-401-MV-0121-A01 | 20 | 1000 | PN10 | WST02-RIO-0401 | 131242-WSW41-SH-M-1005 | 131242-WSW41-SH-M-1005 | 10.8 | 4.1 | 50 | 30 | 234 | 235 | 251 | 400 | CPVC | CPVC | BALL | PTFE | NA | SOCKET WELD | None | 2150 | 20 | 230 | 50 | 2150 |  |  |  |  | CW/CCW | Motor Operator | Type 21 | WST02-ECCP-1000 | SSNR XLV ROOM | SSN CHEMICAL AREA | BALL VALVE TYPE 127 |  | GF | GF | www.gfps.com/sg | +65 6747 0611 |  | sd.gfsg.ps@georgfischer.com | Switzerland |  |  |  | EA15 |  | GF | GF | www.gfps.com/sg | +65 6747 0611 |  | sd.gfsg.ps@georgfischer.com | [8 empty] | GF
0010322624 | AT_CVALVE | WST02-401-MV-0120 | C4B | WST02-401-MV-0120 | BALL_CONTROL_VALVE | Motor Operator | 131242-WST02-DR-P-6015.dgn | WST02 | 401 | FC | MV | 0120 |  | FERRIC CHLORIDE DOSING PUMP A DISCHARGE ISOLATION VALVE | FC DOSING P A DISCHARGE MV | NON-HAZARDOUS | WST02-401-FC-00114-20-CPVC | ISOLATION | WST02-401-MV-0120-A01 | 20 | 1000 | PN10 | WST02-RIO-0401 | 131242-WSW41-SH-M-1005 | 131242-WSW41-SH-M-1005 | 10.8 | 4.1 | 50 | 30 | 234 | 235 | 251 | 400 | CPVC | CPVC | BALL | PTFE | NA | SOCKET WELD | None | 2150 | 20 | 230 | 50 | 2150 |  |  |  |  | CW/CCW | Motor Operator | Type 21 | WST02-ECCP-1000 | SSNR XLV ROOM | SSN CHEMICAL AREA | BALL VALVE TYPE 127 |  | GF | GF | www.gfps.com/sg | +65 6747 0611 |  | sd.gfsg.ps@georgfischer.com | Switzerland |  |  |  | EA15 |  | GF | GF | www.gfps.com/sg | +65 6747 0611 |  | sd.gfsg.ps@georgfischer.com | [8 empty] | GF
0010322632 | AT_CVALVE | WST02-401-MV-0220 | C4B | WST02-401-MV-0220 | BALL_CONTROL_VALVE | Motor Operator | 131242-WST02-DR-P-6015.dgn | WST02 | 401 | FC | MV | 0220 |  | FERRIC CHLORIDE DOSING PUMP B DISCHARGE ISOLATION VALVE | FC DOSING P B DISCHARGE MV | NON-HAZARDOUS | WST02-401-FC-00214-20-CPVC | ISOLATION | WST02-401-MV-0220-A01 | 20 | 1000 | PN10 | WST02-RIO-0401 | 131242-WSW41-SH-M-1005 | 131242-WSW41-SH-M-1005 | 10.8 | 4.1 | 50 | 30 | 234 | 235 | 251 | 400 | CPVC | CPVC | BALL | PTFE | NA | SOCKET WELD | None | 2150 | 20 | 230 | 50 | 2150 |  |  |  |  | CW/CCW | Motor Operator | Type 21 | WST02-ECCP-1000 | SSNR XLV ROOM | SSN CHEMICAL AREA | BALL VALVE TYPE 127 |  | GF | GF | www.gfps.com/sg | +65 6747 0611 |  | sd.gfsg.ps@georgfischer.com | Switzerland |  |  |  | EA15 |  | GF | GF | www.gfps.com/sg | +65 6747 0611 |  | sd.gfsg.ps@georgfischer.com | [8 empty] | GF
0010322636 | AT_CVALVE | WST02-401-MV-0320 | C4B | WST02-401-MV-0320 | BALL_CONTROL_VALVE | Motor Operator | 131242-WST02-DR-P-6015.dgn | WST02 | 401 | FC | MV | 0320 |  | FERRIC CHLORIDE DOSING PUMP C DISCHARGE ISOLATION VALVE | FC DOSING P C DISCHARGE MV | NON-HAZARDOUS | WST02-401-FC-00314-20-CPVC | ISOLATION | WST02-401-MV-0320-A01 | 20 | 1000 | PN10 | WST02-RIO-0401 | 131242-WSW41-SH-M-1005 | 131242-WSW41-SH-M-1005 | 10.8 | 4.1 | 50 | 30 | 234 | 235 | 251 | 400 | CPVC | CPVC | BALL | PTFE | NA | SOCKET WELD | None | 2150 | 20 | 230 | 50 | 2150 |  |  |  |  | CW/CCW | Motor Operator | Type 21 | WST02-ECCP-1000 | SSNR XLV ROOM | SSN CHEMICAL AREA | BALL VALVE TYPE 127 |  | GF | GF | www.gfps.com/sg | +65 6747 0611 |  | sd.gfsg.ps@georgfischer.com | Switzerland |  |  |  | EA15 |  | GF | GF | www.gfps.com/sg | +65 6747 0611 |  | sd.gfsg.ps@georgfischer.com | [8 empty] | GF
0010322639 | AT_CVALVE | WST02-401-MV-0420 | C4B | WST02-401-MV-0420 | BALL_CONTROL_VALVE | Motor Operator | 131242-WST02-DR-P-6015.dgn | WST02 | 401 | FC | MV | 0420 |  | FERRIC CHLORIDE DOSING PUMP D DISCHARGE ISOLATION VALVE | FC DOSING P D DISCHARGE MV | NON-HAZARDOUS | WST02-401-FC-00414-20-CPVC | ISOLATION | WST02-401-MV-0420-A01 | 20 | 1000 | PN10 | WST02-RIO-0401 | 131242-WSW41-SH-M-1005 | 131242-WSW41-SH-M-1005 | 10.8 | 4.1 | 50 | 30 | 234 | 235 | 251 | 400 | CPVC | CPVC | BALL | PTFE | NA | SOCKET WELD | None | 2150 | 20 | 230 | 50 | 2150 |  |  |  |  | CW/CCW | Motor Operator | Type 21 | WST02-ECCP-1000 | SSNR XLV ROOM | SSN CHEMICAL AREA | BALL VALVE TYPE 127 |  | GF | GF | www.gfps.com/sg | +65 6747 0611 |  | sd.gfsg.ps@georgfischer.com | Switzerland |  |  |  | EA15 |  | GF | GF | www.gfps.com/sg | +65 6747 0611 |  | sd.gfsg.ps@georgfischer.com | [8 empty] | GF
0010322679 | AT_PSV | WST02-401-SRV-0120 | C4B | WST02-401-SRV-0120 | ANGLE_PRESSURE_SAFETY_VALVE | Pressure Relief | 131242-WST02-DR-P-6015.dgn | WST02 | 401 | FC | SRV | 0120 |  | FERRIC CHLORIDE DOSING PUMP A DISCHARGE SAFETY RELIEF VALVE | FC DOSING P A DISCHARGE SRV | NON-HAZARDOUS | WST02-401-FC-00116-20-CPVC | PRESSURE RELIEF | WST02-401-SRV-0120-A01 | 20X20 | 1000 | PN10 | NA | 131242-WST02-DS-M-5501 | 131242-WST02-DS-M-5501 | 0 | 0 | 50 | 30 | 0 | 0 | 0 | 100 | CPVC | NA | DIAPHRAGM | 0 | NA | THREADED | None | [10 empty] | Pressure Relief | NA | NA | NA | NA | PRG2075CP |  | GRIFFCO | GRIFFCO | www.griffcovalve.com | +1-716-835-0891 | +1-716-835-0893 | Sales@griffcovalve.com | USA |  |  |  | NA |  | NA | NA | [12 empty] | PROMINENT
0010322687 | AT_PSV | WST02-401-SRV-0220 | C4B | WST02-401-SRV-0220 | ANGLE_PRESSURE_SAFETY_VALVE | Pressure Relief | 131242-WST02-DR-P-6015.dgn | WST02 | 401 | FC | SRV | 0220 |  | FERRIC CHLORIDE DOSING PUMP B DISCHARGE SAFETY RELIEF VALVE | FC DOSING P B DISCHARGE SRV | NON-HAZARDOUS | WST02-401-FC-00216-20-CPVC | PRESSURE RELIEF | WST02-401-SRV-0220-A01 | 20X20 | 1000 | PN10 | NA | 131242-WST02-DS-M-5501 | 131242-WST02-DS-M-5501 | 0 | 0 | 50 | 30 | 234 | 235 | 251 | 400 | CPVC | NA | DIAPHRAGM | 0 | NA | THREADED | None | [10 empty] | Pressure Relief | NA | NA | NA | NA | PRG2075CP |  | GRIFFCO | GRIFFCO | www.griffcovalve.com | +1-716-835-0891 | +1-716-835-0893 | Sales@griffcovalve.com | USA |  |  |  | NA |  | NA | NA | [12 empty] | PROMINENT
0010322692 | AT_PSV | WST02-401-SRV-0320 | C4B | WST02-401-SRV-0320 | ANGLE_PRESSURE_SAFETY_VALVE | Pressure Relief | 131242-WST02-DR-P-6015.dgn | WST02 | 401 | FC | SRV | 0320 |  | FERRIC CHLORIDE DOSING PUMP C DISCHARGE SAFETY RELIEF VALVE | FC DOSING P C DISCHARGE SRV | NON-HAZARDOUS | WST02-401-FC-00316-20-CPVC | PRESSURE RELIEF | WST02-401-SRV-0320-A01 | 20X20 | 1000 | PN10 | NA | 131242-WST02-DS-M-5501 | 131242-WST02-DS-M-5501 | 0 | 0 | 50 | 30 | 234 | 235 | 251 | 400 | CPVC | NA | DIAPHRAGM | 0 | NA | THREADED | None | [10 empty] | Pressure Relief | NA | NA | NA | NA | PRG2075CP |  | GRIFFCO | GRIFFCO | www.griffcovalve.com | +1-716-835-0891 | +1-716-835-0893 | Sales@griffcovalve.com | USA |  |  |  | NA |  | NA | NA | [12 empty] | PROMINENT
0010322697 | AT_PSV | WST02-401-SRV-0420 | C4B | WST02-401-SRV-0420 | ANGLE_PRESSURE_SAFETY_VALVE | Pressure Relief | 131242-WST02-DR-P-6015.dgn | WST02 | 401 | FC | SRV | 0420 |  | FERRIC CHLORIDE DOSING PUMP D DISCHARGE SAFETY RELIEF VALVE | FC DOSING P D DISCHARGE SRV | NON-HAZARDOUS | WST02-401-FC-00416-20-CPVC | PRESSURE RELIEF | WST02-401-SRV-0420-A01 | 20X20 | 1000 | PN10 | NA | 131242-WST02-DS-M-5501 | 131242-WST02-DS-M-5501 | 0 | 0 | 50 | 30 | 234 | 235 | 251 | 400 | CPVC | NA | DIAPHRAGM | 0 | NA | THREADED | None | [10 empty] | Pressure Relief | NA | NA | NA | NA | PRG2075CP |  | GRIFFCO | GRIFFCO | www.griffcovalve.com | +1-716-835-0891 | +1-716-835-0893 | Sales@griffcovalve.com | USA |  |  |  | NA |  | NA | NA | [12 empty] | PROMINENT
0010322716 | AT_CVALVE | WST02-401-MV-0321 | C4B | WST02-401-MV-0321 | BALL_CONTROL_VALVE | Motor Operator | 131242-WST02-DR-P-6015.dgn | WST02 | 401 | FC | MV | 0321 |  | FERRIC CHLORIDE DOSING PUMP E BYPASS ISOLATION VALVE 3 | FC DOSING P E BYPASS MV 3 | NON-HAZARDOUS | WST02-401-FC-00514C-20-CPVC | ISOLATION | WST02-401-MV-0321-A01 | 20 | 1000 | PN10 | WST02-RIO-0401 | 131242-WSW41-SH-M-1005 | 131242-WSW41-SH-M-1005 | 10.8 | 4.1 | 50 | 30 | 234 | 235 | 251 | 400 | CPVC | CPVC | BALL | PTFE | NA | SOCKET WELD | None | 2150 | 20 | 230 | 50 | 2150 |  |  |  |  | CW/CCW | Motor Operator | Type 21 | WST02-ECCP-1000 | SSNR XLV ROOM | SSN CHEMICAL AREA | BALL VALVE TYPE 127 |  | GF | GF | www.gfps.com/sg | +65 6747 0611 |  | sd.gfsg.ps@georgfischer.com | Switzerland |  |  |  | EA15 |  | GF | GF | www.gfps.com/sg | +65 6747 0611 |  | sd.gfsg.ps@georgfischer.com | [8 empty] | GF
0010322719 | AT_CVALVE | WST02-401-MV-0221 | C4B | WST02-401-MV-0221 | BALL_CONTROL_VALVE | Motor Operator | 131242-WST02-DR-P-6015.dgn | WST02 | 401 | FC | MV | 0221 |  | FERRIC CHLORIDE DOSING PUMP E BYPASS ISOLATION VALVE 2 | FC DOSING P E BYPASS MV 2 | NON-HAZARDOUS | WST02-401-FC-00514B-20-CPVC | ISOLATION | WST02-401-MV-0221-A01 | 20 | 1000 | PN10 | WST02-RIO-0401 | 131242-WSW41-SH-M-1005 | 131242-WSW41-SH-M-1005 | 10.8 | 4.1 | 50 | 30 | 234 | 235 | 251 | 400 | CPVC | CPVC | BALL | PTFE | NA | SOCKET WELD | None | 2150 | 20 | 230 | 50 | 2150 |  |  |  |  | CW/CCW | Motor Operator | Type 21 | WST02-ECCP-1000 | SSNR XLV ROOM | SSN CHEMICAL AREA | BALL VALVE TYPE 127 |  | GF | GF | www.gfps.com/sg | +65 6747 0611 |  | sd.gfsg.ps@georgfischer.com | Switzerland |  |  |  | EA15 |  | GF | GF | www.gfps.com/sg | +65 6747 0611 |  | sd.gfsg.ps@georgfischer.com | [8 empty] | GF
0010322775 | AT_CVALVE | WST02-401-MV-0102 | C4B | WST02-401-MV-0102 | BALL_CONTROL_VALVE | Motor Operator | 131242-WST02-DR-P-6015.dgn | WST02 | 401 | FC | MV | 0102 |  | FERRIC CHLORIDE UNLOADING TO STORAGE TANK 1 ISOLATION VALVE | FC UNLOADING TO STORAGE TANK 1 MV | NON-HAZARDOUS | WST02-401-FC-00101-50-CPVC | ISOLATION | WST02-401-MV-0102-A01 | 50 | 1000 | PN10 | WST02-RIO-0401 | 131242-WSW41-SH-M-1005 | 131242-WSW41-SH-M-1005 | 32000 | 17000 | 40000 | 30 | 300 | 300 | 300 | 500 | CPVC | CPVC | BALL | PTFE | NA | SOCKET WELD | None | 2150 | 20 | 230 | 50 | 2150 |  |  |  |  | CW/CCW | Motor Operator | Type 21 | WST02-ECCP-1000 | SSNR XLV ROOM | SSN CHEMICAL AREA | BALL VALVE TYPE 127 |  | GF | GF | www.gfps.com/sg | +65 6747 0611 |  | sd.gfsg.ps@georgfischer.com | Switzerland |  |  |  | EA15 |  | GF | GF | www.gfps.com/sg | +65 6747 0611 |  | sd.gfsg.ps@georgfischer.com | [8 empty] | GF
0010322777 | AT_CVALVE | WST02-401-MV-0101 | C4B | WST02-401-MV-0101 | BALL_CONTROL_VALVE | Motor Operator | 131242-WST02-DR-P-6015.dgn | WST02 | 401 | FC | MV | 0101 |  | FERRIC CHLORIDE UNLOADING ISOLATION VALVE | FERRIC CHLORIDE UNLOADING ISOLATION VALVE | NON-HAZARDOUS | WST02-401-FC-00100-50-CPVC | ISOLATION | WST02-401-MV-0101-A01 | 50 | 1000 | PN10 | WST02-RIO-0401 | 131242-WSW41-SH-M-1005 | 131242-WSW41-SH-M-1005 | 32000 | 17000 | 40000 | 30 | 300 | 300 | 300 | 500 | CPVC | CPVC | BALL | PTFE | NA | SOCKET WELD | None | 2150 | 20 | 230 | 50 | 2150 |  |  |  |  | CW/CCW | Motor Operator | Type 21 | WST02-ECCP-1000 | SSNR XLV ROOM | SSN CHEMICAL AREA | BALL VALVE TYPE 127 |  | GF | GF | www.gfps.com/sg | +65 6747 0611 |  | sd.gfsg.ps@georgfischer.com | Switzerland |  |  |  | EA15 |  | GF | GF | www.gfps.com/sg | +65 6747 0611 |  | sd.gfsg.ps@georgfischer.com | [8 empty] | GF
0010322834 | AT_CVALVE | WST02-401-MV-0110 | C4B | WST02-401-MV-0110 | BALL_CONTROL_VALVE | Motor Operator | 131242-WST02-DR-P-6015.dgn | WST02 | 401 | FC | MV | 0110 |  | FERRIC CHLORIDE STORAGE TANK 1 LOADING ISOLATION VALVE | FC STORAGE TANK 1 LOADING MV | NON-HAZARDOUS | WST02-401-FC-00104-50-CPVC | ISOLATION | WST02-401-MV-0110-A01 | 50 | 1000 | PN10 | WST02-RIO-0401 | 131242-WSW41-SH-M-1005 | 131242-WSW41-SH-M-1005 | 43.2 | 16.4 | 200 | 30 | 30 | 0 | 35 | 100 | CPVC | CPVC | BALL | PTFE | NA | SOCKET WELD | None | 2150 | 20 | 230 | 50 | 2150 |  |  |  |  | CW/CCW | Motor Operator | Type 21 | WST02-ECCP-1000 | SSNR XLV ROOM | SSN CHEMICAL AREA | BALL VALVE TYPE 127 |  | GF | GF | www.gfps.com/sg | +65 6747 0611 |  | sd.gfsg.ps@georgfischer.com | Switzerland |  |  |  | EA15 |  | GF | GF | www.gfps.com/sg | +65 6747 0611 |  | sd.gfsg.ps@georgfischer.com | [8 empty] | GF
0010324508 | AT_CVALVE | WST02-401-MV-0140 | C4B | WST02-401-MV-0140 | BALL_CONTROL_VALVE | Motor Operator | 131242-WST02-DR-P-6005.dgn | WST02 | 401 | FC | MV | 0140 |  | FERRIC CHLORIDE DOSING TO G2D FOR DILUTION AT ANAMMOX REACTOR 1 ISOLATION VALVE | FC DOSING TO G2D FOR DILUTION AT AMX REACTOR 1 MV | NON-HAZARDOUS | WST02-401-FC-00114-20-CPVC | ISOLATION | WST02-401-MV-0140-A01 | 20 | 1000 | PN10 | WST02-RIO-0202 | 131242-WSW41-SH-M-1005 | 131242-WSW41-SH-M-1005 | 10.8 | 4.1 | 50 | 30 | 234 | 235 | 251 | 400 | CPVC | CPVC | BALL | PTFE | NA | SOCKET WELD | None | 2150 | 20 | 230 | 50 | 2150 |  |  |  |  | CW/CCW | Motor Operator | Type 21 | WST02-ECCP-1000 | SSNR XLV ROOM | SSN ANAMMOX Rx AREA | BALL VALVE TYPE 127 |  | GF | GF | www.gfps.com/sg | +65 6747 0611 |  | sd.gfsg.ps@georgfischer.com | Switzerland |  |  |  | EA15 |  | GF | GF | www.gfps.com/sg | +65 6747 0611 |  | sd.gfsg.ps@georgfischer.com | [8 empty] | GF
0010324509 | AT_CVALVE | WST02-403-MV-0141 | C4B | WST02-403-MV-0141 | BALL_CONTROL_VALVE | Motor Operator | 131242-WST02-DR-P-6005.dgn | WST02 | 403 | SHYD | MV | 0141 |  | ANAMMOX REACTOR 1 SODIUM HYDROXIDE DOSING ISOLATION VALVE | AMX REACTOR 1 SHYD DOSING MV | NON-HAZARDOUS | WST02-403-SHYD-00154-20-CPVC | ISOLATION | WST02-403-MV-0141-A01 | 20 | 1000 | PN10 | WST02-RIO-0202 | 131242-WSW41-SH-M-1005 | 131242-WSW41-SH-M-1005 | 51 | 8 | 150 | 28 | 247 | 235 | 281 | 500 | CPVC | CPVC | BALL | PTFE | NA | SOCKET WELD | None | 2150 | 20 | 230 | 50 | 2150 |  |  |  |  | CW/CCW | Motor Operator | Type 21 | WST02-ECCP-1000 | SSNR XLV ROOM | SSN ANAMMOX Rx AREA | BALL VALVE TYPE 127 |  | GF | GF | www.gfps.com/sg | +65 6747 0611 |  | sd.gfsg.ps@georgfischer.com | Switzerland |  |  |  | EA15 |  | GF | GF | www.gfps.com/sg | +65 6747 0611 |  | sd.gfsg.ps@georgfischer.com | [8 empty] | GF
0010324511 | AT_CVALVE | WST02-403-MV-0341 | C4B | WST02-403-MV-0341 | BALL_CONTROL_VALVE | Motor Operator | 131242-WST02-DR-P-6007.dgn | WST02 | 403 | SHYD | MV | 0341 |  | ANAMMOX REACTOR 3 SODIUM HYDROXIDE DOSING ISOLATION VALVE | AMX REACTOR 3 SHYD DOSING MV | NON-HAZARDOUS | WST02-403-SHYD-00354-20-CPVC | ISOLATION | WST02-403-MV-0341-A01 | 20 | 1000 | PN10 | WST02-RIO-0202 | 131242-WSW41-SH-M-1005 | 131242-WSW41-SH-M-1005 | 51 | 8 | 150 | 28 | 247 | 235 | 281 | 500 | CPVC | CPVC | BALL | PTFE | NA | SOCKET WELD | None | 2150 | 20 | 230 | 50 | 2150 |  |  |  |  | CW/CCW | Motor Operator | Type 21 | WST02-ECCP-1000 | SSNR XLV ROOM | SSN ANAMMOX Rx AREA | BALL VALVE TYPE 127 |  | GF | GF | www.gfps.com/sg | +65 6747 0611 |  | sd.gfsg.ps@georgfischer.com | Switzerland |  |  |  | EA15 |  | GF | GF | www.gfps.com/sg | +65 6747 0611 |  | sd.gfsg.ps@georgfischer.com | [8 empty] | GF
0010324513 | AT_CVALVE | WST02-401-MV-0340 | C4B | WST02-401-MV-0340 | BALL_CONTROL_VALVE | Motor Operator | 131242-WST02-DR-P-6007.dgn | WST02 | 401 | FC | MV | 0340 |  | FERRIC CHLORIDE DOSING TO G2D FOR DILUTION AT ANAMMOX REACTOR 3 ISOLATION VALVE | FC DOSING TO G2D FOR DILUTION AT AMX REACTOR 3 MV | NON-HAZARDOUS | WST02-401-FC-00314-20-CPVC | ISOLATION | WST02-401-MV-0340-A01 | 20 | 1000 | PN10 | WST02-RIO-0202 | 131242-WSW41-SH-M-1005 | 131242-WSW41-SH-M-1005 | 10.8 | 4.1 | 50 | 30 | 234 | 235 | 251 | 400 | CPVC | CPVC | BALL | PTFE | NA | SOCKET WELD | None | 2150 | 20 | 230 | 50 | 2150 |  |  |  |  | CW/CCW | Motor Operator | Type 21 | WST02-ECCP-1000 | SSNR XLV ROOM | SSN ANAMMOX Rx AREA | BALL VALVE TYPE 127 |  | GF | GF | www.gfps.com/sg | +65 6747 0611 |  | sd.gfsg.ps@georgfischer.com | Switzerland |  |  |  | EA15 |  | GF | GF | www.gfps.com/sg | +65 6747 0611 |  | sd.gfsg.ps@georgfischer.com | [8 empty] | GF
0010324520 | AT_CVALVE | WST02-401-MV-0440 | C4B | WST02-401-MV-0440 | BALL_CONTROL_VALVE | Motor Operator | 131242-WST02-DR-P-6008.dgn | WST02 | 401 | FC | MV | 0440 |  | FERRIC CHLORIDE DOSING TO G2D FOR DILUTION AT ANAMMOX REACTOR 4 ISOLATION VALVE | FC DOSING TO G2D FOR DILUTION AT AMX REACTOR 4 MV | NON-HAZARDOUS | WST02-401-FC-00414-20-CPVC | ISOLATION | WST02-401-MV-0440-A01 | 20 | 1000 | PN10 | WST02-RIO-0202 | 131242-WSW41-SH-M-1005 | 131242-WSW41-SH-M-1005 | 10.8 | 4.1 | 50 | 30 | 234 | 235 | 251 | 400 | CPVC | CPVC | BALL | PTFE | NA | SOCKET WELD | None | 2150 | 20 | 230 | 50 | 2150 |  |  |  |  | CW/CCW | Motor Operator | Type 21 | WST02-ECCP-1000 | SSNR XLV ROOM | SSN ANAMMOX Rx AREA | BALL VALVE TYPE 127 |  | GF | GF | www.gfps.com/sg | +65 6747 0611 |  | sd.gfsg.ps@georgfischer.com | Switzerland |  |  |  | EA15 |  | GF | GF | www.gfps.com/sg | +65 6747 0611 |  | sd.gfsg.ps@georgfischer.com | [8 empty] | GF
0010324521 | AT_CVALVE | WST02-403-MV-0441 | C4B | WST02-403-MV-0441 | BALL_CONTROL_VALVE | Motor Operator | 131242-WST02-DR-P-6008.dgn | WST02 | 403 | SHYD | MV | 0441 |  | ANAMMOX REACTOR 4 SODIUM HYDROXIDE DOSING ISOLATION VALVE | AMX REACTOR 4 SHYD DOSING MV | NON-HAZARDOUS | WST02-403-SHYD-00454-20-CPVC | ISOLATION | WST02-403-MV-0441-A01 | 20 | 1000 | PN10 | WST02-RIO-0202 | 131242-WSW41-SH-M-1005 | 131242-WSW41-SH-M-1005 | 51 | 8 | 150 | 28 | 247 | 235 | 281 | 500 | CPVC | CPVC | BALL | PTFE | NA | SOCKET WELD | None | 2150 | 20 | 230 | 50 | 2150 |  |  |  |  | CW/CCW | Motor Operator | Type 21 | WST02-ECCP-1000 | SSNR XLV ROOM | SSN ANAMMOX Rx AREA | BALL VALVE TYPE 127 |  | GF | GF | www.gfps.com/sg | +65 6747 0611 |  | sd.gfsg.ps@georgfischer.com | Switzerland |  |  |  | EA15 |  | GF | GF | www.gfps.com/sg | +65 6747 0611 |  | sd.gfsg.ps@georgfischer.com | [8 empty] | GF
0010324618 | AT_CVALVE | WST02-403-MV-0241 | C4B | WST02-403-MV-0241 | BALL_CONTROL_VALVE | Motor Operator | 131242-WST02-DR-P-6006.dgn | WST02 | 403 | SHYD | MV | 0241 |  | ANAMMOX REACTOR 2 SODIUM HYDROXIDE DOSING ISOLATION VALVE | AMX REACTOR 2 SHYD DOSING MV | NON-HAZARDOUS | WST02-403-SHYD-00254-20-CPVC | ISOLATION | WST02-403-MV-0241-A01 | 20 | 1000 | PN10 | WST02-RIO-0202 | 131242-WSW41-SH-M-1005 | 131242-WSW41-SH-M-1005 | 51 | 8 | 150 | 28 | 247 | 235 | 281 | 500 | CPVC | CPVC | BALL | PTFE | NA | SOCKET WELD | None | 2150 | 20 | 230 | 50 | 2150 |  |  |  |  | CW/CCW | Motor Operator | Type 21 | WST02-ECCP-1000 | SSNR XLV ROOM | SSN ANAMMOX Rx AREA | BALL VALVE TYPE 127 |  | GF | GF | www.gfps.com/sg | +65 6747 0611 |  | sd.gfsg.ps@georgfischer.com | Switzerland |  |  |  | EA15 |  | GF | GF | www.gfps.com/sg | +65 6747 0611 |  | sd.gfsg.ps@georgfischer.com | [8 empty] | GF
0010324619 | AT_CVALVE | WST02-401-MV-0240 | C4B | WST02-401-MV-0240 | BALL_CONTROL_VALVE | Motor Operator | 131242-WST02-DR-P-6006.dgn | WST02 | 401 | FC | MV | 0240 |  | FERRIC CHLORIDE DOSING TO G2D FOR DILUTION AT ANAMMOX REACTOR 2 ISOLATION VALVE | FC DOSING TO G2D FOR DILUTION AT AMX REACTOR 2 MV | NON-HAZARDOUS | WST02-401-FC-00214-20-CPVC | ISOLATION | WST02-401-MV-0240-A01 | 20 | 1000 | PN10 | WST02-RIO-0202 | 131242-WSW41-SH-M-1005 | 131242-WSW41-SH-M-1005 | 10.8 | 4.1 | 50 | 30 | 234 | 235 | 251 | 400 | CPVC | CPVC | BALL | PTFE | NA | SOCKET WELD | None | 2150 | 20 | 230 | 50 | 2150 |  |  |  |  | CW/CCW | Motor Operator | Type 21 | WST02-ECCP-1000 | SSNR XLV ROOM | SSN ANAMMOX Rx AREA | BALL VALVE TYPE 127 |  | GF | GF | www.gfps.com/sg | +65 6747 0611 |  | sd.gfsg.ps@georgfischer.com | Switzerland |  |  |  | EA15 |  | GF | GF | www.gfps.com/sg | +65 6747 0611 |  | sd.gfsg.ps@georgfischer.com | [8 empty] | GF
0010324756 | AT_CVALVE | WST02-201-MV-0205 | C4B | WST02-201-MV-0205 | KNIFE_GATE_CONTROL_VALVE | Motor Operator | 131242-WST02-DR-P-6000.dgn | WST02 | 201 | DC | MV | 0205 |  | DC PARTIAL BYPASS LINE ISOLATION VALVE | DC PARTIAL BYPASS LINE ISOLATION VALVE | NON-HAZARDOUS | WST02-201-DC-00004-150-CSEL | ISOLATION | WST02-201-MV-0205-A01 | 150 | 1000 | PN10 | WST02-RIO-0201 | 131242-WST02-DS-M-5205 | 131242-WST02-DS-M-5205 | 76000 | 0 | 144000 | 40 | 230 | 110 | 230 | 400 | DI w/ Epoxy Coating | SS316 | DISC | RESILIENT SEAT EPDM | NA | FLANGED | None | 45 | 30 | 400 | 50 | 1400 |  |  |  |  | CW | Motor Operator | Type 21 | WST02-ECCP-1000 | SSNR XLV ROOM | SSN EQ TANK AREA | MONO-A, TYPE C-102 |  | JASH | JASH | https://jashindia.com/ | +91-731- 2720143, 2721143 |  | info@jashindia.com | INDIA |  |  |  | SA07.2+AC01.2-A-45 |  | AUMA | AUMA | https://www.auma.com/en_GB | +49 7631 809 - 0 |  | info@auma.com | GERMANY | [7 empty] | PURI-TEQ
0010324757 | AT_CVALVE | WST02-201-FCV-0102 | C4B | WST02-201-FCV-0102 | BUTTERFLY_CONTROL_VALVE | Motor Operator | 131242-WST02-DR-P-6000.dgn | WST02 | 201 | DC | FCV | 0102 |  | DC PARTIAL BYPASS LINE FLOW CONTROL VALVE | DC PARTIAL BYPASS LINE FLOW CONTROL VALVE | NON-HAZARDOUS | WST02-201-DC-00004-150-CSEL | FLOW CONTROL | WST02-201-FCV-0102-A01 | 125 | 1000 | PN10 | WST02-RIO-0201 | 131242-WST02-DS-M-5702 | 131242-WST02-DS-M-5702 | 76000 | 0 | 144000 | 40 | 230 | 110 | 230 | 400 | ASTM A351 Gr. CF8M | ASTM A564 Gr. 630 | DISC | PTFE | NA | WAFER | None | 0.5 | 150 | 400 | 50 | 1500 |  |  |  |  | CW | Motor Operator | Type 22 | WST02-ECCP-1000 | SSNR XLV ROOM | SSN EQ TANK AREA | DANAIS 150 |  | KSB | KSB | https://www.ksb.com/en-sg | +65 6757 7200 |  | Gen_info@ksb.com | China |  |  |  | AQ15 LOGIC POSITIONER |  | Bernard Control | Bernard Control | https://www.bernardcontrols.com/en | + 65 65 654 227 |  | inquiry.singapore@bernardcontrols.com | [8 empty] | KSB
0010329548 | AT_CVALVE | WSD11-006-PRV-0101 | C4B | WSD11-006-PRV-0101 | GATE_CONTROL_VALVE | Regulator Self Contained | 131242-WSD11-DR-P-6601.dgn | WSD11 | 006 | IA | PRV | 0101 |  | THP FEED PUMP INSTRUMENT AIR PRV | THP FEED PUMP INSTRUMENT AIR PRV | NON-HAZARDOUS | WSD11-006-IA-00007-25-SS16 | PRESSURE REGULATION | WSD11-006-PRV-0101-A01 | 15 | 1100 | PN16 |  | 131242-WSD11-DS-M-0047 |  |  |  |  | 42 | 900 | 850 | 1000 | 1500 | SS 316 | SS 316 | PLUG |  |  | THREADED | [11 empty] | Regulator Self Contained |  | WSD11-ECCP-1000 | PROCESS XLV ROOM | THP COURTYARD | SERIES 484 |  | GOETZE | GOETZE | www.goetze-group.com | +497141 4889460 |  | info@goetze.de | GERMANY | [19 empty] | MV FAREAST
0010329558 | AT_CVALVE | WSD11-006-PRV-0201 | C4B | WSD11-006-PRV-0201 | GATE_CONTROL_VALVE | Regulator Self Contained | 131242-WSD11-DR-P-6030.dgn | WSD11 | 006 | IA | PRV | 0201 |  | THP TRAIN 2 AIR PRV | 19 | NON-HAZARDOUS | WSD11-111-IA-00201-25-SS16 | PRESSURE REGULATION | WSD11-006-PRV-0201-A01 | 15 | 1100 | PN16 |  | 131242-WSD11-DS-M-0047 |  |  |  |  | 42 | 900 | 850 | 1000 | 1500 | SS 316 | SS 316 | PLUG |  |  | THREADED | CLOSE | [10 empty] | Regulator Self Contained |  | WSD11-ECCP-1000 | PROCESS XLV ROOM | THP COURTYARD | SERIES 484 |  | GOETZE | GOETZE | www.goetze-group.com | +497141 4889460 |  | info@goetze.de | GERMANY | [19 empty] | MV FAREAST
0010329563 | AT_CVALVE | WSD11-006-PRV-0102 | C4B | WSD11-006-PRV-0102 | GATE_CONTROL_VALVE | Regulator Self Contained | 131242-WSD11-DR-P-6601.dgn | WSD11 | 006 | IA | PRV | 0102 |  | STEAM SPARGER INSTRUMENT AIR PRV | STEAM SPARGER INSTRUMENT AIR PRV | NON-HAZARDOUS | WSD11-006-IA-00006-25-SS16 | PRESSURE REGULATION | WSD11-006-PRV-0102-A01 | 15 | 1000 | PN16 |  | 131242-WSD11-DS-M-0047 |  |  |  |  | 42 | 900 | 850 | 1000 | 200 | SS 316 | SS 316 | PLUG |  |  | THREADED | [11 empty] | Regulator Self Contained |  | WSD11-ECCP-1000 | PROCESS XLV ROOM | THP COURTYARD | SERIES 484 |  | GOETZE | GOETZE | www.goetze-group.com | +497141 4889460 |  | info@goetze.de | GERMANY | [19 empty] | MV FAREAST
0010329734 | AT_PSV | WST02-403-BPV-0141 | C4B | WST02-403-BPV-0141 | GATE_PRESSURE_SAFETY_VALVE | Back Pressure Regulator | 131242-WST02-DR-P-6005.dgn | WST02 | 403 | SHYD | BPV | 0141 |  | SODIUM HYDROXIDE DOSING TO ANAMMOX REACTOR 1 PRESSURE REGULATOR | SHYD DOSING TO AMX REACTOR 1 BPV | NON-HAZARDOUS | WST02-403-SHYD-00154-20-CPVC | PRESSURE REGULATION | WST02-403-BPV-0141-A01 | 20X20 | 1000 | PN16 | NA | 131242-WST02-DS-M-5521 | 131242-WST02-DS-M-5521 | 51 | 8 | 150 | 28 | 247 | 235 | 281 | 500 | CPVC | NA | DIAPHRAGM | PTFE | NA | THREADED | None | [10 empty] | Back Pressure Regulator | NA | NA | NA | NA | BPG155CP |  | GRIFFCO | GRIFFCO | www.griffcovalve.com | +1-716-835-0891 | +1-716-835-0893 | Sales@griffcovalve.com | USA |  |  |  | NA |  | NA | NA | [12 empty] | PROMINENT
0010329765 | AT_CVALVE | WST02-003-MV-0301 | C4B | WST02-003-MV-0301 | BUTTERFLY_CONTROL_VALVE | Motor Operator | 131242-WST02-DR-P-6007.dgn | WST02 | 003 | G2D | MV | 0301 |  | ANAMMOX REACTOR 3 G2D SPRAY WATER ISOLATION VALVE | ANAMMOX REACTOR 3 G2D SPRAY WATER ISOLATION VALVE | NON-HAZARDOUS | WST02-003-G2D-00324-100-SS16 | ISOLATION | WST02-003-MV-0301-A01 | 100 | 1000 | PN10 | WST02-RIO-0202 | 131242-WSW41-SH-M-1004 | 131242-WSW41-SH-M-1004 | 48000 | 0 | 48000 | 28 | 528 | 528 | 528 | 800 | DI w/ Epoxy Coating | SS 1.4029 (13%) | DISC | EPDM (REPLACEABLE) | NA | LUGGED | None |  |  | 400 | 50 | [6 empty] | Motor Operator | Type 21 | WST02-ECCP-1000 | SSNR XLV ROOM | SSN ANAMMOX Rx AREA | HBRL |  | HEATON | HEATON | https://www.heaton-valves.com/ | Fax: +886-7-3310-100 |  | sales@heaton-valves.com | CHINA |  |  |  | IQT125 |  | ROTORK | ROTORK | https://www.rotork.com/en/products | [11 empty] | OVS
0010329767 | AT_CVALVE | WST02-003-MV-0401 | C4B | WST02-003-MV-0401 | BUTTERFLY_CONTROL_VALVE | Motor Operator | 131242-WST02-DR-P-6008.dgn | WST02 | 003 | G2D | MV | 0401 |  | ANAMMOX REACTOR 4 G2D SPRAY WATER ISOLATION VALVE | ANAMMOX REACTOR 4 G2D SPRAY WATER ISOLATION VALVE | NON-HAZARDOUS | WST02-003-G2D-00424-100-SS16 | ISOLATION | WST02-003-MV-0401-A01 | 100 | 1000 | PN10 | WST02-RIO-0202 | 131242-WSW41-SH-M-1004 | 131242-WSW41-SH-M-1004 | 48000 | 0 | 48000 | 28 | 528 | 528 | 528 | 800 | DI w/ Epoxy Coating | SS 1.4029 (13%) | DISC | EPDM (REPLACEABLE) | NA | LUGGED | None |  |  | 400 | 50 | [6 empty] | Motor Operator | Type 21 | WST02-ECCP-1000 | SSNR XLV ROOM | SSN ANAMMOX Rx AREA | HBRL |  | HEATON | HEATON | https://www.heaton-valves.com/ | Fax: +886-7-3310-100 |  | sales@heaton-valves.com | CHINA |  |  |  | IQT125 |  | ROTORK | ROTORK | https://www.rotork.com/en/products | [11 empty] | OVS
0010329871 | AT_CVALVE | WST02-203-MV-0104 | C4B | WST02-203-MV-0104 | BALL_CONTROL_VALVE | Motor Operator | 131242-WST02-DR-P-6009.dgn | WST02 | 203 | ALP | MV | 0104 |  | AERATION BLOWER A TO SLUDGE COMPARTMENT ISOLATION VALVE | AERATION BLOWER A TO SLUDGE COMPARTMENT MV | NON-HAZARDOUS | WST02-203-ALP-00102-50-SS16 | ISOLATION | WST02-203-MV-0104-A01 | 50 | 1000 | PN10 | WST02-RIO-0203 | 131242-WST02-SH-M-1008 | 131242-WST02-SH-M-1008 | 20 | 0 | 20 | 98 | 77 | 74 | 98 | 200 | A351 Gr. CF8M | A276 Type 316 | BALL | HYPATITE PTFE | NA | THREADED | None |  |  | 400 | 50 | [6 empty] | Motor Operator | TYPE 21 | WST02-ECCP-1000 | SSNR XLV ROOM | SSN NORTH PUMP AREA | H90V3 |  | HEATON | HEATON | https://www.heaton-valves.com/ | Fax: +886-7-3310-100 |  | sales@heaton-valves.com | CHINA |  |  |  | IQT125 |  | ROTORK | ROTORK | https://www.rotork.com/en/products | [11 empty] | OVS
0010330274 | AT_CVALVE | WSD11-112-FCV-0206A | C4B | WSD11-112-FCV-0206A | GLOBE_CONTROL_VALVE | Diaphragm Actuator | 131242-WSD11-DR-P-6063.dgn | WSD11 | 112 | G2D | FCV | 0206 | A | STEAM SPARGER G2 INLET | STEAM SPARGER G2 INLET | NON-HAZARDOUS | WSD11-112-G2D-00002-150-SS16 | FLOW CONTROL | WSD11-112-FCV-0206A-A01 | 100 | 900 | PN16 | WSD11-RIO-0002B | TBA | TBA | 27000 | 7500 | 105000 | 50 | 500 | 450 | 530 | 1500 | DUCTILE IRON | STAINLESS STEEL |  | STAINLESS STEEL |  | FLANGED | CLOSE | [10 empty] | Diaphragm Actuator |  | WSD11-ECCP-1000 | PROCESS XLV ROOM | THP COURTYARD | 22448 |  | ARI-STEVI | ARMATUREN | www.ari-armaturen.com | (+65) 62666039 | (+65) 62603035 | arising@singnet.com.sg | GERMANY |  |  |  | DP-33 |  | ARMATUREN | ARMATUREN | www.ari-armaturen.com | (+65) 62666039 | (+65) 62603035 | arising@singnet.com.sg | GERMANY | [7 empty] | CAMBI
0010330291 | AT_CVALVE | WSD11-006-AV-0205 | C4B | WSD11-006-AV-0205 | BALL_CONTROL_VALVE | Cylinder Operator | 131242-WSD11-DR-P-6600.dgn | WSD11 | 006 | IA | AV | 0205 |  | IA ISOLATION FROM AIR AFTER-FILTER 1 TO HEADER | IA ISOLATION FROM AIR AFTER-FILTER 1 TO HEADER | NON-HAZARDOUS | WSD11-006-IA-00208-50-SS16 | ISOLATION | WSD11-006-AV-0205-A01 | 50 | 1000 | PN16 |  | TBA | TBA | 120000 | 17000 | 373000 | 42 | 900 | 850 | 1000 | 1500 | STAINLESS STEEL | STAINLESS STEEL | BALL | HYPATITE PTFE |  | THREADED | REMAIN | [10 empty] | Cylinder Operator |  | WSD11-ECCP-1000 | PROCESS XLV ROOM | THP COURTYARD | H90V3 |  | HEATON | HEATON | https://www.heaton-valves.com/ |  |  | sales@heaton-valves.com | TAIWAN |  |  |  | HRP083DA |  | HEATON | HEATON | https://www.heaton-valves.com/ |  |  | sales@heaton-valves.com | TAIWAN | [7 empty] | OVS
0010330296 | AT_CVALVE | WSD11-006-AV-0105 | C4B | WSD11-006-AV-0105 | BALL_CONTROL_VALVE | Cylinder Operator | 131242-WSD11-DR-P-6600.dgn | WSD11 | 006 | IA | AV | 0105 |  | IA ISOLATION FROM AIR AFTER-FILTER 2 TO HEADER | IA ISOLATION FROM AIR AFTER-FILTER 2 TO HEADER | NON-HAZARDOUS | WSD11-006-IA-00108-50-SS16 | ISOLATION | WSD11-006-AV-0105-A01 | 50 | 1000 | PN16 |  | TBA | TBA | 120000 | 17000 | 60000 | 42 | 900 | 850 | 1000 | 1500 | STAINLESS STEEL | STAINLESS STEEL | BALL | HYPATITE PTFE |  | THREADED | REMAIN | [10 empty] | Cylinder Operator |  | WSD11-ECCP-1000 | PROCESS XLV ROOM | THP COURTYARD | H90V3 |  | HEATON | HEATON | https://www.heaton-valves.com/ |  |  | sales@heaton-valves.com | TAIWAN |  |  |  | HRP083DA |  | HEATON | HEATON | https://www.heaton-valves.com/ |  |  | sales@heaton-valves.com | TAIWAN | [7 empty] | OVS
0010330432 | AT_PSV | WSD11-112-SRV-0101A | C4B | WSD11-112-SRV-0101A | AVR_VALVE | Vacuum Relief | 131242-WSD11-DR-P-6015.dgn | WSD11 | 112 | HS | SRV | 0101 | A | TRAIN 1 PRECOOLER STAGE 1 COOLER A G2D SRV | TRAIN 1 PRECOOLER STAGE 1 COOLER A G2D SRV | NON-HAZARDOUS | WSD11-112-HWR-00104A-15-SS16 | PRESSURE RELIEF | WSD11-112-SRV-0101A-A01 | 0X15 | 900 | PN16 |  | TBA | TBA | 276 | 276 | 276 | 50 | 900 | 900 | 900 | 1350 | STAINLESS STEEL | STAINLESS STEEL | SPRING | 316 Ti |  | THREADED | [11 empty] | Vacuum Relief |  |  |  |  | FIG 961 |  | ARI | ARMATUREN | www.ari-armaturen.com | (+65) 62666039 | (+65) 62603035 | arising@singnet.com.sg | GERMANY | [19 empty] | CAMBI
0010330433 | AT_PSV | WSD11-112-SRV-0101B | C4B | WSD11-112-SRV-0101B | AVR_VALVE | Vacuum Relief | 131242-WSD11-DR-P-6015.dgn | WSD11 | 112 | HWR | SRV | 0101 | B | TRAIN 1 PRECOOLER STAGE 1 COOLER B G2D SRV | TRAIN 1 PRECOOLER STAGE 1 COOLER B G2D SRV | NON-HAZARDOUS | WSD11-112-HWR-00108A-15-SS16 | PRESSURE RELIEF | WSD11-112-SRV-0101B-A01 | 0X15 | 900 | PN16 |  | TBA | TBA | 276 | 276 | 276 | 50 | 900 | 900 | 900 | 1350 | STAINLESS STEEL | STAINLESS STEEL | SPRING | 316 Ti |  | THREADED | [11 empty] | Vacuum Relief |  |  |  |  | FIG 961 |  | ARI | ARMATUREN | www.ari-armaturen.com | (+65) 62666039 | (+65) 62603035 | arising@singnet.com.sg | GERMANY | [19 empty] | CAMBI
0010330434 | AT_PSV | WSD11-112-SRV-0102A | C4B | WSD11-112-SRV-0102A | AVR_VALVE | Vacuum Relief | 131242-WSD11-DR-P-6017.dgn | WSD11 | 112 | HS | SRV | 0102 | A | TRAIN 1 PRECOOLER STAGE 2 COOLER A G2D SRV | TRAIN 1 PRECOOLER STAGE 2 COOLER A G2D SRV | NON-HAZARDOUS | WSD11-112-HWR-00112A-15-SS16 | PRESSURE RELIEF | WSD11-112-SRV-0102A-A01 | 0X15 | 900 | PN16 |  | TBA | TBA | 276 | 276 | 276 | 35 | 900 | 900 | 900 | 1500 | STAINLESS STEEL | STAINLESS STEEL | SPRING | 316 Ti |  | THREADED | [11 empty] | Vacuum Relief |  |  |  |  | FIG 961 |  | ARI | ARMATUREN | www.ari-armaturen.com | (+65) 62666039 | (+65) 62603035 | arising@singnet.com.sg | GERMANY | [19 empty] | CAMBI
0010330435 | AT_PSV | WSD11-112-SRV-0102B | C4B | WSD11-112-SRV-0102B | AVR_VALVE | Vacuum Relief | 131242-WSD11-DR-P-6017.dgn | WSD11 | 112 | HS | SRV | 0102 | B | TRAIN 1 PRECOOLER STAGE 2 COOLER B G2D SRV | TRAIN 1 PRECOOLER STAGE 2 COOLER B G2D SRV | NON-HAZARDOUS | WSD11-112-HWR-00116A-15-SS16 | PRESSURE RELIEF | WSD11-112-SRV-0102B-A01 | 0X15 | 900 | PN16 |  | TBA | TBA | 276 | 276 | 276 | 35 | 900 | 900 | 900 | 1500 | STAINLESS STEEL | STAINLESS STEEL | SPRING | 316 Ti |  | THREADED | [11 empty] | Vacuum Relief |  |  |  |  | FIG 961 |  | ARI | ARMATUREN | www.ari-armaturen.com | (+65) 62666039 | (+65) 62603035 | arising@singnet.com.sg | GERMANY | [19 empty] | CAMBI
0010330436 | AT_PSV | WSD11-112-SRV-0201A | C4B | WSD11-112-SRV-0201A | AVR_VALVE | Vacuum Relief | 131242-WSD11-DR-P-6033.dgn | WSD11 | 112 | HWR | SRV | 0201 | A | TRAIN 2 PRECOOLER STAGE 1 COOLER A G2D SRV | TRAIN 2 PRECOOLER STAGE 1 COOLER A G2D SRV | NON-HAZARDOUS | WSD11-112-HWR-00204A-15-SS16 | PRESSURE RELIEF | WSD11-112-SRV-0201A-A01 | 0X15 | 900 | PN16 |  | TBA | TBA | 276 | 276 | 276 | 50 | 900 | 900 | 900 | 1350 | STAINLESS STEEL | STAINLESS STEEL | SPRING | 316 Ti |  | THREADED | [11 empty] | Vacuum Relief |  |  |  |  | FIG 961 |  | ARI | ARMATUREN | www.ari-armaturen.com | (+65) 62666039 | (+65) 62603035 | arising@singnet.com.sg | GERMANY | [19 empty] | CAMBI
0010330437 | AT_PSV | WSD11-112-SRV-0201B | C4B | WSD11-112-SRV-0201B | AVR_VALVE | Vacuum Relief | 131242-WSD11-DR-P-6033.dgn | WSD11 | 112 | HWR | SRV | 0201 | B | TRAIN 2 PRECOOLER STAGE 1 COOLER B G2D SRV | TRAIN 2 PRECOOLER STAGE 1 COOLER B G2D SRV | NON-HAZARDOUS | WSD11-112-HWR-00208A-15-SS16 | PRESSURE RELIEF | WSD11-112-SRV-0201B-A01 | 0X15 | 900 | PN16 |  | TBA | TBA | 276 | 276 | 276 | 50 | 900 | 900 | 900 | 1350 | STAINLESS STEEL | STAINLESS STEEL | SPRING | 316 Ti |  | THREADED | [11 empty] | Vacuum Relief |  |  |  |  | FIG 961 |  | ARI | ARMATUREN | www.ari-armaturen.com | (+65) 62666039 | (+65) 62603035 | arising@singnet.com.sg | GERMANY | [19 empty] | CAMBI
0010330438 | AT_PSV | WSD11-112-SRV-0202A | C4B | WSD11-112-SRV-0202A | AVR_VALVE | Vacuum Relief | 131242-WSD11-DR-P-6035.dgn | WSD11 | 112 | HWR | SRV | 0202 | A | TRAIN 2 PRECOOLER STAGE 2 COOLER A G2D SRV | TRAIN 2 PRECOOLER STAGE 2 COOLER A G2D SRV | NON-HAZARDOUS | WSD11-112-HWR-00212A-15-SS16 | PRESSURE RELIEF | WSD11-112-SRV-0202A-A01 | 15X0 | 900 | PN16 |  | TBA | TBA | 276 | 276 | 276 | 35 | 900 | 900 | 900 | 1500 | STAINLESS STEEL | STAINLESS STEEL | SPRING | 316 Ti |  | THREADED | [11 empty] | Vacuum Relief |  |  |  |  | FIG 961 |  | ARI | ARMATUREN | www.ari-armaturen.com | (+65) 62666039 | (+65) 62603035 | arising@singnet.com.sg | GERMANY | [19 empty] | CAMBI
0010330439 | AT_PSV | WSD11-112-SRV-0202B | C4B | WSD11-112-SRV-0202B | AVR_VALVE | Vacuum Relief | 131242-WSD11-DR-P-6035.dgn | WSD11 | 112 | HWR | SRV | 0202 | B | TRAIN 2 PRECOOLER STAGE 2 COOLER B G2D SRV | TRAIN 2 PRECOOLER STAGE 2 COOLER B G2D SRV | NON-HAZARDOUS | WSD11-112-HWR-00216A-15-SS16 | PRESSURE RELIEF | WSD11-112-SRV-0202B-A01 | 0X15 | 900 | PN16 |  | TBA | TBA | 276 | 276 | 276 | 35 | 900 | 900 | 900 | 1500 | STAINLESS STEEL | STAINLESS STEEL | SPRING | 316 Ti |  | THREADED | [11 empty] | Vacuum Relief |  |  |  |  | FIG 961 |  | ARI | ARMATUREN | www.ari-armaturen.com | (+65) 62666039 | (+65) 62603035 | arising@singnet.com.sg | GERMANY | [19 empty] | CAMBI
0010331223 | AT_CVALVE | WST02-203-FCV-0101 | C4B | WST02-203-FCV-0101 | DIAPHRAM_CONTROL_VALVE | Motor Operator | 131242-WST02-DR-P-6009.dgn | WST02 | 203 | ALP | FCV | 0101 |  | AERATION BLOWER A FLOW CONTROL VALVE | AERATION BLOWER A FLOW CONTROL VALVE | NON-HAZARDOUS | WST02-203-ALP-00101-300-SS16 | FLOW CONTROL | WST02-203-FCV-0101-A01 | 150 | 1000 | PN10 | WST02-RIO-0204 | 131242-WST02-DS-M-5711 | 131242-WST02-DS-M-5711 | 3888 | 1593 | 5870 | 98 | 77 | 74 | 98 | 200 | 1.4409 | NA | DIAPHRAGM | 1.4409 | NA | FLANGED | None | 32 | 30 | 400 | 50 | 1400 |  |  |  |  | CW | Motor Operator | TYPE 22 | WST02-ECCP-1001 | SSNR XLV ROOM | SSN BLOWER AREA | IBS 150 E |  | EGGER | EGGER | https://www.eggerpumps.com | +41 (0)32 758 71 11 | +41 (0)32 757 22 90 | info@eggerpumps.com | Switzerland |  |  |  | NORM SAR 07.2 with Aumatic AC01.2 |  | AUMA | AUMA | https://www.auma.com/en_GB | +49 7631 809 - 0 |  | info@auma.com | GERMANY | [7 empty] | EFFEKTIV
0010331224 | AT_CVALVE | WST02-203-FCV-0201 | C4B | WST02-203-FCV-0201 | DIAPHRAM_CONTROL_VALVE | Motor Operator | 131242-WST02-DR-P-6009.dgn | WST02 | 203 | ALP | FCV | 0201 |  | AERATION BLOWER B FLOW CONTROL VALVE | AERATION BLOWER B FLOW CONTROL VALVE | NON-HAZARDOUS | WST02-203-ALP-00201-300-SS16 | FLOW CONTROL | WST02-203-FCV-0201-A01 | 150 | 1000 | PN10 | WST02-RIO-0205 | 131242-WST02-DS-M-5711 | 131242-WST02-DS-M-5711 | 3888 | 1593 | 5870 | 98 | 77 | 74 | 98 | 200 | 1.4409 | NA | DIAPHRAGM | 1.4409 | NA | FLANGED | None | 32 | 30 | 400 | 50 | 1400 |  |  |  |  | CW | Motor Operator | TYPE 22 | WST02-ECCP-1001 | SSNR XLV ROOM | SSN BLOWER AREA | IBS 150 E |  | EGGER | EGGER | https://www.eggerpumps.com | +41 (0)32 758 71 11 | +41 (0)32 757 22 90 | info@eggerpumps.com | Switzerland |  |  |  | NORM SAR 07.2 with Aumatic AC01.2 |  | AUMA | AUMA | https://www.auma.com/en_GB | +49 7631 809 - 0 |  | info@auma.com | GERMANY | [7 empty] | EFFEKTIV
0010331245 | AT_CVALVE | WST02-203-FCV-0401 | C4B | WST02-203-FCV-0401 | DIAPHRAM_CONTROL_VALVE | Motor Operator | 131242-WST02-DR-P-6010.dgn | WST02 | 203 | ALP | FCV | 0401 |  | AERATION BLOWER D FLOW CONTROL VALVE | AERATION BLOWER D FLOW CONTROL VALVE | NON-HAZARDOUS | WST02-203-ALP-00401-300-SS16 | FLOW CONTROL | WST02-203-FCV-0401-A01 | 150 | 1000 | PN10 | WST02-RIO-0206 | 131242-WST02-DS-M-5711 | 131242-WST02-DS-M-5711 | 3888 | 1593 | 2827 | 98 | 77 | 74 | 98 | 200 | 1.4409 | NA | DIAPHRAGM | 1.4409 | NA | FLANGED | None | 32 | 30 | 400 | 50 | 1400 |  |  |  |  | CW | Motor Operator | TYPE 22 | WST02-ECCP-1001 | SSNR XLV ROOM | SSN BLOWER AREA | IBS 150 E |  | EGGER | EGGER | https://www.eggerpumps.com | +41 (0)32 758 71 11 | +41 (0)32 757 22 90 | info@eggerpumps.com | Switzerland |  |  |  | NORM SAR 07.2 with Aumatic AC01.2 |  | AUMA | AUMA | https://www.auma.com/en_GB | +49 7631 809 - 0 |  | info@auma.com | GERMANY | [7 empty] | EFFEKTIV
0010331248 | AT_CVALVE | WST02-203-FCV-0301 | C4B | WST02-203-FCV-0301 | DIAPHRAM_CONTROL_VALVE | Motor Operator | 131242-WST02-DR-P-6010.dgn | WST02 | 203 | ALP | FCV | 0301 |  | AERATION BLOWER C FLOW CONTROL VALVE | AERATION BLOWER C FLOW CONTROL VALVE | NON-HAZARDOUS | WST02-203-ALP-00301-300-SS16 | FLOW CONTROL | WST02-203-FCV-0301-A01 | 150 | 1000 | PN10 | WST02-RIO-0208 | 131242-WST02-DS-M-5711 | 131242-WST02-DS-M-5711 | 3888 | 1593 | 2827 | 98 | 77 | 74 | 98 | 200 | 1.4409 | NA | DIAPHRAGM | 1.4409 | NA | FLANGED | None | 32 | 30 | 400 | 50 | 1400 |  |  |  |  | CW | Motor Operator | TYPE 22 | WST02-ECCP-1001 | SSNR XLV ROOM | SSN BLOWER AREA | IBS 150 E |  | EGGER | EGGER | https://www.eggerpumps.com | +41 (0)32 758 71 11 | +41 (0)32 757 22 90 | info@eggerpumps.com | Switzerland |  |  |  | NORM SAR 07.2 with Aumatic AC01.2 |  | AUMA | AUMA | https://www.auma.com/en_GB | +49 7631 809 - 0 |  | info@auma.com | GERMANY | [7 empty] | EFFEKTIV
0010331334 | AT_CVALVE | WST02-008-MV-0111 | C4B | WST02-008-MV-0111 | KNIFE_GATE_CONTROL_VALVE | Motor Operator | 131242-WST02-DR-P-6000.dgn | WST02 | 008 | PD | MV | 0111 |  | EQUALIZATION TANK 1 DRAIN ISOLATION VALVE | EQUALIZATION TANK 1 DRAIN ISOLATION VALVE | NON-HAZARDOUS | WST02-008-PD-05101-110-HDPE | ISOLATION | WST02-008-MV-0111-A01 | 110 | 1000 | PN10 | WST02-RIO-0201 | 131242-WST02-DS-M-5217 | 131242-WST02-DS-M-5217 | 0 | 0 | 294600 | 36 | 70 | 0 | 95 | 200 | DI w/ Epoxy Coating | SS316 | DISC | RESILIENT SEAT EPDM | NA | FLANGED | None | 45 | 30 | 400 | 50 | 1400 |  |  |  |  | CW | Motor Operator | Type 21 | WST02-ECCP-1000 | SSNR XLV ROOM | SSN EQ TANK AREA | MONO-A, TYPE C-102 |  | JASH | JASH | https://jashindia.com/ | +91-731- 2720143, 2721143 |  | info@jashindia.com | INDIA |  |  |  | SA07.2+AC01.2-A-45 |  | AUMA | AUMA | https://www.auma.com/en_GB | +49 7631 809 - 0 |  | info@auma.com | GERMANY | [7 empty] | PURI-TEQ
0010331338 | AT_CVALVE | WST02-008-MV-0211 | C4B | WST02-008-MV-0211 | KNIFE_GATE_CONTROL_VALVE | Motor Operator | 131242-WST02-DR-P-6000.dgn | WST02 | 008 | PD | MV | 0211 |  | EQUALIZATION TANK 2 DRAIN ISOLATION VALVE | EQUALIZATION TANK 2 DRAIN ISOLATION VALVE | NON-HAZARDOUS | WST02-008-PD-05201-110-HDPE | ISOLATION | WST02-008-MV-0211-A01 | 110 | 1000 | PN10 | WST02-RIO-0201 | 131242-WST02-DS-M-5217 | 131242-WST02-DS-M-5217 | 0 | 0 | 294600 | 36 | 70 | 0 | 95 | 200 | DI w/ Epoxy Coating | SS316 | DISC | RESILIENT SEAT EPDM | NA | FLANGED | None | 45 | 30 | 400 | 50 | 1400 |  |  |  |  | CW | Motor Operator | Type 21 | WST02-ECCP-1000 | SSNR XLV ROOM | SSN EQ TANK AREA | MONO-A, TYPE C-102 |  | JASH | JASH | https://jashindia.com/ | +91-731- 2720143, 2721143 |  | info@jashindia.com | INDIA |  |  |  | SA07.2+AC01.2-A-45 |  | AUMA | AUMA | https://www.auma.com/en_GB | +49 7631 809 - 0 |  | info@auma.com | GERMANY | [7 empty] | PURI-TEQ
0010331459 | AT_PSV | WST02-204-ARV-0101 | C4B | WST02-204-ARV-0101 | ARV_VALVE | None | 131242-WST02-DR-P-6012.dgn | WST02 | 204 | DC | ARV | 0101 |  | DC EFFLUENT PIPE AIR RELEASE VALVE | DC EFFLUENT PIPE AIR RELEASE VALVE | NON-HAZARDOUS | WST02-204-DC-00114-80-CSEL | AIR RELEASE | WST02-204-ARV-0101-A01 | 80X0 | 1000 | PN10 | NA | 131242-WST02-DS-M-5725 | 131242-WST02-DS-M-5725 | 0 | 0 | 0 | 38 | 259 | 216 | 284 | 500 | Ductile iron | Stainless steel series T300 | FLOAT | NBR | NA | FLANGED | None | [10 empty] | None | NA | NA | NA | NA | SCF |  | CSA | CSA | https://csasrl.it/en/ | +39 0524 523978 | +39 0524 524031 | info@csasrl.it | Italy |  |  |  | 0 |  | NA | NA | [12 empty] | AVK
0010331750 | AT_CVALVE | WST02-003-PRV-0111 | C4B | WST02-003-PRV-0111 | GATE_CONTROL_VALVE | Regulator Self Contained | 131242-WST02-DR-P-6200.dgn | WST02 | 003 | G2D | PRV | 0111 |  | EQUALIZATION TANK 1 SODIUM HYDROXIDE DOSING DILUTION WATER LINE PRESSURE REGULATOR | EQ TANK 1 SHYD DOSING DILUTION WATER LINE PRV | NON-HAZARDOUS | WST02-003-G2D-00101-40-SS16 | PRESSURE REGULATION | WST02-003-PRV-0111-A01 | 40 | 1000 | PN10 | NA | 131242-WST02-DS-M-5751 | 131242-WST02-DS-M-5751 | 5000 | 0 | 5000 | 28 | 528 | 528 | 528 | 800 | SS316 | SS316 | DIAPHRAGM | SS 431 | NA | FLANGED | None | [10 empty] | Regulator Self Contained | NA | NA | NA | NA | RELF 40 |  | Z-tide | Z-tide | https://www.z-tide.com/ | +886-7-3311-066 | +886-7-3310-100 | sales@z-tide.com | TAIWAN |  |  |  | NA |  | NA | NA | [12 empty] | Pipeline
0010331751 | AT_CVALVE | WST02-003-MV-0111 | C4B | WST02-003-MV-0111 | BALL_CONTROL_VALVE | Motor Operator | 131242-WST02-DR-P-6200.dgn | WST02 | 003 | G2D | MV | 0111 |  | EQUALIZATION TANK 1 SODIUM HYDROXIDE DOSING DILUTION WATER LINE ISOLATION VALVE | EQ TANK 1 SHYD DOSING DILUTION WATER LINE MV | NON-HAZARDOUS | WST02-003-G2D-00101-40-SS16 | ISOLATION | WST02-003-MV-0111-A01 | 40 | 1000 | PN10 | WST02-RIO-0202 | 131242-WSW41-SH-M-1004 | 131242-WSW41-SH-M-1004 | 5000 | 0 | 5000 | 28 | 528 | 528 | 528 | 800 | A351 Gr. CF8M | A276 Type 316 | BALL | HYPATITE PTFE | NA | THREADED | None |  |  | 400 | 50 | [6 empty] | Motor Operator | TYPE 21 | WST02-ECCP-1000 | SSNR XLV ROOM | SSN ANAMMOX Rx AREA | H90V3 |  | HEATON | HEATON | https://www.heaton-valves.com/ | Fax: +886-7-3310-100 |  | sales@heaton-valves.com | CHINA |  |  |  | IQT125 |  | ROTORK | ROTORK | https://www.rotork.com/en/products | [11 empty] | OVS
0010331753 | AT_CVALVE | WST02-003-PRV-0211 | C4B | WST02-003-PRV-0211 | GATE_CONTROL_VALVE | Regulator Self Contained | 131242-WST02-DR-P-6200.dgn | WST02 | 003 | G2D | PRV | 0211 |  | EQUALIZATION TANK 2 SODIUM HYDROXIDE DOSING DILUTION WATER LINE PRESSURE REGULATOR | EQ TANK 2 SHYD DOSING DILUTION WATER LINE PRV | NON-HAZARDOUS | WST02-003-G2D-00201-40-SS16 | PRESSURE REGULATION | WST02-003-PRV-0211-A01 | 40 | 1000 | PN10 | NA | 131242-WST02-DS-M-5751 | 131242-WST02-DS-M-5751 | 5000 | 0 | 5000 | 28 | 528 | 528 | 528 | 800 | SS316 | SS316 | DIAPHRAGM | SS 431 | NA | FLANGED | None | [10 empty] | Regulator Self Contained | NA | NA | NA | NA | RELF 40 |  | Z-tide | Z-tide | https://www.z-tide.com/ | +886-7-3311-066 | +886-7-3310-100 | sales@z-tide.com | TAIWAN |  |  |  | NA |  | NA | NA | [12 empty] | Pipeline
0010331754 | AT_CVALVE | WST02-003-MV-0211 | C4B | WST02-003-MV-0211 | BALL_CONTROL_VALVE | Motor Operator | 131242-WST02-DR-P-6200.dgn | WST02 | 003 | G2D | MV | 0211 |  | EQUALIZATION TANK 2 SODIUM HYDROXIDE DOSING DILUTION WATER LINE ISOLATION VALVE | EQ TANK 2 SHYD DOSING DILUTION WATER LINE MV | NON-HAZARDOUS | WST02-003-G2D-00201-40-SS16 | ISOLATION | WST02-003-MV-0211-A01 | 40 | 1000 | PN10 | WST02-RIO-0202 | 131242-WSW41-SH-M-1004 | 131242-WSW41-SH-M-1004 | 5000 | 0 | 5000 | 28 | 528 | 528 | 528 | 800 | A351 Gr. CF8M | A276 Type 316 | BALL | HYPATITE PTFE | NA | THREADED | None |  |  | 400 | 50 | [6 empty] | Motor Operator | TYPE 21 | WST02-ECCP-1000 | SSNR XLV ROOM | SSN ANAMMOX Rx AREA | H90V3 |  | HEATON | HEATON | https://www.heaton-valves.com/ | Fax: +886-7-3310-100 |  | sales@heaton-valves.com | CHINA |  |  |  | IQT125 |  | ROTORK | ROTORK | https://www.rotork.com/en/products | [11 empty] | OVS
0010331757 | AT_CVALVE | WST02-003-MV-0421 | C4B | WST02-003-MV-0421 | BALL_CONTROL_VALVE | Motor Operator | 131242-WST02-DR-P-6200.dgn | WST02 | 003 | G2D | MV | 0421 |  | ANAMMOX REACTOR 4 DOSING DILUTION WATER LINE ISOLATION VALVE | AMX REACTOR 4 DOSING DILUTION WATER LINE MV | NON-HAZARDOUS | WST02-003-G2D-00421-20-SS16 | ISOLATION | WST02-003-MV-0421-A01 | 20 | 1000 | PN10 | WST02-RIO-0202 | 131242-WSW41-SH-M-1004 | 131242-WSW41-SH-M-1004 | 2000 | 0 | 2000 | 28 | 528 | 528 | 528 | 800 | A351 Gr. CF8M | A276 Type 316 | BALL | HYPATITE PTFE | NA | THREADED | None |  |  | 400 | 50 | [6 empty] | Motor Operator | TYPE 21 | WST02-ECCP-1000 | SSNR XLV ROOM | SSN ANAMMOX Rx AREA | H90V3 |  | HEATON | HEATON | https://www.heaton-valves.com/ | Fax: +886-7-3310-100 |  | sales@heaton-valves.com | CHINA |  |  |  | IQT125 |  | ROTORK | ROTORK | https://www.rotork.com/en/products | [11 empty] | OVS
0010331758 | AT_CVALVE | WST02-003-PRV-0421 | C4B | WST02-003-PRV-0421 | GATE_CONTROL_VALVE | Regulator Self Contained | 131242-WST02-DR-P-6200.dgn | WST02 | 003 | G2D | PRV | 0421 |  | ANAMMOX REACTOR 4 SODIUM HYDROXIDE DOSING DILUTION WATER LINE PRESSURE REGULATOR | AMX REACTOR 4 SHYD DOSING DILUTION WATER LINE PRV | NON-HAZARDOUS | WST02-003-G2D-00421-20-SS16 | PRESSURE REGULATION | WST02-003-PRV-0421-A01 | 20 | 1000 | PN10 | NA | 131242-WST02-DS-M-5751 | 131242-WST02-DS-M-5751 | 2000 | 0 | 2000 | 28 | 528 | 528 | 528 | 800 | SS316 | SS316 | DIAPHRAGM | SS 431 | NA | FLANGED | None | [10 empty] | Regulator Self Contained | NA | NA | NA | NA | RELF 40 |  | Z-tide | Z-tide | https://www.z-tide.com/ | +886-7-3311-066 | +886-7-3310-100 | sales@z-tide.com | TAIWAN |  |  |  | NA |  | NA | NA | [12 empty] | Pipeline
0010331765 | AT_CVALVE | WST02-003-MV-0321 | C4B | WST02-003-MV-0321 | BALL_CONTROL_VALVE | Motor Operator | 131242-WST02-DR-P-6200.dgn | WST02 | 003 | G2D | MV | 0321 |  | ANAMMOX REACTOR 3 DOSING DILUTION WATER LINE ISOLATION VALVE | AMX REACTOR 3 DOSING DILUTION WATER LINE MV | NON-HAZARDOUS | WST02-003-G2D-00320-40-SS16 | ISOLATION | WST02-003-MV-0321-A01 | 40 | 1000 | PN10 | WST02-RIO-0202 | 131242-WSW41-SH-M-1004 | 131242-WSW41-SH-M-1004 | 2000 | 0 | 2000 | 28 | 528 | 528 | 528 | 800 | A351 Gr. CF8M | A276 Type 316 | BALL | HYPATITE PTFE | NA | THREADED | None |  |  | 400 | 50 | [6 empty] | Motor Operator | TYPE 21 | WST02-ECCP-1000 | SSNR XLV ROOM | SSN ANAMMOX Rx AREA | H90V3 |  | HEATON | HEATON | https://www.heaton-valves.com/ | Fax: +886-7-3310-100 |  | sales@heaton-valves.com | CHINA |  |  |  | IQT125 |  | ROTORK | ROTORK | https://www.rotork.com/en/products | [11 empty] | OVS
0010331766 | AT_CVALVE | WST02-003-PRV-0321 | C4B | WST02-003-PRV-0321 | GATE_CONTROL_VALVE | Regulator Self Contained | 131242-WST02-DR-P-6200.dgn | WST02 | 003 | G2D | PRV | 0321 |  | ANAMMOX REACTOR 3 SODIUM HYDROXIDE DOSING DILUTION WATER LINE PRESSURE REGULATOR | AMX REACTOR 3 SHYD DOSING DILUTION WATER LINE PRV | NON-HAZARDOUS | WST02-003-G2D-00320-40-SS16 | PRESSURE REGULATION | WST02-003-PRV-0321-A01 | 40 | 1000 | PN10 | NA | 131242-WST02-DS-M-5751 | 131242-WST02-DS-M-5751 | 2000 | 0 | 2000 | 28 | 528 | 528 | 528 | 800 | SS316 | SS316 | DIAPHRAGM | SS 431 | NA | FLANGED | None | [10 empty] | Regulator Self Contained | NA | NA | NA | NA | RELF 40 |  | Z-tide | Z-tide | https://www.z-tide.com/ | +886-7-3311-066 | +886-7-3310-100 | sales@z-tide.com | TAIWAN |  |  |  | NA |  | NA | NA | [12 empty] | Pipeline
0010331773 | AT_CVALVE | WST02-003-PRV-0221 | C4B | WST02-003-PRV-0221 | GATE_CONTROL_VALVE | Regulator Self Contained | 131242-WST02-DR-P-6200.dgn | WST02 | 003 | G2D | PRV | 0221 |  | ANAMMOX REACTOR 2 SODIUM HYDROXIDE DOSING DILUTION WATER LINE PRESSURE REGULATOR | AMX REACTOR 2 SHYD DOSING DILUTION WATER LINE PRV | NON-HAZARDOUS | WST02-003-G2D-00220-40-SS16 | PRESSURE REGULATION | WST02-003-PRV-0221-A01 | 40 | 1000 | PN10 | NA | 131242-WST02-DS-M-5751 | 131242-WST02-DS-M-5751 | 2000 | 0 | 2000 | 28 | 528 | 528 | 528 | 800 | SS316 | SS316 | DIAPHRAGM | SS 431 | NA | FLANGED | None | [10 empty] | Regulator Self Contained | NA | NA | NA | NA | RELF 40 |  | Z-tide | Z-tide | https://www.z-tide.com/ | +886-7-3311-066 | +886-7-3310-100 | sales@z-tide.com | TAIWAN |  |  |  | NA |  | NA | NA | [12 empty] | Pipeline
0010331774 | AT_CVALVE | WST02-003-MV-0221 | C4B | WST02-003-MV-0221 | BALL_CONTROL_VALVE | Motor Operator | 131242-WST02-DR-P-6200.dgn | WST02 | 003 | G2D | MV | 0221 |  | ANAMMOX REACTOR 2 DOSING DILUTION WATER LINE ISOLATION VALVE | AMX REACTOR 2 DOSING DILUTION WATER LINE MV | NON-HAZARDOUS | WST02-003-G2D-00220-40-SS16 | ISOLATION | WST02-003-MV-0221-A01 | 40 | 1000 | PN10 | WST02-RIO-0202 | 131242-WSW41-SH-M-1004 | 131242-WSW41-SH-M-1004 | 2000 | 0 | 2000 | 28 | 528 | 528 | 528 | 800 | A351 Gr. CF8M | A276 Type 316 | BALL | HYPATITE PTFE | NA | THREADED | None |  |  | 400 | 50 | [6 empty] | Motor Operator | TYPE 21 | WST02-ECCP-1000 | SSNR XLV ROOM | SSN ANAMMOX Rx AREA | H90V3 |  | HEATON | HEATON | https://www.heaton-valves.com/ | Fax: +886-7-3310-100 |  | sales@heaton-valves.com | CHINA |  |  |  | IQT125 |  | ROTORK | ROTORK | https://www.rotork.com/en/products | [11 empty] | OVS
0010331775 | AT_CVALVE | WST02-003-MV-0121 | C4B | WST02-003-MV-0121 | BALL_CONTROL_VALVE | Motor Operator | 131242-WST02-DR-P-6200.dgn | WST02 | 003 | G2D | MV | 0121 |  | ANAMMOX REACTOR 1 DOSING DILUTION WATER LINE ISOLATION VALVE | AMX REACTOR 1 DOSING DILUTION WATER LINE MV | NON-HAZARDOUS | WST02-003-G2D-00120-40-SS16 | ISOLATION | WST02-003-MV-0121-A01 | 40 | 1000 | PN10 | WST02-RIO-0202 | 131242-WSW41-SH-M-1004 | 131242-WSW41-SH-M-1004 | 2000 | 0 | 2000 | 28 | 528 | 528 | 528 | 800 | A351 Gr. CF8M | A276 Type 316 | BALL | HYPATITE PTFE | NA | THREADED | None |  |  | 400 | 50 | [6 empty] | Motor Operator | TYPE 21 | WST02-ECCP-1000 | SSNR XLV ROOM | SSN ANAMMOX Rx AREA | H90V3 |  | HEATON | HEATON | https://www.heaton-valves.com/ | Fax: +886-7-3310-100 |  | sales@heaton-valves.com | CHINA |  |  |  | IQT125 |  | ROTORK | ROTORK | https://www.rotork.com/en/products | [11 empty] | OVS
0010331776 | AT_CVALVE | WST02-003-PRV-0121 | C4B | WST02-003-PRV-0121 | GATE_CONTROL_VALVE | Regulator Self Contained | 131242-WST02-DR-P-6200.dgn | WST02 | 003 | G2D | PRV | 0121 |  | ANAMMOX REACTOR 1 SODIUM HYDROXIDE DOSING DILUTION WATER LINE PRESSURE REGULATOR | AMX REACTOR 1 SHYD DOSING DILUTION WATER LINE PRV | NON-HAZARDOUS | WST02-003-G2D-00120-40-SS16 | PRESSURE REGULATION | WST02-003-PRV-0121-A01 | 40 | 1000 | PN10 | NA | 131242-WST02-DS-M-5751 | 131242-WST02-DS-M-5751 | 2000 | 0 | 2000 | 28 | 528 | 528 | 528 | 800 | SS316 | SS316 | DIAPHRAGM | SS 431 | NA | FLANGED | None | [10 empty] | Regulator Self Contained | NA | NA | NA | NA | RELF 40 |  | Z-tide | Z-tide | https://www.z-tide.com/ | +886-7-3311-066 | +886-7-3310-100 | sales@z-tide.com | TAIWAN |  |  |  | NA |  | NA | NA | [12 empty] | Pipeline
0010332446 | AT_PSV | WST02-400-SRV-0240 | C4B | WST02-400-SRV-0240 | ANGLE_PRESSURE_SAFETY_VALVE | Pressure Relief | 131242-WST02-DR-P-6018.dgn | WST02 | 400 | DEF | SRV | 0240 |  | ANTIFOAM DOSING PUMP B DISCHARGE SAFETY RELIEF VALVE | DEF DOSING P B DISCHARGE SRV | NON-HAZARDOUS | WST02-400-DEF-00245-32-HDPE | PRESSURE RELIEF | WST02-400-SRV-0240-A01 | 20X20 | 1000 | PN10 | NA | 131242-WST02-DS-M-5541 | 131242-WST02-DS-M-5541 | 0 | 0 | 10 | 30 | 196 | 196 | 226 | 400 | CPVC | NA | DIAPHRAGM | 0 | NA | THREADED | None | [10 empty] | Pressure Relief | NA | NA | NA | NA | PRG2050CP |  | GRIFFCO | GRIFFCO | www.griffcovalve.com | +1-716-835-0891 | +1-716-835-0893 | Sales@griffcovalve.com | USA |  |  |  | NA |  | NA | NA | [12 empty] | PROMINENT
0010332447 | AT_PSV | WST02-400-SRV-0340 | C4B | WST02-400-SRV-0340 | ANGLE_PRESSURE_SAFETY_VALVE | Pressure Relief | 131242-WST02-DR-P-6018.dgn | WST02 | 400 | DEF | SRV | 0340 |  | ANTIFOAM DOSING PUMP C DISCHARGE SAFETY RELIEF VALVE | DEF DOSING P C DISCHARGE SRV | NON-HAZARDOUS | WST02-400-DEF-00345-32-HDPE | PRESSURE RELIEF | WST02-400-SRV-0340-A01 | 20X20 | 1000 | PN10 | NA | 131242-WST02-DS-M-5541 | 131242-WST02-DS-M-5541 | 0 | 0 | 10 | 30 | 196 | 196 | 226 | 400 | CPVC | NA | DIAPHRAGM | 0 | NA | THREADED | None | [10 empty] | Pressure Relief | NA | NA | NA | NA | PRG2050CP |  | GRIFFCO | GRIFFCO | www.griffcovalve.com | +1-716-835-0891 | +1-716-835-0893 | Sales@griffcovalve.com | USA |  |  |  | NA |  | NA | NA | [12 empty] | PROMINENT
0010332448 | AT_PSV | WST02-400-SRV-0440 | C4B | WST02-400-SRV-0440 | ANGLE_PRESSURE_SAFETY_VALVE | Pressure Relief | 131242-WST02-DR-P-6018.dgn | WST02 | 400 | DEF | SRV | 0440 |  | ANTIFOAM DOSING PUMP D DISCHARGE SAFETY RELIEF VALVE | DEF DOSING P D DISCHARGE SRV | NON-HAZARDOUS | WST02-400-DEF-00445-32-HDPE | PRESSURE RELIEF | WST02-400-SRV-0440-A01 | 20X20 | 1000 | PN10 | NA | 131242-WST02-DS-M-5541 | 131242-WST02-DS-M-5541 | 0 | 0 | 10 | 30 | 196 | 196 | 226 | 400 | CPVC | NA | DIAPHRAGM | 0 | NA | THREADED | None | [10 empty] | Pressure Relief | NA | NA | NA | NA | PRG2050CP |  | GRIFFCO | GRIFFCO | www.griffcovalve.com | +1-716-835-0891 | +1-716-835-0893 | Sales@griffcovalve.com | USA |  |  |  | NA |  | NA | NA | [12 empty] | PROMINENT
0010332449 | AT_PSV | WST02-400-SRV-0540 | C4B | WST02-400-SRV-0540 | ANGLE_PRESSURE_SAFETY_VALVE | Pressure Relief | 131242-WST02-DR-P-6018.dgn | WST02 | 400 | DEF | SRV | 0540 |  | ANTIFOAM DOSING PUMP E DISCHARGE SAFETY RELIEF VALVE | DEF DOSING P E DISCHARGE SRV | NON-HAZARDOUS | WST02-400-DEF-00545-32-HDPE | PRESSURE RELIEF | WST02-400-SRV-0540-A01 | 20X20 | 1000 | PN10 | NA | 131242-WST02-DS-M-5541 | 131242-WST02-DS-M-5541 | 0 | 0 | 10 | 30 | 196 | 196 | 226 | 400 | CPVC | NA | DIAPHRAGM | 0 | NA | THREADED | None | [10 empty] | Pressure Relief | NA | NA | NA | NA | PRG2050CP |  | GRIFFCO | GRIFFCO | www.griffcovalve.com | +1-716-835-0891 | +1-716-835-0893 | Sales@griffcovalve.com | USA |  |  |  | NA |  | NA | NA | [12 empty] | PROMINENT
0010332450 | AT_PSV | WST02-400-SRV-0140 | C4B | WST02-400-SRV-0140 | ANGLE_PRESSURE_SAFETY_VALVE | Pressure Relief | 131242-WST02-DR-P-6018.dgn | WST02 | 400 | DEF | SRV | 0140 |  | ANTIFOAM DOSING PUMP A DISCHARGE SAFETY RELIEF VALVE | DEF DOSING P A DISCHARGE SRV | NON-HAZARDOUS | WST02-400-DEF-00145-32-HDPE | PRESSURE RELIEF | WST02-400-SRV-0140-A01 | 20X20 | 1000 | PN10 | NA | 131242-WST02-DS-M-5541 | 131242-WST02-DS-M-5541 | 0 | 0 | 10 | 0 | 0 | 0 | 0 | 0 | CPVC | NA | DIAPHRAGM | 0 | NA | THREADED | None | [10 empty] | Pressure Relief | NA | NA | NA | NA | PRG2050CP |  | GRIFFCO | GRIFFCO | www.griffcovalve.com | +1-716-835-0891 | +1-716-835-0893 | Sales@griffcovalve.com | USA |  |  |  | NA |  | NA | NA | [12 empty] | PROMINENT
0010333538 | AT_CVALVE | WSD11-111-PRV-0103 | C4B | WSD11-111-PRV-0103 | GATE_CONTROL_VALVE | Regulator Self Contained | 131242-WSD11-DR-P-6000.dgn | WSD11 | 111 | G2D | PRV | 0103 |  | G2D WATER PRV | G2D WATER PRV | NON-HAZARDOUS | WSD11-111-G2D-00004-25-SS16 | PRESSURE REGULATION | WSD11-111-PRV-0103-A01 | 25 | 900 | PN16 |  | 131242-WSD11-DR-M-5205 |  |  |  |  | 30 | 530 | 530 | 530 | 1350 | SS316 | STAINLESS STEEL | PLUG | VITON |  | FLANGED | CLOSE | [10 empty] | Regulator Self Contained |  | WSD11-ECCP-1000 | PROCESS XLV ROOM | THP COURTYARD | REF 25-S-1 |  | Z TIDE | Z TIDE | https://www.z-tide.com/ | +886-7-3311-066 | +886-7-3310-100 | sales@z-tide.com | TAIWAN | [19 empty] | PIPELINE
0010333538 | AT_CVALVE | WSD11-111-PRV-0103 | C4B | WSD11-111-PRV-0103 | GATE_CONTROL_VALVE | Regulator Self Contained | 131242-WSD11-DR-P-6012.dgn | WSD11 | 111 | G2D | PRV | 0103 |  | G2D WATER PRV | G2D WATER PRV | NON-HAZARDOUS | WSD11-111-G2D-00004-25-SS16 | PRESSURE REGULATION | WSD11-111-PRV-0103-A01 | 25 | 900 | PN16 |  | 131242-WSD11-DR-M-5205 |  |  |  |  | 30 | 530 | 530 | 530 | 1350 | SS316 | STAINLESS STEEL | PLUG | VITON |  | FLANGED | CLOSE | [10 empty] | Regulator Self Contained |  | WSD11-ECCP-1000 | PROCESS XLV ROOM | THP COURTYARD | REF 25-S-1 |  | Z TIDE | Z TIDE | https://www.z-tide.com/ | +886-7-3311-066 | +886-7-3310-100 | sales@z-tide.com | TAIWAN | [19 empty] | PIPELINE
0010334113 | AT_CVALVE | WST02-203-MV-0501 | C4B | WST02-203-MV-0501 | BUTTERFLY_CONTROL_VALVE | Motor Operator | 131242-WST02-DR-P-6009.dgn | WST02 | 203 | ALP | MV | 0501 |  | AERATION BLOWER E DISCHARGE ISOLATION VALVE | AERATION BLOWER E DISCHARGE ISOLATION VALVE | NON-HAZARDOUS | WST02-203-ALP-00501-300-SS16 | ISOLATION | WST02-203-MV-0501-A01 | 300 | 1000 | PN10 | WST02-RIO-0207 | 131242-WST02-SH-M-1008 | 131242-WST02-SH-M-1008 | 3888 | 1593 | 5870 | 98 | 77 | 74 | 98 | 200 | DI w/ Epoxy Coating | SS 1.4029 (13%) | DISC | EPDM (REPLACEABLE) | NA | LUGGED | None |  |  | 400 | 50 | [6 empty] | Motor Operator | TYPE 21 | WST02-ECCP-1001 | SSNR XLV ROOM | SSN BLOWER AREA | HBRL |  | HEATON | HEATON | https://www.heaton-valves.com/ | Fax: +886-7-3310-100 |  | sales@heaton-valves.com | CHINA |  |  |  | IQT125 |  | ROTORK | ROTORK | https://www.rotork.com/en/products | [11 empty] | OVS
0010334473 | AT_CVALVE | WSD11-006-PRV-0104 | C4B | WSD11-006-PRV-0104 | GATE_CONTROL_VALVE | Regulator Self Contained | 131242-WSD11-DR-P-6601.dgn | WSD11 | 006 | IA | PRV | 0104 |  | PRECOOLER AIR PRV | PRECOOLER AIR PRV | NON-HAZARDOUS | WSD11-006-IA-00011-25-SS16 | PRESSURE REGULATION | WSD11-006-PRV-0104-A01 | 15 | 1100 | PN16 |  | 131242-WSD11-DS-M-0047 | [5 empty] | 900 | 850 | 1000 |  | SS 316 | SS 316 | PLUG |  |  | THREADED | [11 empty] | Regulator Self Contained |  | WSD11-ECCP-1000 | PROCESS XLV ROOM | THP COURTYARD | SERIES 484 |  | GOETZE | GOETZE | www.goetze-group.com | +497141 4889460 |  | info@goetze.de | GERMANY | [19 empty] | MV FAREAST
0010334513 | AT_CVALVE | WSD11-112-FCV-1103 | C4B | WSD11-112-FCV-1103 | BUTTERFLY_CONTROL_VALVE | Diaphragm Actuator with Positioner | 131242-WSD11-DR-P-6063.dgn | WSD11 | 112 | HWR | FCV | 1103 |  | HWR BYPASS 2 | HWR BYPASS 2 | NON-HAZARDOUS | WSD11-112-HWR-00217-150-SS16 |  | WSD11-112-FCV-1103-A01 | 100 | 900 | PN16 | WSD11-RIO-0002B | TBA | TBA | 19500 | 16000 | 105000 | 50 | 500 | 450 | 530 | 1500 | SS 316 | SS 316 | DISC | PTFE |  | FLANGED | REMAIN | [10 empty] | Diaphragm Actuator with Positioner |  | WSD11-ECCP-1000 | PROCESS XLV ROOM | THP COURTYARD | DANIS 150 |  | KSB | KSB | www.ksb.com | +65 6757 7200 | +65 6852 1420 | Gen_info@ksb.com | SINGAPORE |  |  |  | C-IMO83DA |  | ACHEM | ACHEM | https://achemcontrols.com/ | (519) 358-7381 |  | sales@achemcontrols.com | USA | [7 empty] | KSB
0010335514 | AT_PSV | WSD11-111-ARVI-1101 | C4B | WSD11-111-ARVI-1101 | AVR_VALVE |  | 131242-WSD11-DR-P-6050.dgn | WSD11 | 111 | SC | ARVI | 1101 |  | STHP SUPPLY HEADER 1 VACUUM BREAKER | STHP SUPPLY HEADER 1 VACUUM BREAKER | NON-HAZARDOUS | WSD11-111-STHP-00001-150-SS16 | PRESSURE RELIEF | WSD11-111-ARVI-1101-A01 | 150X0 | 1500 | PN25 |  | TBA | TBA |  |  |  | 217 | 1220 | 1220 | 1370 | 2400 | SS 316 |  | BALL |  |  | THREADED | NONE | [15 empty] | VB21 |  | SPIRAX SARCO | SPIRAX SARCO | https://www.spiraxsarco.com/ | (65) 6349 0480 | (65) 6581 2749 | Spirax.Singapore@sg.spiraxsarco.com | SINGAPORE | [19 empty] | SPIRAX SARCO
0010335517 | AT_PSV | WSD11-111-ARVI-1201 | C4B | WSD11-111-ARVI-1201 | AVR_VALVE |  | 131242-WSD11-DR-P-6050.dgn | WSD11 | 111 | SC | ARVI | 1201 |  | STHP SUPPLY HEADER 2 VACUUM BREAKER | STHP SUPPLY HEADER 2 VACUUM BREAKER | NON-HAZARDOUS | WSD11-111-STHP-00002-15-SS16 | PRESSURE RELIEF | WSD11-111-ARVI-1201-A01 | 15X0 | 1500 | PN25 |  | TBA | TBA |  |  |  | 217 | 1220 | 1220 | 1370 | 3750 | SS 316 |  | BALL |  |  | THREADED | NONE | [15 empty] | VB21 |  | SPIRAX SARCO | SPIRAX SARCO | https://www.spiraxsarco.com/ | (65) 6349 0480 | (65) 6581 2749 | Spirax.Singapore@sg.spiraxsarco.com | SINGAPORE | [19 empty] | SPIRAX SARCO
0010335529 | AT_PSV | WSD11-111-ARVI-1102 | C4B | WSD11-111-ARVI-1102 | AVR_VALVE |  | 131242-WSD11-DR-P-6051.dgn | WSD11 | 111 | SC | ARVI | 1102 |  | STHP SUPPLY HEADER 1 VACUUM BREAKER | STHP SUPPLY HEADER 1 VACUUM BREAKER | NON-HAZARDOUS | WSD11-111-STHP-00003B-15-SS16 |  | WSD11-111-ARVI-1102-A01 | 15X0 | 1500 | PN25 |  | TBA | TBA |  |  |  | 190 | 1150 | 1150 | 1150 | 2400 | SS 316 |  | BALL |  |  | THREADED | NONE | [15 empty] | VB21 |  | SPIRAX SARCO | SPIRAX SARCO | https://www.spiraxsarco.com/ | (65) 6349 0480 | (65) 6581 2749 | Spirax.Singapore@sg.spiraxsarco.com | SINGAPORE | [19 empty] | SPIRAX SARCO
0010335532 | AT_PSV | WSD11-111-ARVI-1202 | C4B | WSD11-111-ARVI-1202 | AVR_VALVE |  | 131242-WSD11-DR-P-6051.dgn | WSD11 | 111 | SC | ARVI | 1202 |  | STHP SUPPLY HEADER 2 VACUUM BREAKER | STHP SUPPLY HEADER 2 VACUUM BREAKER | NON-HAZARDOUS | WSD11-111-STHP-00004-15-TBD |  | WSD11-111-ARVI-1202-A01 | 15X0 | 1500 | PN25 |  | TBA | TBA |  |  |  | 190 | 1150 | 1150 | 1150 | 2400 | SS 316 |  | BALL |  |  | THREADED | NONE | [15 empty] | VB21 |  | SPIRAX SARCO | SPIRAX SARCO | https://www.spiraxsarco.com/ | (65) 6349 0480 | (65) 6581 2749 | Spirax.Singapore@sg.spiraxsarco.com | SINGAPORE | [19 empty] | SPIRAX SARCO
0010335619 | AT_CVALVE | WSD11-111-PRV-0102 | C4B | WSD11-111-PRV-0102 | GATE_CONTROL_VALVE | Regulator Self Contained | 131242-WSD11-DR-P-6000.dgn | WSD11 | 111 | G2D | PRV | 0102 |  | G2D WATER PRV | G2D WATER PRV | NON-HAZARDOUS | WSD11-111-G2D-00420-25-SS16 | PRESSURE REGULATION | WSD11-111-PRV-0102-A01 | 25 | 900 | PN16 |  | 131242-WSD11-DR-M-5205 |  |  |  |  | 30 | 530 | 530 | 530 | 1350 | SS316 | STAINLESS STEEL | PLUG | VITON |  | FLANGED | CLOSE | [10 empty] | Regulator Self Contained |  | WSD11-ECCP-1000 | PROCESS XLV ROOM | THP COURTYARD | REF 25-S-1 |  | Z TIDE | Z TIDE | https://www.z-tide.com/ | +886-7-3311-066 | +886-7-3310-100 | sales@z-tide.com | TAIWAN | [19 empty] | PIPELINE
0010335924 | AT_CVALVE | WST02-401-MV-0344 | C4B | WST02-401-MV-0344 | BALL_CONTROL_VALVE | Motor Operator | 131242-WST02-DR-P-6007.dgn | WST02 | 401 | FC | MV | 0344 |  | DILUTED FERRIC CHLORIDE DOSING TO ANAMMOX REACTOR 3 ISOLATION VALVE | DILUTED FC DOSING TO AMX REACTOR 3 MV | NON-HAZARDOUS | WST02-401-FC-00301-20-CPVC | ISOLATION | WST02-401-MV-0344-A01 | 20 | 1000 | PN10 | WST02-RIO-0202 | 131242-WSW41-SH-M-1005 | 131242-WSW41-SH-M-1005 | 510.8 | 504.1 | 550 | 30 | 234 | 235 | 251 | 400 | CPVC | CPVC | BALL | PTFE | NA | SOCKET WELD | None | 2150 | 20 | 230 | 50 | 2150 |  |  |  |  | CW/CCW | Motor Operator | Type 21 | WST02-ECCP-1000 | SSNR XLV ROOM | SSN ANAMMOX Rx AREA | BALL VALVE TYPE 127 |  | GF | GF | www.gfps.com/sg | +65 6747 0611 |  | sd.gfsg.ps@georgfischer.com | Switzerland |  |  |  | EA15 |  | GF | GF | www.gfps.com/sg | +65 6747 0611 |  | sd.gfsg.ps@georgfischer.com | [8 empty] | GF
0010335934 | AT_CVALVE | WST02-401-MV-0124A | C4B | WST02-401-MV-0124A | BALL_CONTROL_VALVE | Motor Operator | 131242-WST02-DR-P-6000.dgn | WST02 | 401 | FC | MV | 0124 | A | DILUTED FERRIC CHLORIDE FROM ANAMMOX REACTOR 1 TO EQUALIZATION TANK 1 ISOLATION VALVE | DILUTED FC FROM AMX REACTOR 1 TO EQ TANK 1 MV | NON-HAZARDOUS | WST02-401-FC-00102-20-CPVC | ISOLATION | WST02-401-MV-0124A-A01 | 20 | 1000 | 10 | WST02-RIO-0201 | 131242-WSW41-SH-M-1005 | 131242-WSW41-SH-M-1005 | 510 | 504.1 | 550 | 30 | 234 | 235 | 251 | 400 | CPVC | CPVC | BALL | PTFE | NA | SOCKET WELD | None | 2150 | 20 | 230 | 50 | 2150 |  |  |  |  | CW/CCW | Motor Operator | Type 21 | WST02-ECCP-1000 | SSNR XLV ROOM | SSN EQ TANK AREA | BALL VALVE TYPE 127 |  | GF | GF | www.gfps.com/sg | +65 6747 0611 |  | sd.gfsg.ps@georgfischer.com | Switzerland |  |  |  | EA15 |  | GF | GF | www.gfps.com/sg | +65 6747 0611 |  | sd.gfsg.ps@georgfischer.com | [8 empty] | GF
0010335935 | AT_CVALVE | WST02-401-MV-0124B | C4B | WST02-401-MV-0124B | BALL_CONTROL_VALVE | Motor Operator | 131242-WST02-DR-P-6000.dgn | WST02 | 401 | FC | MV | 0124 | B | DILUTED FERRIC CHLORIDE FROM ANAMMOX REACTOR 2 TO EQUALIZATION TANK 1 ISOLATION VALVE | DILUTED FC FROM AMX REACTOR 2 TO EQ TANK 1 MV | NON-HAZARDOUS | WST02-401-FC-00202-20-CPVC | ISOLATION | WST02-401-MV-0124B-A01 | 20 | 1000 | 10 | WST02-RIO-0201 | 131242-WSW41-SH-M-1005 | 131242-WSW41-SH-M-1005 | 510 | 504.1 | 550 | 30 | 234 | 235 | 251 | 400 | CPVC | CPVC | BALL | PTFE | NA | SOCKET WELD | None | 2150 | 20 | 230 | 50 | 2150 |  |  |  |  | CW/CCW | Motor Operator | Type 21 | WST02-ECCP-1000 | SSNR XLV ROOM | SSN EQ TANK AREA | BALL VALVE TYPE 127 |  | GF | GF | www.gfps.com/sg | +65 6747 0611 |  | sd.gfsg.ps@georgfischer.com | Switzerland |  |  |  | EA15 |  | GF | GF | www.gfps.com/sg | +65 6747 0611 |  | sd.gfsg.ps@georgfischer.com | [8 empty] | GF
0010335936 | AT_CVALVE | WST02-401-MV-0224B | C4B | WST02-401-MV-0224B | BALL_CONTROL_VALVE | Motor Operator | 131242-WST02-DR-P-6000.dgn | WST02 | 401 | FC | MV | 0224 | B | DILUTED FERRIC CHLORIDE FROM ANAMMOX REACTOR 4 TO EQUALIZATION TANK 2 ISOLATION VALVE | DILUTED FC FROM AMX REACTOR 4 TO EQ TANK 2 MV | NON-HAZARDOUS | WST02-401-FC-00402-20-CPVC | ISOLATION | WST02-401-MV-0224B-A01 | 20 | 1000 | 10 | WST02-RIO-0201 | 131242-WSW41-SH-M-1005 | 131242-WSW41-SH-M-1005 | 510 | 504.1 | 550 | 30 | 234 | 235 | 251 | 400 | CPVC | CPVC | BALL | PTFE | NA | SOCKET WELD | None | 2150 | 20 | 230 | 50 | 2150 |  |  |  |  | CW/CCW | Motor Operator | Type 21 | WST02-ECCP-1000 | SSNR XLV ROOM | SSN EQ TANK AREA | BALL VALVE TYPE 127 |  | GF | GF | www.gfps.com/sg | +65 6747 0611 |  | sd.gfsg.ps@georgfischer.com | Switzerland |  |  |  | EA15 |  | GF | GF | www.gfps.com/sg | +65 6747 0611 |  | sd.gfsg.ps@georgfischer.com | [8 empty] | GF
0010335937 | AT_CVALVE | WST02-401-MV-0224A | C4B | WST02-401-MV-0224A | BALL_CONTROL_VALVE | Motor Operator | 131242-WST02-DR-P-6000.dgn | WST02 | 401 | FC | MV | 0224 | A | DILUTED FERRIC CHLORIDE FROM ANAMMOX REACTOR 3 TO EQUALIZATION TANK 2 ISOLATION VALVE | DILUTED FC FROM AMX REACTOR 3 TO EQ TANK 2 MV | NON-HAZARDOUS | WST02-401-FC-00302-20-CPVC | ISOLATION | WST02-401-MV-0224A-A01 | 20 | 1000 | 10 | WST02-RIO-0201 | 131242-WSW41-SH-M-1005 | 131242-WSW41-SH-M-1005 | 510 | 504.1 | 550 | 30 | 234 | 235 | 251 | 400 | CPVC | CPVC | BALL | PTFE | NA | SOCKET WELD | None | 2150 | 20 | 230 | 50 | 2150 |  |  |  |  | CW/CCW | Motor Operator | Type 21 | WST02-ECCP-1000 | SSNR XLV ROOM | SSN EQ TANK AREA | BALL VALVE TYPE 127 |  | GF | GF | www.gfps.com/sg | +65 6747 0611 |  | sd.gfsg.ps@georgfischer.com | Switzerland |  |  |  | EA15 |  | GF | GF | www.gfps.com/sg | +65 6747 0611 |  | sd.gfsg.ps@georgfischer.com | [8 empty] | GF
0010335947 | AT_CVALVE | WST02-401-MV-0444 | C4B | WST02-401-MV-0444 | BALL_CONTROL_VALVE | Motor Operator | 131242-WST02-DR-P-6008.dgn | WST02 | 401 | FC | MV | 0444 |  | DILUTED FERRIC CHLORIDE DOSING TO ANAMMOX REACTOR 4 ISOLATION VALVE | DILUTED FC DOSING TO AMX REACTOR 4 MV | NON-HAZARDOUS | WST02-401-FC-00401-20-CPVC | ISOLATION | WST02-401-MV-0444-A01 | 20 | 1000 | PN10 | WST02-RIO-0202 | 131242-WSW41-SH-M-1005 | 131242-WSW41-SH-M-1005 | 510.8 | 504.1 | 550 | 30 | 234 | 235 | 251 | 400 | CPVC | CPVC | BALL | PTFE | NA | SOCKET WELD | None | 2150 | 20 | 230 | 50 | 2150 |  |  |  |  | CW/CCW | Motor Operator | Type 21 | WST02-ECCP-1000 | SSNR XLV ROOM | SSN ANAMMOX Rx AREA | BALL VALVE TYPE 127 |  | GF | GF | www.gfps.com/sg | +65 6747 0611 |  | sd.gfsg.ps@georgfischer.com | Switzerland |  |  |  | EA15 |  | GF | GF | www.gfps.com/sg | +65 6747 0611 |  | sd.gfsg.ps@georgfischer.com | [8 empty] | GF
0010336170 | AT_CVALVE | WSD11-112-AV-0104B | C4B | WSD11-112-AV-0104B | BALL_CONTROL_VALVE | Cylinder Operator | 131242-WSD11-DR-P-6016.dgn | WSD11 | 112 | G2D | AV | 0104 | B | TRAIN 1 CIRCULATION PUMP B G2D | TRAIN 1 CIRCULATION PUMP B G2D | NON-HAZARDOUS | WSD11-112-G2D-00122B-25-SS16 | ISOLATION | WSD11-112-AV-0104B-A01 | 25 | 600 | PN16 | WSD11-RIO-0101 | TBA | TBA | 5000 | 2000 | 8000 | 30 | 530 | 530 | 530 | 900 | STAINLESS STEEL | STAINLESS STEEL | BALL | HYPATITE PTFE |  | THREADED | REMAIN | [10 empty] | Cylinder Operator |  | WSD11-ECCP-1000 | PROCESS XLV ROOM | THP COURTYARD | H SERIES |  | HEATON | HEATON | https://www.heaton-valves.com/ |  |  | sales@heaton-valves.com | TAIWAN
0010336176 | AT_CVALVE | WSD11-112-AV-0104A | C4B | WSD11-112-AV-0104A | BALL_CONTROL_VALVE | Cylinder Operator | 131242-WSD11-DR-P-6016.dgn | WSD11 | 112 | G2D | AV | 0104 | A | TRAIN 1 CIRCULATION PUMP A G2D | TRAIN 1 CIRCULATION PUMP A G2D | NON-HAZARDOUS | WSD11-112-G2D-00122A-25-SS16 | ISOLATION | WSD11-112-AV-0104A-A01 | 25 | 600 | PN16 | WSD11-RIO-0101 | TBA | TBA | 5000 | 2000 | 8000 | 30 | 530 | 530 | 530 | 900 | STAINLESS STEEL | STAINLESS STEEL | BALL | HYPATITE PTFE |  | THREADED | REMAIN | [10 empty] | Cylinder Operator |  | WSD11-ECCP-1000 | PROCESS XLV ROOM | THP COURTYARD | H SERIES |  | HEATON | HEATON | https://www.heaton-valves.com/ |  |  | sales@heaton-valves.com | TAIWAN
0010336188 | AT_CVALVE | WSD11-112-AV-0105 | C4B | WSD11-112-AV-0105 | BALL_CONTROL_VALVE | Cylinder Operator | 131242-WSD11-DR-P-6018.dgn | WSD11 | 112 | G2D | AV | 0105 |  | TRAIN 1 DIGESTER FEED PUMP G2D | TRAIN 1 DIGESTER FEED PUMP G2D | NON-HAZARDOUS | WSD11-112-G2D-00121-25-SS16 | ISOLATION | WSD11-112-AV-0105-A01 | 25 | 900 | PN16 | WSD11-RIO-0101 | TBA | TBA | 5000 | 2000 | 8000 | 30 | 530 | 530 | 530 | 900 | STAINLESS STEEL | STAINLESS STEEL | BALL | HYPATITE PTFE |  | THREADED | REMAIN | [10 empty] | Cylinder Operator |  | WSD11-ECCP-1000 | PROCESS XLV ROOM | THP COURTYARD | H SERIES |  | HEATON | HEATON | https://www.heaton-valves.com/ |  |  | sales@heaton-valves.com | TAIWAN
0010336205 | AT_CVALVE | WSD11-112-AV-0204A | C4B | WSD11-112-AV-0204A | BALL_CONTROL_VALVE | Cylinder Operator | 131242-WSD11-DR-P-6034.dgn | WSD11 | 112 | G2D | AV | 0204 | A | TRAIN 2 CIRCULATION PUMP A G2D | TRAIN 2 CIRCULATION PUMP A G2D | NON-HAZARDOUS | WSD11-112-G2D-00222A-25-SS16 | ISOLATION | WSD11-112-AV-0204A-A01 | 25 | 600 | PN16 | WSD11-RIO-0201 | TBA | TBA | 5000 | 2000 | 8000 | 30 | 530 | 530 | 530 | 900 | STAINLESS STEEL | STAINLESS STEEL | BALL | HYPATITE PTFE |  | THREADED | REMAIN | [10 empty] | Cylinder Operator |  | WSD11-ECCP-1000 | PROCESS XLV ROOM | THP COURTYARD | H SERIES |  | HEATON | HEATON | https://www.heaton-valves.com/ |  |  | sales@heaton-valves.com | TAIWAN
0010336211 | AT_CVALVE | WSD11-112-AV-0204B | C4B | WSD11-112-AV-0204B | BALL_CONTROL_VALVE | Cylinder Operator | 131242-WSD11-DR-P-6034.dgn | WSD11 | 112 | G2D | AV | 0204 | B | TRAIN 2 CIRCULATION PUMP B G2D | TRAIN 2 CIRCULATION PUMP B G2D | NON-HAZARDOUS | WSD11-112-G2D-00223-25-SS16 | ISOLATION | WSD11-112-AV-0204B-A01 | 25 | 600 | PN16 | WSD11-RIO-0201 | TBA | TBA | 5000 | 2000 | 8000 | 30 | 530 | 530 | 530 | 900 | STAINLESS STEEL | STAINLESS STEEL | BALL | HYPATITE PTFE |  | THREADED | REMAIN | [10 empty] | Cylinder Operator |  | WSD11-ECCP-1000 | PROCESS XLV ROOM | THP COURTYARD | H SERIES |  | HEATON | HEATON | https://www.heaton-valves.com/ |  |  | sales@heaton-valves.com | TAIWAN
0010336211 | AT_CVALVE | WSD11-112-AV-0204B | C4B | WSD11-112-AV-0204B | BALL_CONTROL_VALVE | Cylinder Operator | 131242-WSD11-DR-P-6036.dgn | WSD11 | 112 | G2D | AV | 0204 | B | TRAIN 2 CIRCULATION PUMP B G2D | TRAIN 2 CIRCULATION PUMP B G2D | NON-HAZARDOUS | WSD11-112-G2D-00223-25-SS16 | ISOLATION | WSD11-112-AV-0204B-A01 | 25 | 600 | PN16 | WSD11-RIO-0201 | TBA | TBA | 5000 | 2000 | 8000 | 30 | 530 | 530 | 530 | 900 | STAINLESS STEEL | STAINLESS STEEL | BALL | HYPATITE PTFE |  | THREADED | REMAIN | [10 empty] | Cylinder Operator |  | WSD11-ECCP-1000 | PROCESS XLV ROOM | THP COURTYARD | H SERIES |  | HEATON | HEATON | https://www.heaton-valves.com/ |  |  | sales@heaton-valves.com | TAIWAN
0010336505 | AT_CVALVE | WSD11-111-PRV-0201 | C4B | WSD11-111-PRV-0201 | GATE_CONTROL_VALVE | Regulator Self Contained |  | WSD11 | 111 | IA | PRV | 0201 |  | THP TRAIN 2 AIR PRV | THP TRAIN 2 AIR PRV | NON-HAZARDOUS | WSD11-111-IA-00201-25-SS16 | PRESSURE REGULATION | WSD11-111-PRV-0201-A01 |  | 1100 | PN16 |  | 131242-WSD11-DS-M-0047 |  |  |  |  | 42 | 900 | 850 | 1000 | 1500 | SS 316 | SS 316 | PLUG |  |  | THREADED | CLOSE | [10 empty] | Regulator Self Contained |  | WSD11-ECCP-1000 | PROCESS XLV ROOM | THP COURTYARD | SERIES 484 |  | GOETZE | GOETZE | www.goetze-group.com | +497141 4889460 |  | info@goetze.de | GERMANY | [19 empty] | MV FAREAST
0010336523 | AT_CVALVE | WSD11-111-PRV-0201 | C4B | WSD11-111-PRV-0201 | GATE_CONTROL_VALVE | Regulator Self Contained |  | WSD11 | 111 | IA | PRV | 0201 |  | THP TRAIN 2 AIR PRV | 19 | NON-HAZARDOUS | WSD11-111-IA-00201-25-SS16 | PRESSURE REGULATION | WSD11-111-PRV-0201-A01 |  | 1100 | PN16 |  | 131242-WSD11-DS-M-0047 |  |  |  |  | 42 | 900 | 850 | 1000 | 1500 | SS 316 | SS 316 | PLUG |  |  | THREADED | CLOSE | [10 empty] | Regulator Self Contained |  | WSD11-ECCP-1000 | PROCESS XLV ROOM | THP COURTYARD | SERIES 484 |  | GOETZE | GOETZE | www.goetze-group.com | +497141 4889460 |  | info@goetze.de | GERMANY | [19 empty] | MV FAREAST
0010336530 | AT_PSV | WSD11-111-SRV-0104 | C4B | WSD11-111-SRV-0104 | ANGLE_PRESSURE_SAFETY_VALVE | Pressure Relief | 131242-WSD11-DR-P-6009.dgn | WSD11 | 111 | G2D | SRV | 0104 |  | TRAIN 1 PROCESS GAS COOLER SRV | TRAIN 1 PROCESS GAS COOLER SRV | NON-HAZARDOUS | WSD11-008-G2D-00105B-15-SS16 | PRESSURE RELIEF | WSD11-111-SRV-0104-A01 | 15X15 | 900 | PN16 |  | TBA | TBA | 144 | 144 | 144 | 30 | 400 | 400 | 750 | 1350 | STAINLESS STEEL | STAINLESS STEEL | SPRING | 316 Ti |  | THREADED | [11 empty] | Pressure Relief |  |  |  |  | FIG 961 |  | ARI | ARMATUREN | www.ari-armaturen.com | (+65) 62666039 | (+65) 62603035 | arising@singnet.com.sg | GERMANY | [19 empty] | CAMBI
0010336709 | AT_CVALVE | WSD11-111-MV-1201 | C4B | WSD11-111-MV-1201 | BALL_CONTROL_VALVE | Motor Operator | 131242-WSD11-DR-P-6050.dgn | WSD11 | 111 | STHP | MV | 1201 |  | STEAM DESUPERHEATER 2 INLET | STEAM DESUPERHEATER 2 INLET | NON-HAZARDOUS | WSD11-111-STHP-00002-150-SS16 | ISOLATION | WSD11-111-MV-1201-A01 | 150 | 1500 | PN25 | WSD11-RIO-0002B | TBA | TBA | 9400 | 2600 | 10000 | 217 | 1220 | 1220 | 1370 | 2400 | CARBON STEEL | SS 316 | BALL | PEEK |  | FLANGED | REMAIN |  | 1 | 400 | 50 | [5 empty] | VERTICAL | Motor Operator |  | WSD11-ECCP-1000 | PROCESS XLV ROOM | THP COURTYARD | H SERIES |  | HEATON | HEATON | https://www.heaton-valves.com/ |  |  | sales@heaton-valves.com | TAIWAN |  |  |  | IQT1000 |  | ROTORK | ROTORK | www.rotork.com |  |  |  | SINGAPORE | [7 empty] | OVS
0010336710 | AT_CVALVE | WSD11-111-MV-1101 | C4B | WSD11-111-MV-1101 | BALL_CONTROL_VALVE | Motor Operator | 131242-WSD11-DR-P-6050.dgn | WSD11 | 111 | STHP | MV | 1101 |  | STEAM DESUPERHEATER 1 INLET | STEAM DESUPERHEATER 1 INLET | NON-HAZARDOUS | WSD11-111-STHP-00001-150-SS16 | ISOLATION | WSD11-111-MV-1101-A01 | 150 | 1500 | PN25 | WSD11-RIO-0002A | TBA | TBA | 94000 | 2600 | 10000 | 217 | 1220 | 1220 | 1370 | 2400 | CARBON STEEL | SS 316 | BALL | PEEK |  | FLANGED | REMAIN |  | 1 | 400 | 50 | [5 empty] | VERTICAL | Motor Operator |  | WSD11-ECCP-1000 | PROCESS XLV ROOM | THP COURTYARD | H SERIES |  | HEATON | HEATON | https://www.heaton-valves.com/ |  |  | sales@heaton-valves.com | TAIWAN |  |  |  | IQT1000 |  | ROTORK | ROTORK | www.rotork.com |  |  |  | SINGAPORE | [7 empty] | OVS
0010336717 | AT_CVALVE | WST02-401-MV-0344 | C4B | WST02-401-MV-0344 | BALL_CONTROL_VALVE | Motor Operator |  | WST02 | 401 | FC | MV | 0344 |  | DILUTED FERRIC CHLORIDE DOSING TO ANAMMOX REACTOR 3 ISOLATION VALVE | DILUTED FC DOSING TO AMX REACTOR 3 MV | NON-HAZARDOUS | WST02-401-FC-00301-20-CPVC | ISOLATION | WST02-401-MV-0344-A01 |  | 1000 | PN10 | WST02-RIO-0202 | 131242-WSW41-SH-M-1005 | 131242-WSW41-SH-M-1005 | 510.8 | 504.1 | 550 | 30 | 234 | 235 | 251 | 400 | CPVC | CPVC | BALL | PTFE | NA | SOCKET WELD | None | 2150 | 20 | 230 | 50 | 2150 |  |  |  |  | CW/CCW | Motor Operator | Type 21 | WST02-ECCP-1000 | SSNR XLV ROOM | SSN ANAMMOX Rx AREA | BALL VALVE TYPE 127 |  | GF | GF | www.gfps.com/sg | +65 6747 0611 |  | sd.gfsg.ps@georgfischer.com | Switzerland |  |  |  | EA15 |  | GF | GF | www.gfps.com/sg | +65 6747 0611 |  | sd.gfsg.ps@georgfischer.com | [8 empty] | GF
0010336718 | AT_PSV | WST02-003-ARV-0101 |  | WST02-003-ARV-0101

## MANUALVALVE
KEYTAG | TAG_TYPE | TAG_NO | CONTRACT INFO | DOC_FNAME | VINT1 | PROJECT PREFIX | UNIT | SERVICE | DEVICE TYPE CODE | TAG LOOP NUMBER | TAG SUFFIX | DESCRIPTION | SHORT DESCR | HAZARDOUS ZONE | VALVE - DUTY | PIPELINE TAG NUMBER | DESIGN PRESSURE | PIPE SIZE - NOMINAL (MM) | PRESSURE RATING | MANUFACTURER 2D MODEL FILE NAME | FLOW RATE - NOMINAL | FLOW RATE - MIN | FLOW RATE - MAX | OPERATING TEMPERATURE - NORMAL | OPERATING PRESSURE - NORMAL | OPERATING PRESSURE - MIN | OPERATING PRESSURE - MAX | TEST PRESSURE | LOCKED POSITION | BODY MATERIAL | STEM MATERIAL | VALVE CLOSURE ELEMENT | SEAT MATERIAL | LINING MATERIAL | END CONDITION | MODEL NUMBER | SERIAL NUMBER | BRAND | MANUFACTURER NAME | MANUFACTURER WEBPAGE | MANUFACTURER PHONE | MANUFACTURER FAX | MANUFACTURER EMAIL | MANUFACTURER LOCATION | MANUFACTURER 3D MODEL FILE NAME | LOT NUMBER | MANUFACTURE DATE | ACE CATEGORY | GENERIC EQUIPMENT TYPE | ACE ASSET CLASS | LIFE SPAN | SUPPLIER | COST CENTER | REPLACEMENT COST | WBS ELEMENT | EST REPLACEMENT DATE | DATE OF COMMISSION | WARRANTY TERMS | WARRANTY START DATE | WARRANTY EXPIRY DATE | PRODUCT CERTIFICATION | ACE ASSET NUMBER | ACE ASSET SUB NUMBER
0010307225 | AT_HVALVE | WSD11-003-HV-0001 | C4B | 131242-WSD11-DR-P-6200.dgn | BUTTERFLY_VALVE | WSD11 | 003 | G2D | HV | 0001 |  | G2D NETWORK HEADER 1 | G2D NETWORK HEADER 1 | NON-HAZARDOUS | ISOLATION | WSD11-003-G2D-00001-300-SS16 | 900 | 300 | PN16 | TBA | 513600 | 56000 | 538000 | 30 | 530 | 530 | 530 | 1350 | NO | DI WITH EPOXY COATING | SS316 | DISC | EPDM |  | LUGGED | HBRL |  | HEATON | HEATON | https://www.heaton-valves.com/ |  |  | sales@heaton-valves.com | TAIWAN | [7 empty] | OVS
0010307227 | AT_HVALVE | WSD11-003-HV-0002 | C4B | 131242-WSD11-DR-P-6200.dgn | BUTTERFLY_VALVE | WSD11 | 003 | G2D | HV | 0002 |  | G2D NETWORK HEADER 2 | G2D NETWORK HEADER 2 | NON-HAZARDOUS | ISOLATION | WSD11-003-G2D-00001-300-SS16 | 900 | 300 | PN16 | TBA | 513600 | 56000 | 538000 | 30 | 530 | 530 | 530 | 1350 | NO | DI WITH EPOXY COATING | SS316 | DISC | EPDM |  | LUGGED | HBRL |  | HEATON | HEATON | https://www.heaton-valves.com/ |  |  | sales@heaton-valves.com | TAIWAN | [7 empty] | OVS
0010307226 | AT_HVALVE | WSD11-003-HV-0003 | C4B | 131242-WSD11-DR-P-6200.dgn | BUTTERFLY_VALVE | WSD11 | 003 | G2D | HV | 0003 |  | G2D NETWORK HEADER 3 | G2D NETWORK HEADER 3 | NON-HAZARDOUS | ISOLATION | WSD11-003-G2D-00001-300-SS16 | 900 | 300 | PN16 | TBA | 513600 | 56000 | 538000 | 30 | 530 | 530 | 530 | 1350 | NO | DI WITH EPOXY COATING | SS316 | DISC | EPDM |  | LUGGED | HBRL |  | HEATON | HEATON | https://www.heaton-valves.com/ |  |  | sales@heaton-valves.com | TAIWAN | [7 empty] | OVS
0010307228 | AT_HVALVE | WSD11-003-HV-0009 | C4B | 131242-WSD11-DR-P-6200.dgn | BUTTERFLY_VALVE | WSD11 | 003 | G2D | HV | 0009 |  | TRAIN 1 PRE-COOLER STAGE 1 G2D INLET | TRAIN 1 PRE-COOLER STAGE 1 G2D INLET | NON-HAZARDOUS | ISOLATION | WSD11-112-G2D-00107-100-SS16 | 900 | 100 | PN16 | TBA | 39000 | 32000 | 60000 | 30 | 530 | 530 | 530 | 1350 | NO | DI WITH EPOXY COATING | SS316 | DISC | EPDM |  | LUGGED | HBRL |  | HEATON | HEATON | https://www.heaton-valves.com/ |  |  | sales@heaton-valves.com | TAIWAN | [7 empty] | OVS
0010307252 | AT_HVALVE | WSD11-003-HV-0014 | C4B | 131242-WSD11-DR-P-6200.dgn | BUTTERFLY_VALVE | WSD11 | 003 | G2D | HV | 0014 |  | TRAIN 1 PRE-COOLER STAGE 2 G2D INLET | TRAIN 1 PRE-COOLER STAGE 2 G2D INLET | NON-HAZARDOUS | ISOLATION | WSD11-112-G2D-00115-150-SS16 | 900 | 150 | PN16 | TBA | 132200 | 80000 | 160000 | 30 | 530 | 530 | 530 | 1350 | NO | DI WITH EPOXY COATING | SS316 | DISC | EPDM |  | LUGGED | HBRL |  | HEATON | HEATON | https://www.heaton-valves.com/ |  |  | sales@heaton-valves.com | TAIWAN | [7 empty] | OVS
0010298031 | AT_HVALVE | WSD11-003-HV-0016 | C4B | 131242-WSD11-DR-P-6200.dgn | BUTTERFLY_VALVE | WSD11 | 003 | G2D | HV | 0016 |  | FUTURE SPARE 1 | FUTURE SPARE 1 | NON-HAZARDOUS | ISOLATION | WSD11-003-G2D-00007-300-SS16 | 900 | 300 | PN16 | TBA |  |  |  | 30 | 530 | 530 | 530 | 1350 | NC | DI WITH EPOXY COATING | SS316 | DISC | EPDM |  | LUGGED | HBRL |  | HEATON | HEATON | https://www.heaton-valves.com/ |  |  | sales@heaton-valves.com | TAIWAN | [7 empty] | OVS
0010329619 | AT_HVALVE | WSD11-003-HV-0017 | C4B | 131242-WSD11-DR-P-6200.dgn | BUTTERFLY_VALVE | WSD11 | 003 | G2D | HV | 0017 |  | FUTURE SPARE 2 | FUTURE SPARE 2 | NON-HAZARDOUS | ISOLATION | WSD11-003-G2D-00008-300-SS16 | 900 | 300 | PN16 | TBA |  |  |  | 30 | 530 | 530 | 530 | 1350 | NC | DI WITH EPOXY COATING | SS316 | DISC | EPDM |  | LUGGED | HBRL |  | HEATON | HEATON | https://www.heaton-valves.com/ |  |  | sales@heaton-valves.com | TAIWAN | [7 empty] | OVS
0010329632 | AT_HVALVE | WSD11-003-HV-0019 | C4B | 131242-WSD11-DR-P-6200.dgn | BALL_VALVE | WSD11 | 003 | G2D | HV | 0019 |  | FLUSHING ISOLATION 1 | FLUSHING ISOLATION 1 | NON-HAZARDOUS | ISOLATION | WSD11-111-STLP-00001A-50-SS16 | 900 | 25 | PN16 | TBA |  |  | 80000 | 30 | 530 | 530 | 530 | 1350 | NC | SS316 | SS316 | BALL | HYPATITE PTFE |  | THREADED | H5V03 |  | HEATON | HEATON | https://www.heaton-valves.com/ |  |  | sales@heaton-valves.com | TAIWAN | [7 empty] | OVS
0010329629 | AT_HVALVE | WSD11-003-HV-0020 | C4B | 131242-WSD11-DR-P-6200.dgn | GATE_VALVE | WSD11 | 003 | G2D | HV | 0020 |  | HOSE 1 | HOSE 1 | NON-HAZARDOUS | ISOLATION | WSD11-003-G2D-00001A-25-TBD | 900 | 25 | PN16 | TBA |  |  | 4199 | 30 | 530 | 530 | 530 | 1500 | NC | SS316 | SS316 | BALL | HYPATITE PTFE |  | THREADED | H5V03 |  | HEATON | HEATON | https://www.heaton-valves.com/ |  |  | sales@heaton-valves.com | TAIWAN | [7 empty] | OVS
0010329638 | AT_HVALVE | WSD11-003-HV-0021 | C4B | 131242-WSD11-DR-P-6200.dgn | GATE_VALVE | WSD11 | 003 | G2D | HV | 0021 |  | HOSE 2 | HOSE 2 | NON-HAZARDOUS | ISOLATION | WSD11-003-G2D-00001B-25-SS16 | 900 | 25 | PN16 | TBA |  |  | 4199 | 30 | 530 | 530 | 530 | 1350 | NC | SS316 | SS316 | BALL | HYPATITE PTFE |  | THREADED | H5V03 |  | HEATON | HEATON | https://www.heaton-valves.com/ |  |  | sales@heaton-valves.com | TAIWAN | [7 empty] | OVS
0010312127 | AT_HVALVE | WSD11-003-HV-0101 | C4B | 131242-WSD11-DR-P-6200.dgn | BUTTERFLY_VALVE | WSD11 | 003 | G2D | HV | 0101 |  | G2D BOOSTER PUMP A INLET | G2D BOOSTER PUMP A INLET | NON-HAZARDOUS | ISOLATION | WSD11-003-G2D-00101-100-SS16 | 900 | 100 | PN16 | TBA | 20000 | 10000 | 40000 | 30 | 530 | 530 | 530 | 1350 | NO | DI WITH EPOXY COATING | SS316 | DISC | EPDM |  | LUGGED | HBRL |  | HEATON | HEATON | https://www.heaton-valves.com/ |  |  | sales@heaton-valves.com | TAIWAN | [7 empty] | OVS
0010312523 | AT_HVALVE | WSD11-003-HV-0102 | C4B | 131242-WSD11-DR-P-6200.dgn | BALL_VALVE | WSD11 | 003 | G2D | HV | 0102 |  | G2D BOOSTER PUMP A INLET PSL | G2D BOOSTER PUMP A INLET PSL | NON-HAZARDOUS | ISOLATION | WSD11-003-G2D-00101A-15-SS16 | 900 | 15 | PN16 | TBA |  |  | 40000 | 30 | 530 | 530 | 530 | 1350 | NO | SS316 | SS316 | BALL | HYPATITE PTFE |  | THREADED | H5V03 |  | HEATON | HEATON | https://www.heaton-valves.com/ |  |  | sales@heaton-valves.com | TAIWAN | [7 empty] | OVS
0010312134 | AT_HVALVE | WSD11-003-HV-0104 | C4B | 131242-WSD11-DR-P-6200.dgn | BUTTERFLY_VALVE | WSD11 | 003 | G2D | HV | 0104 |  | G2D BOOSTER PUMP A DISCHARGE | G2D BOOSTER PUMP A DISCHARGE | NON-HAZARDOUS | ISOLATION | WSD11-003-G2D-00102-80-SS16 | 900 | 80 | PN16 | TBA | 20000 | 10000 | 40000 | 30 | 680 | 650 | 710 | 1350 | NO | DI WITH EPOXY COATING | SS316 | DISC | EPDM |  | LUGGED | HBRL |  | HEATON | HEATON | https://www.heaton-valves.com/ |  |  | sales@heaton-valves.com | TAIWAN | [7 empty] | OVS
0010312509 | AT_HVALVE | WSD11-003-HV-0105 | C4B | 131242-WSD11-DR-P-6200.dgn | BALL_VALVE | WSD11 | 003 | G2D | HV | 0105 |  | G2D BOOSTER PUMP A DISCHARGE PI | G2D BOOSTER PUMP A DISCHARGE PI | NON-HAZARDOUS | ISOLATION | WSD11-003-G2D-00102B-15-SS16 | 900 | 15 | PN16 | TBA |  |  | 40000 | 30 | 680 | 650 | 710 | 1350 | NO | SS316 | SS316 | BALL | HYPATITE PTFE |  | THREADED | H5V03 |  | HEATON | HEATON | https://www.heaton-valves.com/ |  |  | sales@heaton-valves.com | TAIWAN | [7 empty] | OVS
0010333129 | AT_HVALVE | WSD11-003-HV-0106 | C4B | 131242-WSD11-DR-P-6200.dgn | BALL_VALVE | WSD11 | 003 | G2D | HV | 0106 |  | G2D BYPASS | G2D BYPASS | NON-HAZARDOUS | ISOLATION | WSD11-003-G2D-00102C-50-SS16 | 900 | 50 | PN16 | TBA | 2260 | 1960 | 2320 | 30 | 680 | 650 | 710 | 1350 | NO | SS316 | SS316 | BALL | HYPATITE PTFE |  | THREADED | H5V03 |  | HEATON | HEATON | https://www.heaton-valves.com/ |  |  | sales@heaton-valves.com | TAIWAN | [7 empty] | OVS
0010312124 | AT_HVALVE | WSD11-003-HV-0201 | C4B | 131242-WSD11-DR-P-6200.dgn | BUTTERFLY_VALVE | WSD11 | 003 | G2D | HV | 0201 |  | G2D BOOSTER PUMP B INLET | G2D BOOSTER PUMP B INLET | NON-HAZARDOUS | ISOLATION | WSD11-003-G2D-00201-100-SS16 | 900 | 100 | PN16 | TBA | 20000 | 10000 | 40000 | 30 | 530 | 530 | 530 | 1350 | NO | DI WITH EPOXY COATING | SS316 | DISC | EPDM |  | LUGGED | HBRL |  | HEATON | HEATON | https://www.heaton-valves.com/ |  |  | sales@heaton-valves.com | TAIWAN | [7 empty] | OVS
0010312524 | AT_HVALVE | WSD11-003-HV-0202 | C4B | 131242-WSD11-DR-P-6200.dgn | BALL_VALVE | WSD11 | 003 | G2D | HV | 0202 |  | G2D BOOSTER PUMP B INLET PSL | G2D BOOSTER PUMP B INLET PSL | NON-HAZARDOUS | ISOLATION | WSD11-003-G2D-00201A-15-SS16 | 900 | 15 | PN16 | TBA |  |  | 40000 | 30 | 530 | 530 | 530 | 1350 | NO | SS316 | SS316 | BALL | HYPATITE PTFE |  | THREADED | H5V03 |  | HEATON | HEATON | https://www.heaton-valves.com/ |  |  | sales@heaton-valves.com | TAIWAN | [7 empty] | OVS
0010312135 | AT_HVALVE | WSD11-003-HV-0204 | C4B | 131242-WSD11-DR-P-6200.dgn | BUTTERFLY_VALVE | WSD11 | 003 | G2D | HV | 0204 |  | G2D BOOSTER PUMP B DISCHARGE | G2D BOOSTER PUMP B DISCHARGE | NON-HAZARDOUS | ISOLATION | WSD11-003-G2D-00202-80-SS16 | 900 | 80 | PN16 | TBA | 20000 | 10000 | 40000 | 30 | 680 | 650 | 710 | 1350 | NO | DI WITH EPOXY COATING | SS316 | DISC | EPDM |  | LUGGED | HBRL |  | HEATON | HEATON | https://www.heaton-valves.com/ |  |  | sales@heaton-valves.com | TAIWAN | [7 empty] | OVS
0010312512 | AT_HVALVE | WSD11-003-HV-0205 | C4B | 131242-WSD11-DR-P-6200.dgn | BALL_VALVE | WSD11 | 003 | G2D | HV | 0205 |  | G2D BOOSTER PUMP B DISCHARGE PI | G2D BOOSTER PUMP B DISCHARGE PI | NON-HAZARDOUS | ISOLATION | WSD11-003-G2D-00202B-15-SS16 | 900 | 15 | PN16 | TBA |  |  | 40000 | 30 | 680 | 650 | 710 | 1350 | NO | SS316 | SS316 | BALL | HYPATITE PTFE |  | THREADED | H5V03 |  | HEATON | HEATON | https://www.heaton-valves.com/ |  |  | sales@heaton-valves.com | TAIWAN | [7 empty] | OVS
0010333127 | AT_HVALVE | WSD11-003-HV-0206 | C4B | 131242-WSD11-DR-P-6200.dgn | BALL_VALVE | WSD11 | 003 | G2D | HV | 0206 |  | G2D BYPASS | G2D BYPASS | NON-HAZARDOUS | ISOLATION | WSD11-003-G2D-00202C-50-SS16 | 900 | 50 | PN16 | TBA | 2260 | 1960 | 2320 | 30 | 680 | 650 | 710 | 1350 | NO | SS316 | SS316 | BALL | HYPATITE PTFE |  | THREADED | H5V03 |  | HEATON | HEATON | https://www.heaton-valves.com/ |  |  | sales@heaton-valves.com | TAIWAN | [7 empty] | OVS
0010333153 | AT_HVALVE | WSD11-003-HV-0207 | C4B | 131242-WSD11-DR-P-6200.dgn | BUTTERFLY_VALVE | WSD11 | 003 | G2D | HV | 0207 |  | G2D BOOSTER PUMP COMMON SUCTION HEADER | G2D BOOSTER PUMP COMMON SUCTION HEADER | NON-HAZARDOUS | ISOLATION | WSD11-003-G2D-00201-100-SS16 | 900 | 100 | PN16 | TBA | 20000 | 10000 | 40000 | 30 | 530 | 530 | 530 | 1500 | NO | DI WITH EPOXY COATING | SS316 | DISC | EPDM |  | LUGGED | HBRL |  | HEATON | HEATON | https://www.heaton-valves.com/ |  |  | sales@heaton-valves.com | TAIWAN | [7 empty] | OVS
0010335240 | AT_HVALVE | WSD11-003-HV-0743 | C4B | 131242-WSD11-DR-P-6034.dgn | BALL_VALVE | WSD11 | 006 | IA | HV | 0743 |  | ISOLATION FOR AV | ISOLATION FOR AV | NON-HAZARDOUS | ISOLATION | WSD11-006-IA-00009-15-SS16 | 1100 | 15 | PN16 | TBA |  |  |  | 42 | 850 | 850 | 1000 | 1500 | NO | SS316 | SS316 | BALL | HYPATITE PTFE |  | THREADED | H5V03 |  | HEATON | HEATON | https://www.heaton-valves.com/ |  |  | sales@heaton-valves.com | TAIWAN | [7 empty] | OVS
0010335274 | AT_HVALVE | WSD11-003-HV-0755 | C4B | 131242-WSD11-DR-P-6063.dgn | BALL_VALVE | WSD11 | 006 | IA | HV | 0755 |  | ISOLATION FOR AV | ISOLATION FOR AV | NON-HAZARDOUS | ISOLATION | WSD11-006-IA-00015A-15-SS16 | 1100 | 15 | PN16 | TBA |  |  |  | 42 | 850 | 850 | 1000 | 1500 | NO | SS316 | SS316 | BALL | HYPATITE PTFE |  | THREADED | H5V03 |  | HEATON | HEATON | https://www.heaton-valves.com/ |  |  | sales@heaton-valves.com | TAIWAN | [7 empty] | OVS
0010312106 | AT_HVALVE | WSD11-003-NRV-0101 | C4B | 131242-WSD11-DR-P-6200.dgn | CHECK_VALVE | WSD11 | 003 | G2D | NRV | 0101 |  | G2D BOOSTER PUMP A DISCHARGE CHECK | G2D BOOSTER PUMP A DISCHARGE CHECK | NON-HAZARDOUS | ISOLATION | WSD11-003-G2D-00102-80-SS16 | 900 | 80 | PN16 | TBA | 20000 | 10000 | 40000 | 30 | 680 | 650 | 710 | 1350 |  | DUCTILE IRON | SS316 | DISC | EPDM |  | WAFER | NC |  | SCI | SCI | [12 empty] | BREEN
0010333130 | AT_HVALVE | WSD11-003-NRV-0102 | C4B | 131242-WSD11-DR-P-6200.dgn | CHECK_VALVE | WSD11 | 003 | G2D | NRV | 0102 |  | G2D BOOSTER PUMP A BYPASS CHECK | G2D BOOSTER PUMP A BYPASS CHECK | NON-HAZARDOUS | ISOLATION | WSD11-003-G2D-00102C-50-SS16 | 900 | 50 | PN16 | TBA | 2260 | 1960 | 2320 | 30 | 680 | 650 | 710 | 1350 |  | DUCTILE IRON | SS316 | DISC | EPDM |  | WAFER | NC |  | SCI | SCI | [12 empty] | BREEN
0010312105 | AT_HVALVE | WSD11-003-NRV-0201 | C4B | 131242-WSD11-DR-P-6200.dgn | CHECK_VALVE | WSD11 | 003 | G2D | NRV | 0201 |  | G2D BOOSTER PUMP B DISCHARGE CHECK | G2D BOOSTER PUMP B DISCHARGE CHECK | NON-HAZARDOUS | ISOLATION | WSD11-003-G2D-00202-80-SS16 | 900 | 80 | PN16 | TBA | 20000 | 10000 | 40000 | 30 | 680 | 650 | 710 | 1350 |  | DUCTILE IRON | SS316 | DISC | EPDM |  | WAFER | NC |  | SCI | SCI | [12 empty] | BREEN
0010333128 | AT_HVALVE | WSD11-003-NRV-0202 | C4B | 131242-WSD11-DR-P-6200.dgn | CHECK_VALVE | WSD11 | 003 | G2D | NRV | 0202 |  | G2D BOOSTER PUMP A BYPASS CHECK | G2D BOOSTER PUMP A BYPASS CHECK | NON-HAZARDOUS | ISOLATION | WSD11-003-G2D-00202C-50-SS16 | 900 | 50 | PN16 | TBA | 2260 | 1960 | 2320 | 30 | 680 | 650 | 710 | 1350 |  | DUCTILE IRON | SS316 | DISC | EPDM |  | WAFER | NC |  | SCI | SCI | [12 empty] | BREEN
0010301376 | AT_HVALVE | WSD11-006-HV-0101 | C4B | 131242-WSD11-DR-P-6600.dgn | BALL_VALVE | WSD11 | 006 | IA | HV | 0101 |  | AIR COMPRESSOR 1 DISCHARGE ISOLATION | AIR COMPRESSOR 1 DISCHARGE ISOLATION | NON-HAZARDOUS | ISOLATION | WSD11-006-IA-00101-80-SS16 | 1100 | 80 | PN16 | TBA |  |  | 570000 | 42 | 850 | 850 | 1000 | 1500 | NO | SS316 | SS316 | BALL | HYPATITE PTFE |  | FLANGED | H SERIES |  | HEATON | HEATON | https://www.heaton-valves.com/ |  |  | sales@heaton-valves.com | TAIWAN | [7 empty] | OVS
0010333853 | AT_HVALVE | WSD11-006-HV-0101A | C4B | 131242-WSD11-DR-P-6600.dgn | BALL_VALVE | WSD11 | 006 | IA | HV | 0101 | A | AIR COMPRESSOR 1 DISCHARGE BLEED | AIR COMPRESSOR 1 DISCHARGE BLEED | NON-HAZARDOUS | ISOLATION | WSD11-006-IA-00101A-15-SS16 | 1100 | 15 | PN16 | TBA |  |  |  | 42 | 850 | 850 | 1000 | 1500 | NC | SS316 | SS316 | BALL | HYPATITE PTFE |  | THREADED | H5V03 |  | HEATON | HEATON | https://www.heaton-valves.com/ |  |  | sales@heaton-valves.com | TAIWAN | [7 empty] | OVS
0010301292 | AT_HVALVE | WSD11-006-HV-0102 | C4B | 131242-WSD11-DR-P-6600.dgn | BALL_VALVE | WSD11 | 006 | IA | HV | 0102 |  | AIR RECEIVER 1 INLET ISOLATION | AIR RECEIVER 1 INLET ISOLATION | NON-HAZARDOUS | ISOLATION | WSD11-006-IA-00101-80-SS16 | 1100 | 80 | PN16 | TBA |  |  | 570000 | 42 | 850 | 850 | 1000 | 1500 | NO | SS316 | SS316 | BALL | HYPATITE PTFE |  | FLANGED | H SERIES |  | HEATON | HEATON | https://www.heaton-valves.com/ |  |  | sales@heaton-valves.com | TAIWAN | [7 empty] | OVS
0010301289 | AT_HVALVE | WSD11-006-HV-0103 | C4B | 131242-WSD11-DR-P-6600.dgn | BALL_VALVE | WSD11 | 006 | IA | HV | 0103 |  | AIR RECEIVER 1 PRESSURE TRANSMITTER ISOLATION | AIR RECEIVER 1 PRESSURE TRANSMITTER ISOLATION | NON-HAZARDOUS | ISOLATION | WSD11-006-IA-00102A-25-SS16 | 1100 | 25 | PN16 | TBA |  |  |  | 42 | 850 | 850 | 1000 | 1500 | NO | SS316 | SS316 | BALL | HYPATITE PTFE |  | THREADED | H5V03 |  | HEATON | HEATON | https://www.heaton-valves.com/ |  |  | sales@heaton-valves.com | TAIWAN | [7 empty] | OVS
0010301366 | AT_HVALVE | WSD11-006-HV-0104 | C4B | 131242-WSD11-DR-P-6600.dgn | BALL_VALVE | WSD11 | 006 | IA | HV | 0104 |  | AIR RECEIVER 1 PI | AIR RECEIVER 1 PI | NON-HAZARDOUS | ISOLATION | WSD11-006-IA-00102C-10-SS16 | 1100 | 10 | PN16 | TBA |  |  |  | 42 | 850 | 850 | 1000 | 1500 | NO | SS316 | SS316 | BALL | HYPATITE PTFE |  | THREADED | H5V03 |  | HEATON | HEATON | https://www.heaton-valves.com/ |  |  | sales@heaton-valves.com | TAIWAN | [7 empty] | OVS
0010301328 | AT_HVALVE | WSD11-006-HV-0105 | C4B | 131242-WSD11-DR-P-6600.dgn | BALL_VALVE | WSD11 | 006 | PD | HV | 0105 |  | AIR RECEIVER 1 DRAIN ISOLATION 1 | AIR RECEIVER 1 DRAIN ISOLATION 1 | NON-HAZARDOUS | DRAIN | WSD11-006-PD-00103-20-SS16 | 1000 | 15 | PN16 | TBA |  |  |  | 42 | 850 | 850 | 1000 | 1500 | NO | SS316 | SS316 | BALL | HYPATITE PTFE |  | THREADED | H5V03 |  | HEATON | HEATON | https://www.heaton-valves.com/ |  |  | sales@heaton-valves.com | TAIWAN | [7 empty] | OVS
0010301360 | AT_HVALVE | WSD11-006-HV-0106 | C4B | 131242-WSD11-DR-P-6600.dgn | BALL_VALVE | WSD11 | 006 | PD | HV | 0106 |  | AIR RECEIVER 1 DRAIN ISOLATION 2 | AIR RECEIVER 1 DRAIN ISOLATION 2 | NON-HAZARDOUS | DRAIN | WSD11-006-PD-00104-20-SS16 | 1000 | 20 | PN16 | TBA |  |  |  | 42 | 850 | 850 | 1000 | 1500 | NC | SS316 | SS316 | BALL | HYPATITE PTFE |  | THREADED | H5V03 |  | HEATON | HEATON | https://www.heaton-valves.com/ |  |  | sales@heaton-valves.com | TAIWAN | [7 empty] | OVS
0010331099 | AT_HVALVE | WSD11-006-HV-0107 | C4B | 131242-WSD11-DR-P-6600.dgn | BALL_VALVE | WSD11 | 006 | IA | HV | 0107 |  | AIR RECEIVER 1 OUTLET | AIR RECEIVER 1 OUTLET | NON-HAZARDOUS | ISOLATION | WSD11-006-IA-00103-80-SS16 | 1100 | 80 | PN16 | TBA |  |  | 570000 | 42 | 850 | 850 | 1000 | 1500 | NO | SS316 | SS316 | BALL | HYPATITE PTFE |  | FLANGED | HV503 |  | HEATON | HEATON | https://www.heaton-valves.com/ |  |  | sales@heaton-valves.com | TAIWAN | [7 empty] | OVS
0010331098 | AT_HVALVE | WSD11-006-HV-0108 | C4B | 131242-WSD11-DR-P-6600.dgn | BALL_VALVE | WSD11 | 006 | IA | HV | 0108 |  | AIR PREFILTER 1 INLET | AIR PREFILTER 1 INLET | NON-HAZARDOUS | ISOLATION | WSD11-006-IA-00103-80-SS16 | 1100 | 50 | PN16 | TBA |  |  | 570000 | 42 | 850 | 850 | 1000 | 1500 | NO | SS316 | SS316 | BALL | HYPATITE PTFE |  | THREADED | H5V03 |  | HEATON | HEATON | https://www.heaton-valves.com/ |  |  | sales@heaton-valves.com | TAIWAN | [7 empty] | OVS
0010329683 | AT_HVALVE | WSD11-006-HV-0109A | C4B | 131242-WSD11-DR-P-6600.dgn | BALL_VALVE | WSD11 | 006 | IA | HV | 0109 | A | PER FILTER 1 DPSH ISOLATION 1 | PER FILTER 1 DPSH ISOLATION 1 | NON-HAZARDOUS | ISOLATION | WSD11-006-IA-00103A-15-SS16 | 1100 | 15 | PN16 | TBA |  |  |  | 42 | 850 | 850 | 1000 | 1500 | NO | SS316 | SS316 | BALL | HYPATITE PTFE |  | THREADED | H5V03 |  | HEATON | HEATON | https://www.heaton-valves.com/ |  |  | sales@heaton-valves.com | TAIWAN | [7 empty] | OVS
0010329682 | AT_HVALVE | WSD11-006-HV-0109B | C4B | 131242-WSD11-DR-P-6600.dgn | BALL_VALVE | WSD11 | 006 | IA | HV | 0109 | B | PER FILTER 1 DPSH ISOLATION 2 | PER FILTER 1 DPSH ISOLATION 2 | NON-HAZARDOUS | ISOLATION | WSD11-006-IA-00105A-15-SS16 | 1100 | 15 | PN16 | TBA |  |  |  | 42 | 850 | 850 | 1000 | 1500 | NO | SS316 | SS316 | BALL | HYPATITE PTFE |  | THREADED | H5V03 |  | HEATON | HEATON | https://www.heaton-valves.com/ |  |  | sales@heaton-valves.com | TAIWAN | [7 empty] | OVS
0010330304 | AT_HVALVE | WSD11-006-HV-0110A | C4B | 131242-WSD11-DR-P-6600.dgn | BALL_VALVE | WSD11 | 006 | IA | HV | 0110 | A | AIR AFTER FILTER 1 DPSH ISOLATION 1 | AIR AFTER FILTER 1 DPSH ISOLATION 1 | NON-HAZARDOUS | ISOLATION | WSD11-006-IA-00106A-15-SS16 | 1100 | 15 | PN16 | TBA |  |  |  | 42 | 850 | 850 | 1000 | 1500 | NO | SS316 | SS316 | BALL | HYPATITE PTFE |  | THREADED | H5V03 |  | HEATON | HEATON | https://www.heaton-valves.com/ |  |  | sales@heaton-valves.com | TAIWAN | [7 empty] | OVS
0010330305 | AT_HVALVE | WSD11-006-HV-0110B | C4B | 131242-WSD11-DR-P-6600.dgn | BALL_VALVE | WSD11 | 006 | IA | HV | 0110 | B | AIR AFTER FILTER 1 DPSH ISOLATION 2 | AIR AFTER FILTER 1 DPSH ISOLATION 2 | NON-HAZARDOUS | ISOLATION | WSD11-006-IA-00108A-15-SS16 | 1100 | 15 | PN16 | TBA |  |  |  | 42 | 850 | 850 | 1000 | 1500 | NO | SS316 | SS316 | BALL | HYPATITE PTFE |  | THREADED | H5V03 |  | HEATON | HEATON | https://www.heaton-valves.com/ |  |  | sales@heaton-valves.com | TAIWAN | [7 empty] | OVS
0010312544 | AT_HVALVE | WSD11-006-HV-0111 | C4B | 131242-WSD11-DR-P-6600.dgn | BALL_VALVE | WSD11 | 006 | PD | HV | 0111 |  | AIR COMPRESSOR 1 HIGH PRESSURE DRAIN | AIR COMPRESSOR 1 HIGH PRESSURE DRAIN | NON-HAZARDOUS | DRAIN | WSD11-006-PD-00101-25-SS16 | 1100 | 8 | PN16 | TBA |  |  |  | 42 | 850 | 850 | 1000 | 1500 | NC | BRASS | SS316 | BALL |  |  | THREADED |  |  | IR | IR | www.ingersollrand.com | (+65)6861 1555 |  |  | SINGAPORE | [7 empty] | IR
0010330864 | AT_HVALVE | WSD11-006-HV-0112 | C4B | 131242-WSD11-DR-P-6600.dgn | BALL_VALVE | WSD11 | 006 | PD | HV | 0112 |  | AIR COMPRESSOR 1 LOW PRESSURE DRAIN | AIR COMPRESSOR 1 LOW PRESSURE DRAIN | NON-HAZARDOUS | ISOLATION | WSD11-006-PD-00102-25-SS16 | 1100 | 8 | PN16 | TBA |  |  |  | 42 | 850 | 850 | 1000 | 1500 | NC | BRASS | SS316 | BALL |  |  | THREADED |  |  | IR | IR | www.ingersollrand.com | (+65)6861 1555 |  |  | SINGAPORE | [7 empty] | IR
0010312534 | AT_HVALVE | WSD11-006-HV-0113 | C4B | 131242-WSD11-DR-P-6600.dgn | BALL_VALVE | WSD11 | 006 | IA | HV | 0113 |  | AIR DRYER OUTLET HEADRER ISOLATION | AIR DRYER OUTLET HEADRER ISOLATION | NON-HAZARDOUS | ISOLATION | WSD11-006-IA-00208-50-SS16 | 1100 | 50 | PN16 | TBA | 16000 | 60000 | 373000 | 42 | 850 | 850 | 1000 | 1500 | NO | SS316 | SS316 | BALL | HYPATITE PTFE |  | THREADED | H5V03 |  | HEATON | HEATON | https://www.heaton-valves.com/ |  |  | sales@heaton-valves.com | TAIWAN | [7 empty] | OVS
0010312536 | AT_HVALVE | WSD11-006-HV-0114 | C4B | 131242-WSD11-DR-P-6600.dgn | BALL_VALVE | WSD11 | 006 | IA | HV | 0114 |  | AIR DRYER INLET HEADRER ISOLATION | AIR DRYER INLET HEADRER ISOLATION | NON-HAZARDOUS | ISOLATION | WSD11-006-IA-00114-80-SS16 | 1100 | 80 | PN16 | TBA | 16000 | 60000 | 350000 | 42 | 850 | 850 | 1000 | 1500 | NO | SS316 | SS316 | BALL | HYPATITE PTFE |  | FLANGED | H SERIES |  | HEATON | HEATON | https://www.heaton-valves.com/ |  |  | sales@heaton-valves.com | TAIWAN | [7 empty] | OVS
0010291625 | AT_HVALVE | WSD11-006-HV-0121 | C4B | 131242-WSD11-DR-P-6601.dgn | BALL_VALVE | WSD11 | 006 | IA | HV | 0121 |  | IA HEADER 1 | IA HEADER 1 | NON-HAZARDOUS | ISOLATION | WSD11-006-IA-00003-25-SS16 | 1100 | 50 | PN16 | TBA | 16000 | 60000 | 60000 | 42 | 850 | 850 | 1000 | 1500 | NO | SS316 | SS316 | BALL | HYPATITE PTFE |  | THREADED | H5V03 |  | HEATON | HEATON | https://www.heaton-valves.com/ |  |  | sales@heaton-valves.com | TAIWAN | [7 empty] | OVS
0010291620 | AT_HVALVE | WSD11-006-HV-0122 | C4B | 131242-WSD11-DR-P-6601.dgn | BALL_VALVE | WSD11 | 006 | IA | HV | 0122 |  | C4A IA 1 | C4A IA 1 | NON-HAZARDOUS | ISOLATION | WSD11-006-IA-00001-50-SS16 | 1100 | 50 | PN16 | TBA |  |  | 373000 | 42 | 850 | 850 | 1000 | 1500 | NO | SS316 | SS316 | BALL | HYPATITE PTFE |  | THREADED | H5V03 |  | HEATON | HEATON | https://www.heaton-valves.com/ |  |  | sales@heaton-valves.com | TAIWAN | [7 empty] | OVS
0010334476 | AT_HVALVE | WSD11-006-HV-0123 | C4B | 131242-WSD11-DR-P-6601.dgn | BALL_VALVE | WSD11 | 006 | IA | HV | 0123 |  | TRAIN 1 PRECOOLER | TRAIN 1 PRECOOLER | NON-HAZARDOUS | ISOLATION | WSD11-006-IA-00011-25-SS16 | 1100 | 25 | PN16 | TBA |  |  | 60000 | 42 | 850 | 850 | 1000 | 1500 | NO | SS316 | SS316 | BALL | HYPATITE PTFE |  | THREADED | H5V03 |  | HEATON | HEATON | https://www.heaton-valves.com/ |  |  | sales@heaton-valves.com | TAIWAN | [7 empty] | OVS
0010335600 | AT_HVALVE | WSD11-006-HV-0124 | C4B | 131242-WSD11-DR-P-6601.dgn | BALL_VALVE | WSD11 | 006 | IA | HV | 0124 |  | FUTURE THP TRAIN | FUTURE THP TRAIN | NON-HAZARDOUS | ISOLATION | WSD11-006-IA-00003-25-SS16 | 1100 | 25 | PN16 | TBA |  |  | 60000 | 42 | 850 | 850 | 1000 | 1500 | NC | SS316 | SS316 | BALL | HYPATITE PTFE |  | THREADED | H5V03 |  | HEATON | HEATON | https://www.heaton-valves.com/ |  |  | sales@heaton-valves.com | TAIWAN | [7 empty] | OVS
0010291629 | AT_HVALVE | WSD11-006-HV-0124A | C4B | 131242-WSD11-DR-P-6601.dgn | BALL_VALVE | WSD11 | 006 | IA | HV | 0124 | A | FUTURE IA 1 | FUTURE IA 1 | NON-HAZARDOUS | ISOLATION | WSD11-006-IA-00003A-25-SS16 | 1100 | 25 | PN16 | TBA |  |  |  | 42 | 850 | 850 | 1000 | 1500 | NC | SS316 | SS316 | BALL | HYPATITE PTFE |  | THREADED | H5V03 |  | HEATON | HEATON | https://www.heaton-valves.com/ |  |  | sales@heaton-valves.com | TAIWAN | [7 empty] | OVS
0010335603 | AT_HVALVE | WSD11-006-HV-0125 | C4B | 131242-WSD11-DR-P-6601.dgn | BALL_VALVE | WSD11 | 006 | IA | HV | 0125 |  | FUTURE THP TRAIN | FUTURE THP TRAIN | NON-HAZARDOUS | ISOLATION | WSD11-006-IA-00004-25-SS16 | 1100 | 25 | PN16 | TBA |  |  | 60000 | 42 | 850 | 850 | 1000 | 1500 | NC | SS316 | SS316 | BALL | HYPATITE PTFE |  | THREADED | H5V03 |  | HEATON | HEATON | https://www.heaton-valves.com/ |  |  | sales@heaton-valves.com | TAIWAN | [7 empty] | OVS
0010291612 | AT_HVALVE | WSD11-006-HV-0125A | C4B | 131242-WSD11-DR-P-6601.dgn | BALL_VALVE | WSD11 | 006 | IA | HV | 0125 | A | FUTURE IA 2 | FUTURE IA 2 | NON-HAZARDOUS | ISOLATION | WSD11-006-IA-00004A-25-SS16 | 1100 | 25 | PN16 | TBA |  |  |  | 42 | 850 | 850 | 1000 | 1500 | NC | SS316 | SS316 | BALL | HYPATITE PTFE |  | THREADED | H5V03 |  | HEATON | HEATON | https://www.heaton-valves.com/ |  |  | sales@heaton-valves.com | TAIWAN | [7 empty] | OVS
0010291637 | AT_HVALVE | WSD11-006-HV-0126 | C4B | 131242-WSD11-DR-P-6601.dgn | BALL_VALVE | WSD11 | 006 | IA | HV | 0126 |  | SSN IA INLET | SSN IA INLET | NON-HAZARDOUS | ISOLATION | WST02-006-IA-00005-50-SS16 | 1100 | 50 | PN16 | TBA |  |  | 46000 | 42 | 850 | 850 | 1000 | 1500 | NO | SS316 | SS316 | BALL | HYPATITE PTFE |  | THREADED | H5V03 |  | HEATON | HEATON | https://www.heaton-valves.com/ |  |  | sales@heaton-valves.com | TAIWAN | [7 empty] | OVS
0010312144 | AT_HVALVE | WSD11-006-HV-0127 | C4B | 131242-WSD11-DR-P-6601.dgn | BALL_VALVE | WSD11 | 006 | IA | HV | 0127 |  | STEAM SPARGER AREA IA INLET | STEAM SPARGER AREA IA INLET | NON-HAZARDOUS | ISOLATION | WSD11-006-IA-00006-25-SS16 | 1100 | 25 | PN16 | TBA |  |  | 60000 | 42 | 850 | 850 | 1000 | 1500 | NO | SS316 | SS316 | BALL | HYPATITE PTFE |  | THREADED | H5V03 |  | HEATON | HEATON | https://www.heaton-valves.com/ |  |  | sales@heaton-valves.com | TAIWAN | [7 empty] | OVS
0010312145 | AT_HVALVE | WSD11-006-HV-0128 | C4B | 131242-WSD11-DR-P-6601.dgn | BALL_VALVE | WSD11 | 006 | IA | HV | 0128 |  | THP FEED PUMP AREA IA INLET | THP FEED PUMP AREA IA INLET | NON-HAZARDOUS | ISOLATION | WSD11-006-IA-00007-25-SS16 | 1100 | 25 | PN16 | TBA |  |  | 60000 | 42 | 850 | 850 | 1000 | 1500 | NO | SS316 | SS316 | BALL | HYPATITE PTFE |  | THREADED | H5V03 |  | HEATON | HEATON | https://www.heaton-valves.com/ |  |  | sales@heaton-valves.com | TAIWAN | [7 empty] | OVS
0010329570 | AT_HVALVE | WSD11-006-HV-0129 | C4B | 131242-WSD11-DR-P-6601.dgn | BALL_VALVE | WSD11 | 006 | IA | HV | 0129 |  | IA INLET PSL 0101 | IA INLET PSL 0101 | NON-HAZARDOUS | ISOLATION | WSD11-006-IA-00006-15-SS16 | 1100 | 15 | PN16 | TBA |  |  |  | 42 | 850 | 850 | 1000 | 1500 | NO | SS316 | SS316 | BALL | HYPATITE PTFE |  | THREADED | H5V03 |  | HEATON | HEATON | https://www.heaton-valves.com/ |  |  | sales@heaton-valves.com | TAIWAN | [7 empty] | OVS
0010329573 | AT_HVALVE | WSD11-006-HV-0130 | C4B | 131242-WSD11-DR-P-6601.dgn | BALL_VALVE | WSD11 | 006 | IA | HV | 0130 |  | IA INLET PSL 0102 | IA INLET PSL 0102 | NON-HAZARDOUS | ISOLATION | WSD11-006-IA-00007X-15-SS16 | 1100 | 15 | PN16 | TBA |  |  |  | 42 | 850 | 850 | 1000 | 1500 | NO | SS316 | SS316 | BALL | HYPATITE PTFE |  | THREADED | H5V03 |  | HEATON | HEATON | https://www.heaton-valves.com/ |  |  | sales@heaton-valves.com | TAIWAN | [7 empty] | OVS
0010332958 | AT_HVALVE | WSD11-006-HV-0131 | C4B | 131242-WSD11-DR-P-6600.dgn | BALL_VALVE | WSD11 | 006 | IA | HV | 0131 |  | IA AIR SUPPLY | IA AIR SUPPLY | NON-HAZARDOUS | ISOLATION | WSD11-006-IA-00107-25-SS16 | 1100 | 25 | PN16 | TBA |  |  |  | 42 | 850 | 850 | 1000 | 1500 | NO | SS316 | SS316 | BALL | HYPATITE PTFE |  | THREADED | H5V03 |  | HEATON | HEATON | https://www.heaton-valves.com/ |  |  | sales@heaton-valves.com | TAIWAN | [7 empty] | OVS
0010334010 | AT_HVALVE | WSD11-006-HV-0132 | C4B | 131242-WSD11-DR-P-6601.dgn | BALL_VALVE | WSD11 | 006 | IA | HV | 0132 |  | IA INLET PSL 0104 | IA INLET PSL 0104 | NON-HAZARDOUS | ISOLATION | WSD11-006-IA-00011A-15-SS16 | 1100 | 15 | PN16 | TBA |  |  |  | 42 | 850 | 850 | 1000 | 1500 | NO | SS316 | SS316 | BALL | HYPATITE PTFE |  | THREADED | H5V03 |  | HEATON | HEATON | https://www.heaton-valves.com/ |  |  | sales@heaton-valves.com | TAIWAN | [7 empty] | OVS
0010333434 | AT_HVALVE | WSD11-006-HV-0133 | C4B | 131242-WSD11-DR-P-6015.dgn | BALL_VALVE | WSD11 | 006 | IA | HV | 0133 |  | ISOLATION IA FOR FLUSHING | ISOLATION IA FOR FLUSHING | NON-HAZARDOUS | ISOLATION | WSD11-006-IA-00011-25-SS16 | 1100 | 25 | PN16 | TBA |  |  |  | 42 | 850 | 850 | 1000 | 1500 | NC | SS316 | SS316 | BALL | HYPATITE PTFE |  | THREADED | H5V03 |  | HEATON | HEATON | https://www.heaton-valves.com/ |  |  | sales@heaton-valves.com | TAIWAN | [7 empty] | OVS
0010333451 | AT_HVALVE | WSD11-006-HV-0134 | C4B | 131242-WSD11-DR-P-6015.dgn | BALL_VALVE | WSD11 | 006 | IA | HV | 0134 |  | IA HEADER | IA HEADER | NON-HAZARDOUS | ISOLATION | WSD11-006-IA-00012-25-SS16 | 1100 | 25 | PN16 | TBA |  |  |  | 42 | 850 | 850 | 1000 | 1500 | NC | SS316 | SS316 | BALL | HYPATITE PTFE |  | THREADED | H5V03 |  | HEATON | HEATON | https://www.heaton-valves.com/ |  |  | sales@heaton-valves.com | TAIWAN | [7 empty] | OVS
0010333478 | AT_HVALVE | WSD11-006-HV-0135 | C4B | 131242-WSD11-DR-P-6017.dgn | BALL_VALVE | WSD11 | 006 | IA | HV | 0135 |  | ISOLATION IA FOR FLUSHING | ISOLATION IA FOR FLUSHING | NON-HAZARDOUS | ISOLATION | WSD11-006-IA-00013-25-SS16 | 1100 | 25 | PN16 | TBA |  |  |  | 42 | 850 | 850 | 1000 | 1500 | NO | SS316 | SS316 | BALL | HYPATITE PTFE |  | THREADED | H5V03 |  | HEATON | HEATON | https://www.heaton-valves.com/ |  |  | sales@heaton-valves.com | TAIWAN | [7 empty] | OVS
0010333467 | AT_HVALVE | WSD11-006-HV-0136 | C4B | 131242-WSD11-DR-P-6016.dgn | BALL_VALVE | WSD11 | 006 | IA | HV | 0136 |  | IA HEADER | IA HEADER | NON-HAZARDOUS | ISOLATION | WSD11-006-IA-00014-15-SS16 | 1100 | 25 | PN16 | TBA |  |  |  | 42 | 850 | 850 | 1000 | 1500 | NO | SS316 | SS316 | BALL | HYPATITE PTFE |  | THREADED | H5V03 |  | HEATON | HEATON | https://www.heaton-valves.com/ |  |  | sales@heaton-valves.com | TAIWAN | [7 empty] | OVS
0010333543 | AT_HVALVE | WSD11-006-HV-0137 | C4B | 131242-WSD11-DR-P-6000.dgn | BALL_VALVE | WSD11 | 006 | IA | HV | 0137 |  | ISOLATION FOR AV | ISOLATION FOR AV | NON-HAZARDOUS | ISOLATION | WSD11-006-IA-00007-25-SS16 | 1100 | 25 | PN16 | TBA |  |  |  | 42 | 850 | 850 | 1000 | 1500 | NO | SS316 | SS316 | BALL | HYPATITE PTFE |  | THREADED | H5V03 |  | HEATON | HEATON | https://www.heaton-valves.com/ |  |  | sales@heaton-valves.com | TAIWAN | [7 empty] | OVS
0010336148 | AT_HVALVE | WSD11-006-HV-0137A | C4B | 131242-WSD11-DR-P-6000.dgn | BALL_VALVE | WSD11 | 006 | IA | HV | 0137 | A | IA ISOLATION BYPASS | IA ISOLATION BYPASS | NON-HAZARDOUS | ISOLATION |  | 1100 | 25 | PN16 | TBA |  |  |  | 42 | 900 | 850 | 1000 | 1600 | NO | SS 316 | SS 316 | BALL | HYPATITE PTFE |  | THREADED | H5V03 |  | HEATON | HEATON | https://www.heaton-valves.com/ |  |  | sales@heaton-valves.com | TAIWAN | [7 empty] | OVS
0010335300 | AT_HVALVE | WSD11-006-HV-0139 | C4B | 131242-WSD11-DR-P-6070.dgn | BALL_VALVE | WSD11 | 006 | IA | HV | 0139 |  | IA ISOLATION HEADER | IA ISOLATION HEADER | NON-HAZARDOUS | ISOLATION | WSD11-006-IA-00018-25-SS16 | 1100 | 25 | PN16 | TBA |  |  |  | 42 | 850 | 850 | 1000 | 1500 | NO | SS316 | SS316 | BALL | HYPATITE PTFE |  | THREADED | H5V03 |  | HEATON | HEATON | https://www.heaton-valves.com/ |  |  | sales@heaton-valves.com | TAIWAN | [7 empty] | OVS
0010335326 | AT_HVALVE | WSD11-006-HV-0140 | C4B | 131242-WSD11-DR-P-6200.dgn | BALL_VALVE | WSD11 | 006 | IA | HV | 0140 |  | ISOLATION FOR AV | ISOLATION FOR AV | NON-HAZARDOUS | ISOLATION | WSD11-006-IA-00017-15-SS16 | 1100 | 25 | PN16 | TBA |  |  |  | 42 | 850 | 850 | 1000 | 1500 | NO | SS316 | SS316 | BALL | HYPATITE PTFE |  | THREADED | H5V03 |  | HEATON | HEATON | https://www.heaton-valves.com/ |  |  | sales@heaton-valves.com | TAIWAN | [7 empty] | OVS
0010307178 | AT_HVALVE | WSD11-006-HV-0171 | C4B | 131242-WSD11-DR-P-6012.dgn | BALL_VALVE | WSD11 | 111 | IA | HV | 0171 |  | TRAIN 1 IA HEADER INLET | TRAIN 1 IA HEADER INLET | NON-HAZARDOUS | ISOLATION | WSD11-006-IA-00018-25-SS16 | 1100 | 25 | PN16 | TBA |  |  |  | 42 | 850 | 850 | 1000 | 1500 | NO | SS316 | A182-F304 | BALL | PTFE |  | THREADED | 2006FEW |  | HAITIMA | HAITIMA | https://www.haitima.com.tw/ | +886-2-26585800 |  | haitima@haitima.com.tw | TAIWAN | [7 empty] | CAMBI
0010334938 | AT_HVALVE | WSD11-006-HV-0199 | C4B | 131242-WSD11-DR-P-6600.dgn | BALL_VALVE | WSD11 | 006 | IA | HV | 0199 |  | AIR COMPRESSOR DISCHARGE HEADER | AIR COMPRESSOR DISCHARGE HEADER | NON-HAZARDOUS | ISOLATION | WSD11-006-IA-00104-80-SS16 | 1100 | 80 | PN16 | TBA |  |  | 341000 | 42 | 850 | 850 | 1000 | 1500 | NO | SS316 | SS316 | BALL | HYPATITE PTFE |  | FLANGED | H SERIES |  | HEATON | HEATON | https://www.heaton-valves.com/ |  |  | sales@heaton-valves.com | TAIWAN | [7 empty] | OVS
0010301519 | AT_HVALVE | WSD11-006-HV-0201 | C4B | 131242-WSD11-DR-P-6600.dgn | BALL_VALVE | WSD11 | 006 | IA | HV | 0201 |  | AIR COMPRESSOR 2 DISCHARGE ISOLATION | AIR COMPRESSOR 2 DISCHARGE ISOLATION | NON-HAZARDOUS | ISOLATION | WSD11-006-IA-00201-80-SS16 | 1100 | 80 | PN16 | TBA |  |  | 570000 | 42 | 850 | 850 | 1000 | 1500 | NO | SS316 | SS316 | BALL | HYPATITE PTFE |  | FLANGED | H SERIES |  | HEATON | HEATON | https://www.heaton-valves.com/ |  |  | sales@heaton-valves.com | TAIWAN | [7 empty] | OVS
0010333856 | AT_HVALVE | WSD11-006-HV-0201A | C4B | 131242-WSD11-DR-P-6600.dgn | BALL_VALVE | WSD11 | 006 | IA | HV | 0201 | A | AIR COMPRESSOR 2 DISCHARGE BLEED | AIR COMPRESSOR 2 DISCHARGE BLEED | NON-HAZARDOUS | ISOLATION | WSD11-006-IA-00201A-15-SS16 | 1100 | 15 | PN16 | TBA |  |  |  | 42 | 850 | 850 | 1000 | 1500 | NC | SS316 | SS316 | BALL | HYPATITE PTFE |  | THREADED | H5V03 |  | HEATON | HEATON | https://www.heaton-valves.com/ |  |  | sales@heaton-valves.com | TAIWAN | [7 empty] | OVS
0010331095 | AT_HVALVE | WSD11-006-HV-0202 | C4B | 131242-WSD11-DR-P-6600.dgn | BALL_VALVE | WSD11 | 006 | IA | HV | 0202 |  | AIR RECEIVER 2 INLET ISOLATION | AIR RECEIVER 2 INLET ISOLATION | NON-HAZARDOUS | ISOLATION | WSD11-006-IA-00201-80-SS16 | 1100 | 80 | PN16 | TBA | 16000 | 60000 | 570000 | 42 | 850 | 850 | 1000 | 1500 | NO | SS316 | SS316 | BALL | HYPATITE PTFE |  | FLANGED | H SERIES |  | HEATON | HEATON | https://www.heaton-valves.com/ |  |  | sales@heaton-valves.com | TAIWAN | [7 empty] | OVS
0010301314 | AT_HVALVE | WSD11-006-HV-0203 | C4B | 131242-WSD11-DR-P-6600.dgn | BALL_VALVE | WSD11 | 006 | IA | HV | 0203 |  | AIR RECEIVER 2 PIT | AIR RECEIVER 2 PIT | NON-HAZARDOUS | ISOLATION | WSD11-006-IA-00202A-10-SS16 | 1100 | 25 | PN16 | TBA |  |  |  | 42 | 850 | 850 | 1000 | 1500 | NO | SS316 | SS316 | BALL | HYPATITE PTFE |  | THREADED | H5V03 |  | HEATON | HEATON | https://www.heaton-valves.com/ |  |  | sales@heaton-valves.com | TAIWAN | [7 empty] | OVS
0010301364 | AT_HVALVE | WSD11-006-HV-0204 | C4B | 131242-WSD11-DR-P-6600.dgn | BALL_VALVE | WSD11 | 006 | IA | HV | 0204 |  | AIR RECEIVER 2 PI | AIR RECEIVER 2 PI | NON-HAZARDOUS | ISOLATION | WSD11-006-IA-00202C-10-SS16 | 1100 | 10 | PN16 | TBA |  |  |  | 42 | 850 | 850 | 1000 | 1500 | NO | SS316 | SS316 | BALL | HYPATITE PTFE |  | THREADED | H5V03 |  | HEATON | HEATON | https://www.heaton-valves.com/ |  |  | sales@heaton-valves.com | TAIWAN | [7 empty] | OVS
0010301342 | AT_HVALVE | WSD11-006-HV-0205 | C4B | 131242-WSD11-DR-P-6600.dgn | BALL_VALVE | WSD11 | 006 | PD | HV | 0205 |  | AIR RECEIVER 2 DRAIN ISOLATION 1 | AIR RECEIVER 2 DRAIN ISOLATION 1 | NON-HAZARDOUS | DRAIN | WSD11-006-PD-00203-15-SS16 | 1100 | 15 | PN16 | TBA |  |  |  | 42 | 850 | 850 | 1000 | 1500 | NO | SS316 | SS316 | BALL | HYPATITE PTFE |  | THREADED | H5V03 |  | HEATON | HEATON | https://www.heaton-valves.com/ |  |  | sales@heaton-valves.com | TAIWAN | [7 empty] | OVS
0010301301 | AT_HVALVE | WSD11-006-HV-0206 | C4B | 131242-WSD11-DR-P-6600.dgn | BALL_VALVE | WSD11 | 006 | PD | HV | 0206 |  | AIR RECEIVER 2 DRAIN ISOLATION 2 | AIR RECEIVER 2 DRAIN ISOLATION 2 | NON-HAZARDOUS | DRAIN | WSD11-006-PD-00204-20-SS16 | 1100 | 20 | PN16 | TBA |  |  |  | 42 | 850 | 850 | 1000 | 1500 | NC | SS316 | SS316 | BALL | HYPATITE PTFE |  | THREADED | H5V03 |  | HEATON | HEATON | https://www.heaton-valves.com/ |  |  | sales@heaton-valves.com | TAIWAN | [7 empty] | OVS
0010331093 | AT_HVALVE | WSD11-006-HV-0207 | C4B | 131242-WSD11-DR-P-6600.dgn | BALL_VALVE | WSD11 | 006 | IA | HV | 0207 |  | AIR RECEIVER 2 DISCHARGE ISOLATION | AIR RECEIVER 2 DISCHARGE ISOLATION | NON-HAZARDOUS | ISOLATION | WSD11-006-IA-00203-80-SS16 | 1100 | 80 | PN16 | TBA | 16000 | 60000 | 350000 | 42 | 850 | 850 | 1000 | 1500 | NO | SS316 | SS316 | BALL | HYPATITE PTFE |  | FLANGED | H SERIES |  | HEATON | HEATON | https://www.heaton-valves.com/ |  |  | sales@heaton-valves.com | TAIWAN | [7 empty] | OVS
0010309842 | AT_HVALVE | WSD11-006-HV-0208 | C4B | 131242-WSD11-DR-P-6600.dgn | BALL_VALVE | WSD11 | 006 | IA | HV | 0208 |  | PRE-FILTER 2 INLET | PRE-FILTER 2 INLET | NON-HAZARDOUS | ISOLATION | WSD11-006-IA-00203-80-SS16 | 1100 | 50 | PN16 | TBA |  |  | 570000 | 42 | 850 | 850 | 1000 | 1500 | NO | SS316 | SS316 | BALL | HYPATITE PTFE |  | THREADED | H5V03 |  | HEATON | HEATON | https://www.heaton-valves.com/ |  |  | sales@heaton-valves.com | TAIWAN | [7 empty] | OVS
0010329600 | AT_HVALVE | WSD11-006-HV-0209A | C4B | 131242-WSD11-DR-P-6600.dgn | BALL_VALVE | WSD11 | 006 | IA | HV | 0209 | A | PER FILTER 2 DPSH ISOLATION 1 | PER FILTER 2 DPSH ISOLATION 1 | NON-HAZARDOUS | ISOLATION | WSD11-006-IA-00203A-15-SS16 | 1100 | 15 | PN16 | TBA |  |  |  | 42 | 850 | 850 | 1000 | 1500 | NO | SS316 | SS316 | BALL | HYPATITE PTFE |  | FLANGED | H SERIES |  | HEATON | HEATON | https://www.heaton-valves.com/ |  |  | sales@heaton-valves.com | TAIWAN | [7 empty] | OVS
0010329599 | AT_HVALVE | WSD11-006-HV-0209B | C4B | 131242-WSD11-DR-P-6600.dgn | BALL_VALVE | WSD11 | 006 | IA | HV | 0209 | B | PER FILTER 2 DPSH ISOLATION 2 | PER FILTER 2 DPSH ISOLATION 2 | NON-HAZARDOUS | ISOLATION | WSD11-006-IA-00205A-15-SS16 | 1100 | 15 | PN16 | TBA |  |  |  | 42 | 850 | 850 | 1000 | 1500 | NO | SS316 | SS316 | BALL | HYPATITE PTFE |  | THREADED | H5V03 |  | HEATON | HEATON | https://www.heaton-valves.com/ |  |  | sales@heaton-valves.com | TAIWAN | [7 empty] | OVS
0010330285 | AT_HVALVE | WSD11-006-HV-0210A | C4B | 131242-WSD11-DR-P-6600.dgn | BALL_VALVE | WSD11 | 006 | IA | HV | 0210 | A | AIR AFTER FILTER 2 DPSH ISOLATION 1 | AIR AFTER FILTER 2 DPSH ISOLATION 1 | NON-HAZARDOUS | ISOLATION | WSD11-006-IA-00206A-15-SS16 | 1100 | 15 | PN16 | TBA |  |  |  | 42 | 850 | 850 | 1000 | 1500 | NO | SS316 | SS316 | BALL | HYPATITE PTFE |  | THREADED | H5V03 |  | HEATON | HEATON | https://www.heaton-valves.com/ |  |  | sales@heaton-valves.com | TAIWAN | [7 empty] | OVS
0010330299 | AT_HVALVE | WSD11-006-HV-0210B | C4B | 131242-WSD11-DR-P-6600.dgn | BALL_VALVE | WSD11 | 006 | IA | HV | 0210 | B | AIR AFTER FILTER 2 DPSH ISOLATION 2 | AIR AFTER FILTER 2 DPSH ISOLATION 2 | NON-HAZARDOUS | ISOLATION | WSD11-006-IA-00208A-15-SS16 | 1100 | 15 | PN16 | TBA |  |  |  | 42 | 850 | 850 | 1000 | 1500 | NO | SS316 | SS316 | BALL | HYPATITE PTFE |  | THREADED | H5V03 |  | HEATON | HEATON | https://www.heaton-valves.com/ |  |  | sales@heaton-valves.com | TAIWAN | [7 empty] | OVS
0010312557 | AT_HVALVE | WSD11-006-HV-0211 | C4B | 131242-WSD11-DR-P-6600.dgn | BALL_VALVE | WSD11 | 006 | PD | HV | 0211 |  | AIR COMPRESSOR 2 HIGH PRESSURE DRAIN | AIR COMPRESSOR 2 HIGH PRESSURE DRAIN | NON-HAZARDOUS | DRAIN | WSD11-006-PD-00201-25-SS16 | 1100 | 8 | PN16 | TBA |  |  |  | 42 | 850 | 850 | 1000 | 1500 | NC | BRASS | SS316 | BALL |  |  | THREADED |  |  | IR | IR | www.ingersollrand.com | (+65)6861 1555 |  |  | SINGAPORE | [7 empty] | IR
0010312560 | AT_HVALVE | WSD11-006-HV-0212 | C4B | 131242-WSD11-DR-P-6600.dgn | BALL_VALVE | WSD11 | 006 | PD | HV | 0212 |  | AIR COMPRESSOR 2 LOW PRESSURE DRAIN | AIR COMPRESSOR 2 LOW PRESSURE DRAIN | NON-HAZARDOUS | DRAIN | WSD11-006-PD-00202-25-SS16 | 1100 | 8 | PN16 | TBA |  |  |  | 42 | 850 | 850 | 1000 | 1500 | NC | BRASS | SS316 | BALL |  |  | THREADED |  |  | IR | IR | www.ingersollrand.com | (+65)6861 1555 |  |  | SINGAPORE | [7 empty] | IR
0010291631 | AT_HVALVE | WSD11-006-HV-0221 | C4B | 131242-WSD11-DR-P-6601.dgn | BALL_VALVE | WSD11 | 006 | IA | HV | 0221 |  | IA HEADER 2 | IA HEADER 2 | NON-HAZARDOUS | ISOLATION | WSD11-006-IA-00208-50-SS16 | 1100 | 50 | PN16 | TBA | 16000 | 60000 | 341000 | 42 | 900 | 850 | 1000 | 1500 | NO | SS 316 | SS 316 | BALL | PTFE |  | THREADED | H5V03 |  | HEATON | HEATON | https://www.heaton-valves.com/ |  |  | sales@heaton-valves.com | TAIWAN | [7 empty] | OVS
0010291618 | AT_HVALVE | WSD11-006-HV-0222 | C4B | 131242-WSD11-DR-P-6601.dgn | BALL_VALVE | WSD11 | 006 | IA | HV | 0222 |  | C4A IA 2 | C4A IA 2 | NON-HAZARDOUS | ISOLATION | WSD11-006-IA-00002-50-SS16 | 1100 | 50 | PN16 | TBA |  |  | 373000 | 42 | 850 | 850 | 1000 | 1500 | NO | SS316 | SS316 | BALL | HYPATITE PTFE |  | THREADED | H5V03 |  | HEATON | HEATON | https://www.heaton-valves.com/ |  |  | sales@heaton-valves.com | TAIWAN | [7 empty] | OVS
0010332959 | AT_HVALVE | WSD11-006-HV-0231 | C4B | 131242-WSD11-DR-P-6600.dgn | BALL_VALVE | WSD11 | 006 | IA | HV | 0231 |  | IA AIR SUPPLY | IA AIR SUPPLY | NON-HAZARDOUS | ISOLATION | WSD11-006-IA-00207-25-SS16 | 1100 | 25 | PN16 | TBA |  |  |  | 42 | 850 | 850 | 1000 | 1500 | NO | SS316 | SS316 | BALL | HYPATITE PTFE |  | THREADED | H5V03 |  | HEATON | HEATON | https://www.heaton-valves.com/ |  |  | sales@heaton-valves.com | TAIWAN | [7 empty] | OVS
0010333663 | AT_HVALVE | WSD11-006-HV-0233 | C4B | 131242-WSD11-DR-P-6033.dgn | BALL_VALVE | WSD11 | 006 | IA | HV | 0233 |  | ISOLATION IA FOR FLUSHING | ISOLATION IA FOR FLUSHING | NON-HAZARDOUS | ISOLATION | WSD11-006-IA-00006-25-SS16 | 1100 | 15 | PN16 | TBA |  |  |  | 42 | 850 | 850 | 1000 | 1500 | NC | SS316 | SS316 | BALL | HYPATITE PTFE |  | THREADED | H5V03 |  | HEATON | HEATON | https://www.heaton-valves.com/ |  |  | sales@heaton-valves.com | TAIWAN | [7 empty] | OVS
0010333664 | AT_HVALVE | WSD11-006-HV-0234 | C4B | 131242-WSD11-DR-P-6033.dgn | BALL_VALVE | WSD11 | 006 | IA | HV | 0234 |  | IA HEADER | IA HEADER | NON-HAZARDOUS | ISOLATION | WSD11-006-IA-00008-25-SS16 | 1100 | 25 | PN16 | TBA |  |  |  | 42 | 850 | 850 | 1000 | 1500 | NC | SS316 | SS316 | BALL | HYPATITE PTFE |  | THREADED | H5V03 |  | HEATON | HEATON | https://www.heaton-valves.com/ |  |  | sales@heaton-valves.com | TAIWAN | [7 empty] | OVS
0010333881 | AT_HVALVE | WSD11-006-HV-0235 | C4B | 131242-WSD11-DR-P-6034.dgn | BALL_VALVE | WSD11 | 006 | IA | HV | 0235 |  | IA HEADER | IA HEADER | NON-HAZARDOUS | ISOLATION | WSD11-006-IA-00009-15-SS16 | 1100 | 25 | PN16 | TBA |  |  |  | 42 | 850 | 850 | 1000 | 1500 | NO | SS316 | SS316 | BALL | HYPATITE PTFE |  | THREADED | H5V03 |  | HEATON | HEATON | https://www.heaton-valves.com/ |  |  | sales@heaton-valves.com | TAIWAN | [7 empty] | OVS
0010335382 | AT_HVALVE | WSD11-006-HV-0236 | C4B | 131242-WSD11-DR-P-6050.dgn | BALL_VALVE | WSD11 | 006 | IA | HV | 0236 |  | IA HEADER ISOLAIION | IA HEADER ISOLAIION | NON-HAZARDOUS | ISOLATION | WSD11-006-IA-00016-25-SS16 | 1100 | 25 | PN16 | TBA |  |  |  | 42 | 850 | 850 | 1000 | 1500 | NO | SS316 | SS316 | BALL | HYPATITE PTFE |  | THREADED | H5V03 |  | HEATON | HEATON | https://www.heaton-valves.com/ |  |  | sales@heaton-valves.com | TAIWAN | [7 empty] | OVS
0010335273 | AT_HVALVE | WSD11-006-HV-0237 | C4B | 131242-WSD11-DR-P-6063.dgn | BALL_VALVE | WSD11 | 006 | IA | HV | 0237 |  | ISOLATION FOR AV | ISOLATION FOR AV | NON-HAZARDOUS | ISOLATION | WSD11-006-IA-00015-25-SS16 | 1100 | 25 | PN16 | TBA |  |  |  | 42 | 850 | 850 | 1000 | 1500 | NO | SS316 | SS316 | BALL | HYPATITE PTFE |  | THREADED | H5V03 |  | HEATON | HEATON | https://www.heaton-valves.com/ |  |  | sales@heaton-valves.com | TAIWAN | [7 empty] | OVS
0010333647 | AT_HVALVE | WSD11-006-HV-0296 | C4B | 131242-WSD11-DR-P-6028.dgn | BALL_VALVE | WSD11 | 111 | IA | HV | 0296 |  | ISOLATION IA FOR FLUSHING | ISOLATION IA FOR FLUSHING | NON-HAZARDOUS | ISOLATION | WSD11-006-IA-00215-15-SS16 | 1100 | 15 | PN16 | TBA |  |  |  | 42 | 850 | 850 | 1000 | 1500 | NO | SS316 | SS316 | BALL | HYPATITE PTFE |  | THREADED | H5V03 |  | HEATON | HEATON | https://www.heaton-valves.com/ |  |  | sales@heaton-valves.com | TAIWAN | [7 empty] | OVS
0010335101 | AT_HVALVE | WSD11-006-HV-0701 | C4B | 131242-WSD11-DR-P-6000.dgn | BALL_VALVE | WSD11 | 006 | IA | HV | 0701 |  | ISOLATION FOR AV | ISOLATION FOR AV | NON-HAZARDOUS | ISOLATION | WSD11-006-IA-00007A-15-SS16 | 1100 | 15 | PN16 | TBA |  |  |  | 42 | 850 | 850 | 1000 | 1500 | NO | SS316 | SS316 | BALL | HYPATITE PTFE |  | THREADED | H5V03 |  | HEATON | HEATON | https://www.heaton-valves.com/ |  |  | sales@heaton-valves.com | TAIWAN | [7 empty] | OVS
0010335100 | AT_HVALVE | WSD11-006-HV-0702 | C4B | 131242-WSD11-DR-P-6000.dgn | BALL_VALVE | WSD11 | 006 | IA | HV | 0702 |  | ISOLATION FOR AV | ISOLATION FOR AV | NON-HAZARDOUS | ISOLATION | WSD11-006-IA-00007F-15-SS16 | 1100 | 15 | PN16 | TBA |  |  |  | 42 | 850 | 850 | 1000 | 1500 | NO | SS316 | SS316 | BALL | HYPATITE PTFE |  | THREADED | H5V03 |  | HEATON | HEATON | https://www.heaton-valves.com/ |  |  | sales@heaton-valves.com | TAIWAN | [7 empty] | OVS
0010335102 | AT_HVALVE | WSD11-006-HV-0703 | C4B | 131242-WSD11-DR-P-6000.dgn | BALL_VALVE | WSD11 | 006 | IA | HV | 0703 |  | ISOLATION FOR AV | ISOLATION FOR AV | NON-HAZARDOUS | ISOLATION | WSD11-006-IA-00007-15-SS16 | 1100 | 15 | PN16 | TBA |  |  |  | 42 | 850 | 850 | 1000 | 1500 | NO | SS316 | SS316 | BALL | HYPATITE PTFE |  | THREADED | H5V03 |  | HEATON | HEATON | https://www.heaton-valves.com/ |  |  | sales@heaton-valves.com | TAIWAN | [7 empty] | OVS
0010335103 | AT_HVALVE | WSD11-006-HV-0704 | C4B | 131242-WSD11-DR-P-6000.dgn | BALL_VALVE | WSD11 | 006 | IA | HV | 0704 |  | ISOLATION FOR AV | ISOLATION FOR AV | NON-HAZARDOUS | ISOLATION | WSD11-006-IA-00007-15-SS16 | 1100 | 15 | PN16 | TBA |  |  |  | 42 | 850 | 850 | 1000 | 1500 | NO | SS316 | SS316 | BALL | HYPATITE PTFE |  | THREADED | H5V03 |  | HEATON | HEATON | https://www.heaton-valves.com/ |  |  | sales@heaton-valves.com | TAIWAN | [7 empty] | OVS
0010335104 | AT_HVALVE | WSD11-006-HV-0705 | C4B | 131242-WSD11-DR-P-6000.dgn | BALL_VALVE | WSD11 | 006 | IA | HV | 0705 |  | ISOLATION FOR AV | ISOLATION FOR AV | NON-HAZARDOUS | ISOLATION | WSD11-006-IA-00007C-15-SS16 | 1100 | 15 | PN16 | TBA |  |  |  | 42 | 850 | 850 | 1000 | 1500 | NO | SS316 | SS316 | BALL | HYPATITE PTFE |  | THREADED | H5V03 |  | HEATON | HEATON | https://www.heaton-valves.com/ |  |  | sales@heaton-valves.com | TAIWAN | [7 empty] | OVS
0010335105 | AT_HVALVE | WSD11-006-HV-0706 | C4B | 131242-WSD11-DR-P-6000.dgn | BALL_VALVE | WSD11 | 006 | IA | HV | 0706 |  | ISOLATION FOR AV | ISOLATION FOR AV | NON-HAZARDOUS | ISOLATION | WSD11-006-IA-00007H-15-SS16 | 1100 | 15 | PN16 | TBA |  |  |  | 42 | 850 | 850 | 1000 | 1500 | NO | SS316 | SS316 | BALL | HYPATITE PTFE |  | THREADED | H5V03 |  | HEATON | HEATON | https://www.heaton-valves.com/ |  |  | sales@heaton-valves.com | TAIWAN | [7 empty] | OVS
0010335106 | AT_HVALVE | WSD11-006-HV-0707 | C4B | 131242-WSD11-DR-P-6000.dgn | BALL_VALVE | WSD11 | 006 | IA | HV | 0707 |  | ISOLATION FOR AV | ISOLATION FOR AV | NON-HAZARDOUS | ISOLATION | WSD11-006-IA-00007D-15-SS16 | 1100 | 15 | PN16 | TBA |  |  |  | 42 | 850 | 850 | 1000 | 1500 | NO | SS316 | SS316 | BALL | HYPATITE PTFE |  | THREADED | H5V03 |  | HEATON | HEATON | https://www.heaton-valves.com/ |  |  | sales@heaton-valves.com | TAIWAN | [7 empty] | OVS
0010335107 | AT_HVALVE | WSD11-006-HV-0708 | C4B | 131242-WSD11-DR-P-6000.dgn | BALL_VALVE | WSD11 | 006 | IA | HV | 0708 |  | ISOLATION FOR AV | ISOLATION FOR AV | NON-HAZARDOUS | ISOLATION | WSD11-006-IA-00007I-15-SS16 | 1100 | 15 | PN16 | TBA |  |  |  | 42 | 850 | 850 | 1000 | 1500 | NO | SS316 | SS316 | BALL | HYPATITE PTFE |  | THREADED | H5V03 |  | HEATON | HEATON | https://www.heaton-valves.com/ |  |  | sales@heaton-valves.com | TAIWAN | [7 empty] | OVS
0010335108 | AT_HVALVE | WSD11-006-HV-0709 | C4B | 131242-WSD11-DR-P-6000.dgn | BALL_VALVE | WSD11 | 006 | IA | HV | 0709 |  | ISOLATION FOR AV | ISOLATION FOR AV | NON-HAZARDOUS | ISOLATION | WSD11-006-IA-00007E-15-SS16 | 1100 | 15 | PN16 | TBA |  |  |  | 42 | 850 | 850 | 1000 | 1500 | NO | SS316 | SS316 | BALL | HYPATITE PTFE |  | THREADED | H5V03 |  | HEATON | HEATON | https://www.heaton-valves.com/ |  |  | sales@heaton-valves.com | TAIWAN | [7 empty] | OVS
0010335109 | AT_HVALVE | WSD11-006-HV-0710 | C4B | 131242-WSD11-DR-P-6000.dgn | BALL_VALVE | WSD11 | 006 | IA | HV | 0710 |  | ISOLATION FOR AV | ISOLATION FOR AV | NON-HAZARDOUS | ISOLATION | WSD11-006-IA-00007J-15-SS16 | 1100 | 15 | PN16 | TBA |  |  |  | 42 | 850 | 850 | 1000 | 1500 | NO | SS316 | SS316 | BALL | HYPATITE PTFE |  | THREADED | H5V03 |  | HEATON | HEATON | https://www.heaton-valves.com/ |  |  | sales@heaton-valves.com | TAIWAN | [7 empty] | OVS
0010335442 | AT_HVALVE | WSD11-006-HV-0711 | C4B | 131242-WSD11-DR-P-6015.dgn | BALL_VALVE | WSD11 | 006 | IA | HV | 0711 |  | ISOLATION FOR AV | ISOLATION FOR AV | NON-HAZARDOUS | ISOLATION | WSD11-006-IA-00011B-15-SS16 | 1100 | 15 | PN16 | TBA |  |  |  | 42 | 850 | 850 | 1000 | 1500 | NC | SS316 | SS316 | BALL | HYPATITE PTFE |  | THREADED | H5V03 |  | HEATON | HEATON | https://www.heaton-valves.com/ |  |  | sales@heaton-valves.com | TAIWAN | [7 empty] | OVS
0010335437 | AT_HVALVE | WSD11-006-HV-0712 | C4B | 131242-WSD11-DR-P-6015.dgn | BALL_VALVE | WSD11 | 006 | IA | HV | 0712 |  | ISOLATION FOR AV | ISOLATION FOR AV | NON-HAZARDOUS | ISOLATION | WSD11-006-IA-00011E-15-SS16 | 1100 | 15 | PN16 | TBA |  |  |  | 42 | 850 | 850 | 1000 | 1500 | NC | SS316 | SS316 | BALL | HYPATITE PTFE |  | THREADED | H5V03 |  | HEATON | HEATON | https://www.heaton-valves.com/ |  |  | sales@heaton-valves.com | TAIWAN | [7 empty] | OVS
0010335440 | AT_HVALVE | WSD11-006-HV-0713 | C4B | 131242-WSD11-DR-P-6015.dgn | BALL_VALVE | WSD11 | 006 | IA | HV | 0713 |  | ISOLATION FOR AV | ISOLATION FOR AV | NON-HAZARDOUS | ISOLATION | WSD11-006-IA-00011C-15-SS16 | 1100 | 15 | PN16 | TBA |  |  |  | 42 | 850 | 850 | 1000 | 1500 | NC | SS316 | SS316 | BALL | HYPATITE PTFE |  | THREADED | H5V03 |  | HEATON | HEATON | https://www.heaton-valves.com/ |  |  | sales@heaton-valves.com | TAIWAN | [7 empty] | OVS
0010335433 | AT_HVALVE | WSD11-006-HV-0715 | C4B | 131242-WSD11-DR-P-6015.dgn | BALL_VALVE | WSD11 | 006 | IA | HV | 0715 |  | ISOLATION FOR AV | ISOLATION FOR AV | NON-HAZARDOUS | ISOLATION | WSD11-006-IA-00014F-15-SS16 | 1100 | 15 | PN16 | TBA |  |  |  | 42 | 850 | 850 | 1000 | 1500 | NC | SS316 | SS316 | BALL | HYPATITE PTFE |  | THREADED | H5V03 |  | HEATON | HEATON | https://www.heaton-valves.com/ |  |  | sales@heaton-valves.com | TAIWAN | [7 empty] | OVS
0010335433 | AT_HVALVE | WSD11-006-HV-0715 | C4B | 131242-WSD11-DR-P-6016.dgn | BALL_VALVE | WSD11 | 006 | IA | HV | 0715 |  | ISOLATION FOR AV | ISOLATION FOR AV | NON-HAZARDOUS | ISOLATION | WSD11-006-IA-00014F-15-SS16 | 1100 | 15 | PN16 | TBA |  |  |  | 42 | 850 | 850 | 1000 | 1500 | NC | SS316 | SS316 | BALL | HYPATITE PTFE |  | THREADED | H5V03 |  | HEATON | HEATON | https://www.heaton-valves.com/ |  |  | sales@heaton-valves.com | TAIWAN | [7 empty] | OVS
0010335436 | AT_HVALVE | WSD11-006-HV-0716 | C4B | 131242-WSD11-DR-P-6015.dgn | BALL_VALVE | WSD11 | 006 | IA | HV | 0716 |  | ISOLATION FOR AV | ISOLATION FOR AV | NON-HAZARDOUS | ISOLATION | WSD11-006-IA-00011G-15-SS16 | 1100 | 15 | PN16 | TBA |  |  |  | 42 | 850 | 850 | 1000 | 1500 | NC | SS316 | SS316 | BALL | HYPATITE PTFE |  | THREADED | H5V03 |  | HEATON | HEATON | https://www.heaton-valves.com/ |  |  | sales@heaton-valves.com | TAIWAN | [7 empty] | OVS
0010335140 | AT_HVALVE | WSD11-006-HV-0717 | C4B | 131242-WSD11-DR-P-6016.dgn | BALL_VALVE | WSD11 | 006 | IA | HV | 0717 |  | ISOLATION FOR AV | ISOLATION FOR AV | NON-HAZARDOUS | ISOLATION | WSD11-006-IA-00014A-15-SS16 | 1100 | 15 | PN16 | TBA |  |  |  | 42 | 850 | 850 | 1000 | 1500 | NO | SS316 | SS316 | BALL | HYPATITE PTFE |  | THREADED | H5V03 |  | HEATON | HEATON | https://www.heaton-valves.com/ |  |  | sales@heaton-valves.com | TAIWAN | [7 empty] | OVS
0010335142 | AT_HVALVE | WSD11-006-HV-0719 | C4B | 131242-WSD11-DR-P-6016.dgn | BALL_VALVE | WSD11 | 006 | IA | HV | 0719 |  | ISOLATION FOR AV | ISOLATION FOR AV | NON-HAZARDOUS | ISOLATION | WSD11-006-IA-00014B-15-SS16 | 1100 | 15 | PN16 | TBA |  |  |  | 42 | 850 | 850 | 1000 | 1500 | NO | SS316 | SS316 | BALL | HYPATITE PTFE |  | THREADED | H5V03 |  | HEATON | HEATON | https://www.heaton-valves.com/ |  |  | sales@heaton-valves.com | TAIWAN | [7 empty] | OVS
0010335143 | AT_HVALVE | WSD11-006-HV-0720 | C4B | 131242-WSD11-DR-P-6016.dgn | BALL_VALVE | WSD11 | 006 | IA | HV | 0720 |  | ISOLATION FOR AV | ISOLATION FOR AV | NON-HAZARDOUS | ISOLATION | WSD11-006-IA-00014G-15-SS16 | 1100 | 15 | PN16 | TBA |  |  |  | 42 | 850 | 850 | 1000 | 1500 | NO | SS316 | SS316 | BALL | HYPATITE PTFE |  | THREADED | H5V03 |  | HEATON | HEATON | https://www.heaton-valves.com/ |  |  | sales@heaton-valves.com | TAIWAN | [7 empty] | OVS
0010335144 | AT_HVALVE | WSD11-006-HV-0721 | C4B | 131242-WSD11-DR-P-6016.dgn | BALL_VALVE | WSD11 | 006 | IA | HV | 0721 |  | ISOLATION FOR AV | ISOLATION FOR AV | NON-HAZARDOUS | ISOLATION | WSD11-006-IA-00014C-15-SS16 | 1100 | 15 | PN16 | TBA |  |  |  | 42 | 850 | 850 | 1000 | 1500 | NO | SS316 | SS316 | BALL | HYPATITE PTFE |  | THREADED | H5V03 |  | HEATON | HEATON | https://www.heaton-valves.com/ |  |  | sales@heaton-valves.com | TAIWAN | [7 empty] | OVS
0010335145 | AT_HVALVE | WSD11-006-HV-0722 | C4B | 131242-WSD11-DR-P-6016.dgn | BALL_VALVE | WSD11 | 006 | IA | HV | 0722 |  | ISOLATION FOR AV | ISOLATION FOR AV | NON-HAZARDOUS | ISOLATION | WSD11-006-IA-00014H-15-SS16 | 1100 | 15 | PN16 | TBA |  |  |  | 42 | 850 | 850 | 1000 | 1500 | NO | SS316 | SS316 | BALL | HYPATITE PTFE |  | THREADED | H5V03 |  | HEATON | HEATON | https://www.heaton-valves.com/ |  |  | sales@heaton-valves.com | TAIWAN | [7 empty] | OVS
0010335146 | AT_HVALVE | WSD11-006-HV-0723 | C4B | 131242-WSD11-DR-P-6016.dgn | BALL_VALVE | WSD11 | 006 | IA | HV | 0723 |  | ISOLATION FOR AV | ISOLATION FOR AV | NON-HAZARDOUS | ISOLATION | WSD11-006-IA-00014D-15-SS16 | 1100 | 15 | PN16 | TBA |  |  |  | 42 | 850 | 850 | 1000 | 1500 | NO | SS316 | SS316 | BALL | HYPATITE PTFE |  | THREADED | H5V03 |  | HEATON | HEATON | https://www.heaton-valves.com/ |  |  | sales@heaton-valves.com | TAIWAN | [7 empty] | OVS
0010335147 | AT_HVALVE | WSD11-006-HV-0724 | C4B | 131242-WSD11-DR-P-6016.dgn | BALL_VALVE | WSD11 | 006 | IA | HV | 0724 |  | ISOLATION FOR AV | ISOLATION FOR AV | NON-HAZARDOUS | ISOLATION | WSD11-006-IA-00014I-15-SS16 | 1100 | 15 | PN16 | TBA |  |  |  | 42 | 850 | 850 | 1000 | 1500 | NO | SS316 | SS316 | BALL | HYPATITE PTFE |  | THREADED | H5V03 |  | HEATON | HEATON | https://www.heaton-valves.com/ |  |  | sales@heaton-valves.com | TAIWAN | [7 empty] | OVS
0010335148 | AT_HVALVE | WSD11-006-HV-0725 | C4B | 131242-WSD11-DR-P-6016.dgn | BALL_VALVE | WSD11 | 006 | IA | HV | 0725 |  | ISOLATION FOR AV | ISOLATION FOR AV | NON-HAZARDOUS | ISOLATION | WSD11-006-IA-00014-15-SS16 | 1100 | 15 | PN16 | TBA |  |  |  | 42 | 850 | 850 | 1000 | 1500 | NO | SS316 | SS316 | BALL | HYPATITE PTFE |  | THREADED | H5V03 |  | HEATON | HEATON | https://www.heaton-valves.com/ |  |  | sales@heaton-valves.com | TAIWAN | [7 empty] | OVS
0010335149 | AT_HVALVE | WSD11-006-HV-0726 | C4B | 131242-WSD11-DR-P-6016.dgn | BALL_VALVE | WSD11 | 006 | IA | HV | 0726 |  | ISOLATION FOR AV | ISOLATION FOR AV | NON-HAZARDOUS | ISOLATION | WSD11-006-IA-00014J-15-SS16 | 1100 | 15 | PN16 | TBA |  |  |  | 42 | 850 | 850 | 1000 | 1500 | NO | SS316 | SS316 | BALL | HYPATITE PTFE |  | THREADED | H5V03 |  | HEATON | HEATON | https://www.heaton-valves.com/ |  |  | sales@heaton-valves.com | TAIWAN | [7 empty] | OVS
0010335179 | AT_HVALVE | WSD11-006-HV-0727 | C4B | 131242-WSD11-DR-P-6017.dgn | BALL_VALVE | WSD11 | 006 | IA | HV | 0727 |  | ISOLATION FOR AV | ISOLATION FOR AV | NON-HAZARDOUS | ISOLATION | WSD11-006-IA-00019A-15-SS16 | 1100 | 15 | PN16 | TBA |  |  |  | 42 | 850 | 850 | 1000 | 1500 | NO | SS316 | SS316 | BALL | HYPATITE PTFE |  | THREADED | H5V03 |  | HEATON | HEATON | https://www.heaton-valves.com/ |  |  | sales@heaton-valves.com | TAIWAN | [7 empty] | OVS
0010335177 | AT_HVALVE | WSD11-006-HV-0728 | C4B | 131242-WSD11-DR-P-6017.dgn | BALL_VALVE | WSD11 | 006 | IA | HV | 0728 |  | ISOLATION FOR AV | ISOLATION FOR AV | NON-HAZARDOUS | ISOLATION | WSD11-006-IA-00019D-15-SS16 | 1100 | 15 | PN16 | TBA |  |  |  | 42 | 850 | 850 | 1000 | 1500 | NO | SS316 | SS316 | BALL | HYPATITE PTFE |  | THREADED | H5V03 |  | HEATON | HEATON | https://www.heaton-valves.com/ |  |  | sales@heaton-valves.com | TAIWAN | [7 empty] | OVS
0010335187 | AT_HVALVE | WSD11-006-HV-0729 | C4B | 131242-WSD11-DR-P-6017.dgn | BALL_VALVE | WSD11 | 006 | IA | HV | 0729 |  | ISOLATION FOR AV | ISOLATION FOR AV | NON-HAZARDOUS | ISOLATION | WSD11-006-IA-00019B-15-SS16 | 1100 | 15 | PN16 | TBA |  |  |  | 42 | 850 | 850 | 1000 | 1500 | NO | SS316 | SS316 | BALL | HYPATITE PTFE |  | THREADED | H5V03 |  | HEATON | HEATON | https://www.heaton-valves.com/ |  |  | sales@heaton-valves.com | TAIWAN | [7 empty] | OVS
0010335185 | AT_HVALVE | WSD11-006-HV-0730 | C4B | 131242-WSD11-DR-P-6017.dgn | BALL_VALVE | WSD11 | 006 | IA | HV | 0730 |  | ISOLATION FOR AV | ISOLATION FOR AV | NON-HAZARDOUS | ISOLATION | WSD11-006-IA-00019E-15-SS16 | 1100 | 15 | PN16 | TBA |  |  |  | 42 | 850 | 850 | 1000 | 1500 | NO | SS316 | SS316 | BALL | HYPATITE PTFE |  | THREADED | H5V03 |  | HEATON | HEATON | https://www.heaton-valves.com/ |  |  | sales@heaton-valves.com | TAIWAN | [7 empty] | OVS
0010335188 | AT_HVALVE | WSD11-006-HV-0731 | C4B | 131242-WSD11-DR-P-6017.dgn | BALL_VALVE | WSD11 | 006 | IA | HV | 0731 |  | ISOLATION FOR AV | ISOLATION FOR AV | NON-HAZARDOUS | ISOLATION | WSD11-006-IA-00019C-15-SS16 | 1100 | 15 | PN16 | TBA |  |  |  | 42 | 850 | 850 | 1000 | 1500 | NO | SS316 | SS316 | BALL | HYPATITE PTFE |  | THREADED | H5V03 |  | HEATON | HEATON | https://www.heaton-valves.com/ |  |  | sales@heaton-valves.com | TAIWAN | [7 empty] | OVS
0010335186 | AT_HVALVE | WSD11-006-HV-0732 | C4B | 131242-WSD11-DR-P-6017.dgn | BALL_VALVE | WSD11 | 006 | IA | HV | 0732 |  | ISOLATION FOR AV | ISOLATION FOR AV | NON-HAZARDOUS | ISOLATION | WSD11-006-IA-00019F-15-SS16 | 1100 | 15 | PN16 | TBA |  |  |  | 42 | 850 | 850 | 1000 | 1500 | NO | SS316 | SS316 | BALL | HYPATITE PTFE |  | THREADED | H5V03 |  | HEATON | HEATON | https://www.heaton-valves.com/ |  |  | sales@heaton-valves.com | TAIWAN | [7 empty] | OVS
0010335207 | AT_HVALVE | WSD11-006-HV-0733 | C4B | 131242-WSD11-DR-P-6033.dgn | BALL_VALVE | WSD11 | 112 | IA | HV | 0733 |  | ISOLATION FOR AV | ISOLATION FOR AV | NON-HAZARDOUS | ISOLATION | WSD11-006-IA-00006A-15-SS16 | 1100 | 15 | PN16 |  |  |  |  | 42 | 900 | 850 | 1000 | 1600 | NC | SS 316 | SS 316 | BALL | PTFE |  |  | H50V3 |  | HEATON | HEATON | https://www.heaton-valves.com/ |  |  | sales@heaton-valves.com | TAIWAN | [7 empty] | OVS
0010335205 | AT_HVALVE | WSD11-006-HV-0734 | C4B | 131242-WSD11-DR-P-6033.dgn | BALL_VALVE | WSD11 | 112 | IA | HV | 0734 |  | ISOLATION FOR AV | ISOLATION FOR AV | NON-HAZARDOUS | ISOLATION | WSD11-006-IA-00006F-15-SS16 | 1100 | 15 | PN16 |  |  |  |  | 42 | 900 | 850 | 1000 | 1600 | NC | SS 316 | SS 316 | BALL | PTFE |  |  | H50V3 |  | HEATON | HEATON | https://www.heaton-valves.com/ |  |  | sales@heaton-valves.com | TAIWAN | [7 empty] | OVS
0010335203 | AT_HVALVE | WSD11-006-HV-0735 | C4B | 131242-WSD11-DR-P-6033.dgn | BALL_VALVE | WSD11 | 112 | IA | HV | 0735 |  | ISOLATION FOR AV | ISOLATION FOR AV | NON-HAZARDOUS | ISOLATION | WSD11-006-IA-00006B-15-SS16 | 1100 | 15 | PN16 |  |  |  |  | 42 | 900 | 850 | 1000 | 1600 | NC | SS 316 | SS 316 | BALL | PTFE |  |  | H50V3 |  | HEATON | HEATON | https://www.heaton-valves.com/ |  |  | sales@heaton-valves.com | TAIWAN | [7 empty] | OVS
0010335211 | AT_HVALVE | WSD11-006-HV-0736 | C4B | 131242-WSD11-DR-P-6033.dgn | BALL_VALVE | WSD11 | 112 | IA | HV | 0736 |  | ISOLATION FOR AV | ISOLATION FOR AV | NON-HAZARDOUS | ISOLATION | WSD11-006-IA-00006G-15-SS16 | 1100 | 15 | PN16 |  |  |  |  | 42 | 900 | 850 | 1000 | 1600 | NC | SS 316 | SS 316 | BALL | PTFE |  |  | H50V3 |  | HEATON | HEATON | https://www.heaton-valves.com/ |  |  | sales@heaton-valves.com | TAIWAN | [7 empty] | OVS
0010335216 | AT_HVALVE | WSD11-006-HV-0737 | C4B | 131242-WSD11-DR-P-6033.dgn | BALL_VALVE | WSD11 | 006 | IA | HV | 0737 |  | ISOLATION FOR AV | ISOLATION FOR AV | NON-HAZARDOUS | ISOLATION | WSD11-006-IA-00006C-15-SS16 | 1100 | 15 | PN16 |  |  |  |  | 42 | 900 | 850 | 1000 | 1600 | NC | SS 316 | SS 316 | BALL | PTFE |  |  | H50V3 |  | HEATON | HEATON | https://www.heaton-valves.com/ |  |  | sales@heaton-valves.com | TAIWAN | [7 empty] | OVS
0010335217 | AT_HVALVE | WSD11-006-HV-0738 | C4B | 131242-WSD11-DR-P-6033.dgn | BALL_VALVE | WSD11 | 112 | IA | HV | 0738 |  | ISOLATION FOR AV | ISOLATION FOR AV | NON-HAZARDOUS | ISOLATION | WSD11-006-IA-00006H-15-SS16 | 1100 | 15 | PN16 |  |  |  |  | 42 | 900 | 850 | 1000 | 1600 | NC | SS 316 | SS 316 | BALL | PTFE |  |  | H50V3 |  | HEATON | HEATON | https://www.heaton-valves.com/ |  |  | sales@heaton-valves.com | TAIWAN | [7 empty] | OVS
0010335218 | AT_HVALVE | WSD11-006-HV-0739 | C4B | 131242-WSD11-DR-P-6033.dgn | BALL_VALVE | WSD11 | 112 | IA | HV | 0739 |  | ISOLATION FOR AV | ISOLATION FOR AV | NON-HAZARDOUS | ISOLATION | WSD11-006-IA-00006D-15-SS16 | 1100 | 15 | PN16 |  |  |  |  | 42 | 900 | 850 | 1000 | 1600 | NC | SS 316 | SS 316 | BALL | PTFE |  |  | H50V3 |  | HEATON | HEATON | https://www.heaton-valves.com/ |  |  | sales@heaton-valves.com | TAIWAN | [7 empty] | OVS
0010335219 | AT_HVALVE | WSD11-006-HV-0740 | C4B | 131242-WSD11-DR-P-6033.dgn | BALL_VALVE | WSD11 | 112 | IA | HV | 0740 |  | ISOLATION FOR AV | ISOLATION FOR AV | NON-HAZARDOUS | ISOLATION | WSD11-006-IA-00006I-15-SS16 | 1100 | 15 | PN16 |  |  |  |  | 42 | 900 | 850 | 1000 | 1600 | NC | SS 316 | SS 316 | BALL | PTFE |  |  | H50V3 |  | HEATON | HEATON | https://www.heaton-valves.com/ |  |  | sales@heaton-valves.com | TAIWAN | [7 empty] | OVS
0010335239 | AT_HVALVE | WSD11-006-HV-0741 | C4B | 131242-WSD11-DR-P-6034.dgn | BALL_VALVE | WSD11 | 006 | IA | HV | 0741 |  | ISOLATION FOR AV | ISOLATION FOR AV | NON-HAZARDOUS | ISOLATION | WSD11-006-IA-00009A-15-SS16 | 1100 | 15 | PN16 | TBA |  |  |  | 42 | 850 | 850 | 1000 | 1500 | NO | SS316 | SS316 | BALL | HYPATITE PTFE |  | THREADED | H5V03 |  | HEATON | HEATON | https://www.heaton-valves.com/ |  |  | sales@heaton-valves.com | TAIWAN | [7 empty] | OVS
0010335383 | AT_HVALVE | WSD11-006-HV-0751 | C4B | 131242-WSD11-DR-P-6050.dgn | BALL_VALVE | WSD11 | 006 | IA | HV | 0751 |  | ISOLATION FOR AV | ISOLATION FOR AV | NON-HAZARDOUS | ISOLATION | WSD11-006-IA-00016A-15-SS16 |  | 15 | PN16 | TBA | [9 empty] | SS316 | SS316 | BALL | PEEK |  | THREADED | HV3 |  | HEATON | HEATON | https://www.heaton-valves.com/ |  |  | sales@heaton-valves.com | TAIWAN | [7 empty] | OVS
0010335384 | AT_HVALVE | WSD11-006-HV-0752 | C4B | 131242-WSD11-DR-P-6050.dgn | BALL_VALVE | WSD11 | 006 | IA | HV | 0752 |  | ISOLATION FOR AV | ISOLATION FOR AV | NON-HAZARDOUS | ISOLATION | WSD11-006-IA-00016C-15-SS16 | 1500 | 15 | PN16 | TBA | [9 empty] | SS316 | SS316 | BALL | PEEK |  | THREADED | HV3 |  | HEATON | HEATON | https://www.heaton-valves.com/ |  |  | sales@heaton-valves.com | TAIWAN | [7 empty] | OVS
0010335385 | AT_HVALVE | WSD11-006-HV-0753 | C4B | 131242-WSD11-DR-P-6050.dgn | BALL_VALVE | WSD11 | 006 | IA | HV | 0753 |  | ISOLATION FOR AV | ISOLATION FOR AV | NON-HAZARDOUS | ISOLATION | WSD11-006-SC-00016B-15-SS16 | 1100 | 15 | PN16 | TBA |  |  |  | 42 | 850 | 850 | 1000 | 1500 | NO | SS316 | SS316 | BALL | HYPATITE PTFE |  | THREADED | H5V03 |  | HEATON | HEATON | https://www.heaton-valves.com/ |  |  | sales@heaton-valves.com | TAIWAN | [7 empty] | OVS
0010335386 | AT_HVALVE | WSD11-006-HV-0754 | C4B | 131242-WSD11-DR-P-6050.dgn | BALL_VALVE | WSD11 | 006 | IA | HV | 0754 |  | ISOLATION FOR AV | ISOLATION FOR AV | NON-HAZARDOUS | ISOLATION | WSD11-006-IA-00016D-15-SS16 | 1500 | 15 | PN16 | TBA | [9 empty] | SS316 | SS316 | BALL | PEEK |  | THREADED | HV3 |  | HEATON | HEATON | https://www.heaton-valves.com/ |  |  | sales@heaton-valves.com | TAIWAN | [7 empty] | OVS
0010335276 | AT_HVALVE | WSD11-006-HV-0756 | C4B | 131242-WSD11-DR-P-6063.dgn | BALL_VALVE | WSD11 | 006 | IA | HV | 0756 |  | ISOLATION FOR AV | ISOLATION FOR AV | NON-HAZARDOUS | ISOLATION | WSD11-006-IA-00015E-15-SS16 | 1100 | 15 | PN16 | TBA |  |  |  | 42 | 850 | 850 | 1000 | 1500 | NO | SS316 | SS316 | BALL | HYPATITE PTFE |  | THREADED | H5V03 |  | HEATON | HEATON | https://www.heaton-valves.com/ |  |  | sales@heaton-valves.com | TAIWAN | [7 empty] | OVS
0010335275 | AT_HVALVE | WSD11-006-HV-0757 | C4B | 131242-WSD11-DR-P-6063.dgn | BALL_VALVE | WSD11 | 006 | IA | HV | 0757 |  | ISOLATION FOR AV | ISOLATION FOR AV | NON-HAZARDOUS | ISOLATION | WSD11-006-IA-00015B-15-SS16 | 1100 | 15 | PN16 | TBA |  |  |  | 42 | 850 | 850 | 1000 | 1500 | NO | SS316 | SS316 | BALL | HYPATITE PTFE |  | THREADED | H5V03 |  | HEATON | HEATON | https://www.heaton-valves.com/ |  |  | sales@heaton-valves.com | TAIWAN | [7 empty] | OVS
0010335277 | AT_HVALVE | WSD11-006-HV-0758 | C4B | 131242-WSD11-DR-P-6063.dgn | BALL_VALVE | WSD11 | 006 | IA | HV | 0758 |  | ISOLATION FOR AV | ISOLATION FOR AV | NON-HAZARDOUS | ISOLATION | WSD11-006-IA-00015F-15-SS16 | 1100 | 15 | PN16 | TBA |  |  |  | 42 | 850 | 850 | 1000 | 1500 | NO | SS316 | SS316 | BALL | HYPATITE PTFE |  | THREADED | H5V03 |  | HEATON | HEATON | https://www.heaton-valves.com/ |  |  | sales@heaton-valves.com | TAIWAN | [7 empty] | OVS
0010335278 | AT_HVALVE | WSD11-006-HV-0759 | C4B | 131242-WSD11-DR-P-6063.dgn | BALL_VALVE | WSD11 | 006 | IA | HV | 0759 |  | ISOLATION FOR AV | ISOLATION FOR AV | NON-HAZARDOUS | ISOLATION | WSD11-006-IA-00015C-15-SS16 | 1100 | 15 | PN16 | TBA |  |  |  | 42 | 850 | 850 | 1000 | 1500 | NO | SS316 | SS316 | BALL | HYPATITE PTFE |  | THREADED | H5V03 |  | HEATON | HEATON | https://www.heaton-valves.com/ |  |  | sales@heaton-valves.com | TAIWAN | [7 empty] | OVS
0010335279 | AT_HVALVE | WSD11-006-HV-0760 | C4B | 131242-WSD11-DR-P-6063.dgn | BALL_VALVE | WSD11 | 006 | IA | HV | 0760 |  | ISOLATION FOR AV | ISOLATION FOR AV | NON-HAZARDOUS | ISOLATION | WSD11-006-IA-00015G-15-SS16 | 1100 | 15 | PN16 | TBA |  |  |  | 42 | 850 | 850 | 1000 | 1500 | NO | SS316 | SS316 | BALL | HYPATITE PTFE |  | THREADED | H5V03 |  | HEATON | HEATON | https://www.heaton-valves.com/ |  |  | sales@heaton-valves.com | TAIWAN | [7 empty] | OVS
0010335280 | AT_HVALVE | WSD11-006-HV-0761 | C4B | 131242-WSD11-DR-P-6063.dgn | BALL_VALVE | WSD11 | 006 | IA | HV | 0761 |  | ISOLATION FOR AV | ISOLATION FOR AV | NON-HAZARDOUS | ISOLATION | WSD11-006-IA-00015D-15-SS16 | 1100 | 15 | PN16 | TBA |  |  |  | 42 | 850 | 850 | 1000 | 1500 | NO | SS316 | SS316 | BALL | HYPATITE PTFE |  | THREADED | H5V03 |  | HEATON | HEATON | https://www.heaton-valves.com/ |  |  | sales@heaton-valves.com | TAIWAN | [7 empty] | OVS
0010335281 | AT_HVALVE | WSD11-006-HV-0762 | C4B | 131242-WSD11-DR-P-6063.dgn | BALL_VALVE | WSD11 | 006 | IA | HV | 0762 |  | ISOLATION FOR AV | ISOLATION FOR AV | NON-HAZARDOUS | ISOLATION | WSD11-006-IA-00015-25-SS16 | 1100 | 15 | PN16 | TBA |  |  |  | 42 | 850 | 850 | 1000 | 1500 | NO | SS316 | SS316 | BALL | HYPATITE PTFE |  | THREADED | H5V03 |  | HEATON | HEATON | https://www.heaton-valves.com/ |  |  | sales@heaton-valves.com | TAIWAN | [7 empty] | OVS
0010335301 | AT_HVALVE | WSD11-006-HV-0763 | C4B | 131242-WSD11-DR-P-6070.dgn | BALL_VALVE | WSD11 | 006 | IA | HV | 0763 |  | ISOLATION FOR AV | ISOLATION FOR AV | NON-HAZARDOUS | ISOLATION | WSD11-006-IA-00018A-15-SS16 | 1100 | 15 | PN16 | TBA |  |  |  | 42 | 850 | 850 | 1000 | 1500 | NO | SS316 | SS316 | BALL | HYPATITE PTFE |  | THREADED | H5V03 |  | HEATON | HEATON | https://www.heaton-valves.com/ |  |  | sales@heaton-valves.com | TAIWAN | [7 empty] | OVS
0010335302 | AT_HVALVE | WSD11-006-HV-0764 | C4B | 131242-WSD11-DR-P-6070.dgn | BALL_VALVE | WSD11 | 006 | IA | HV | 0764 |  | ISOLATION FOR AV | ISOLATION FOR AV | NON-HAZARDOUS | ISOLATION | WSD11-006-IA-00018E-15-SS16 | 1100 | 15 | PN16 | TBA |  |  |  | 42 | 850 | 850 | 1000 | 1500 | NO | SS316 | SS316 | BALL | HYPATITE PTFE |  | THREADED | H5V03 |  | HEATON | HEATON | https://www.heaton-valves.com/ |  |  | sales@heaton-valves.com | TAIWAN | [7 empty] | OVS
0010335304 | AT_HVALVE | WSD11-006-HV-0765 | C4B | 131242-WSD11-DR-P-6070.dgn | BALL_VALVE | WSD11 | 006 | IA | HV | 0765 |  | ISOLATION FOR AV | ISOLATION FOR AV | NON-HAZARDOUS | ISOLATION | WSD11-006-IA-00018F-15-SS16 | 1100 | 15 | PN16 | TBA |  |  |  | 42 | 850 | 850 | 1000 | 1500 | NO | SS316 | SS316 | BALL | HYPATITE PTFE |  | THREADED | H5V03 |  | HEATON | HEATON | https://www.heaton-valves.com/ |  |  | sales@heaton-valves.com | TAIWAN | [7 empty] | OVS
0010335303 | AT_HVALVE | WSD11-006-HV-0766 | C4B | 131242-WSD11-DR-P-6070.dgn | BALL_VALVE | WSD11 | 006 | IA | HV | 0766 |  | ISOLATION FOR AV | ISOLATION FOR AV | NON-HAZARDOUS | ISOLATION | WSD11-006-IA-00018B-15-SS16 | 1100 | 15 | PN16 | TBA |  |  |  | 42 | 850 | 850 | 1000 | 1500 | NO | SS316 | SS316 | BALL | HYPATITE PTFE |  | THREADED | H5V03 |  | HEATON | HEATON | https://www.heaton-valves.com/ |  |  | sales@heaton-valves.com | TAIWAN | [7 empty] | OVS
0010335305 | AT_HVALVE | WSD11-006-HV-0767 | C4B | 131242-WSD11-DR-P-6070.dgn | BALL_VALVE | WSD11 | 006 | IA | HV | 0767 |  | ISOLATION FOR AV | ISOLATION FOR AV | NON-HAZARDOUS | ISOLATION | WSD11-006-IA-00018C-15-SS16 | 1100 | 15 | PN16 | TBA |  |  |  | 42 | 850 | 850 | 1000 | 1500 | NO | SS316 | SS316 | BALL | HYPATITE PTFE |  | THREADED | H5V03 |  | HEATON | HEATON | https://www.heaton-valves.com/ |  |  | sales@heaton-valves.com | TAIWAN | [7 empty] | OVS
0010335306 | AT_HVALVE | WSD11-006-HV-0768 | C4B | 131242-WSD11-DR-P-6070.dgn | BALL_VALVE | WSD11 | 006 | IA | HV | 0768 |  | ISOLATION FOR AV | ISOLATION FOR AV | NON-HAZARDOUS | ISOLATION | WSD11-006-IA-00018G-15-SS16 | 1100 | 15 | PN16 | TBA |  |  |  | 42 | 850 | 850 | 1000 | 1500 | NO | SS316 | SS316 | BALL | HYPATITE PTFE |  | THREADED | H5V03 |  | HEATON | HEATON | https://www.heaton-valves.com/ |  |  | sales@heaton-valves.com | TAIWAN | [7 empty] | OVS
0010335327 | AT_HVALVE | WSD11-006-HV-0769 | C4B | 131242-WSD11-DR-P-6200.dgn | BALL_VALVE | WSD11 | 006 | IA | HV | 0769 |  | ISOLATION FOR AV | ISOLATION FOR AV | NON-HAZARDOUS | ISOLATION | WSD11-006-IA-00017-15-SS16 | 1100 | 15 | PN16 | TBA |  |  |  | 42 | 850 | 850 | 1000 | 1500 | NO | SS316 | SS316 | BALL | HYPATITE PTFE |  | THREADED | H5V03 |  | HEATON | HEATON | https://www.heaton-valves.com/ |  |  | sales@heaton-valves.com | TAIWAN | [7 empty] | OVS
0010335328 | AT_HVALVE | WSD11-006-HV-0770 | C4B | 131242-WSD11-DR-P-6200.dgn | BALL_VALVE | WSD11 | 006 | IA | HV | 0770 |  | ISOLATION FOR AV | ISOLATION FOR AV | NON-HAZARDOUS | ISOLATION | WSD11-006-IA-00017-15-SS16 | 1100 | 15 | PN16 | TBA |  |  |  | 42 | 850 | 850 | 1000 | 1500 | NO | SS316 | SS316 | BALL | HYPATITE PTFE |  | THREADED | H5V03 |  | HEATON | HEATON | https://www.heaton-valves.com/ |  |  | sales@heaton-valves.com | TAIWAN | [7 empty] | OVS
0010335329 | AT_HVALVE | WSD11-006-HV-0771 | C4B | 131242-WSD11-DR-P-6200.dgn | BALL_VALVE | WSD11 | 006 | IA | HV | 0771 |  | ISOLATION FOR AV | ISOLATION FOR AV | NON-HAZARDOUS | ISOLATION | WSD11-006-IA-00017-15-SS16 | 1100 | 15 | PN16 | TBA |  |  |  | 42 | 850 | 850 | 1000 | 1500 | NO | SS316 | SS316 | BALL | HYPATITE PTFE |  | THREADED | H5V03 |  | HEATON | HEATON | https://www.heaton-valves.com/ |  |  | sales@heaton-valves.com | TAIWAN | [7 empty] | OVS
0010335330 | AT_HVALVE | WSD11-006-HV-0772 | C4B | 131242-WSD11-DR-P-6200.dgn | BALL_VALVE | WSD11 | 006 | IA | HV | 0772 |  | ISOLATION FOR AV | ISOLATION FOR AV | NON-HAZARDOUS | ISOLATION | WSD11-006-IA-00017-15-SS16 | 1100 | 15 | PN16 | TBA |  |  |  | 42 | 850 | 850 | 1000 | 1500 | NO | SS316 | SS316 | BALL | HYPATITE PTFE |  | THREADED | H5V03 |  | HEATON | HEATON | https://www.heaton-valves.com/ |  |  | sales@heaton-valves.com | TAIWAN | [7 empty] | OVS
0010335331 | AT_HVALVE | WSD11-006-HV-0773 | C4B | 131242-WSD11-DR-P-6200.dgn | BALL_VALVE | WSD11 | 006 | IA | HV | 0773 |  | ISOLATION FOR AV | ISOLATION FOR AV | NON-HAZARDOUS | ISOLATION | WSD11-006-IA-00017-15-SS16 | 1100 | 15 | PN16 | TBA |  |  |  | 42 | 850 | 850 | 1000 | 1500 | NO | SS316 | SS316 | BALL | HYPATITE PTFE |  | THREADED | H5V03 |  | HEATON | HEATON | https://www.heaton-valves.com/ |  |  | sales@heaton-valves.com | TAIWAN | [7 empty] | OVS
0010335332 | AT_HVALVE | WSD11-006-HV-0774 | C4B | 131242-WSD11-DR-P-6200.dgn | BALL_VALVE | WSD11 | 006 | IA | HV | 0774 |  | ISOLATION FOR AV | ISOLATION FOR AV | NON-HAZARDOUS | ISOLATION | WSD11-006-IA-00017-15-SS16 | 1100 | 15 | PN16 | TBA |  |  |  | 42 | 850 | 850 | 1000 | 1500 | NO | SS316 | SS316 | BALL | HYPATITE PTFE |  | THREADED | H5V03 |  | HEATON | HEATON | https://www.heaton-valves.com/ |  |  | sales@heaton-valves.com | TAIWAN | [7 empty] | OVS
0010335459 | AT_HVALVE | WSD11-006-HV-0775 | C4B | 131242-WSD11-DR-P-6033.dgn | BALL_VALVE | WSD11 | 112 | IA | HV | 0775 |  | ISOLATION FOR AV | ISOLATION FOR AV | NON-HAZARDOUS | ISOLATION | WSD11-006-IA-00006E-15-SS16 | 1100 | 15 | PN16 |  |  |  |  | 42 | 900 | 850 | 1000 | 1600 | NC | SS 316 | SS 316 | BALL | PTFE |  |  | H50V3 |  | HEATON | HEATON | https://www.heaton-valves.com/ |  |  | sales@heaton-valves.com | TAIWAN | [7 empty] | OVS
0010335460 | AT_HVALVE | WSD11-006-HV-0776 | C4B | 131242-WSD11-DR-P-6033.dgn | BALL_VALVE | WSD11 | 006 | IA | HV | 0776 |  | ISOLATION FOR AV | ISOLATION FOR AV | NON-HAZARDOUS | ISOLATION | WSD11-006-IA-00006J-15-SS16 | 1100 | 15 | PN16 |  |  |  |  | 42 | 900 | 850 | 1000 | 1600 | NC | SS 316 | SS 316 | BALL | PTFE |  |  | H50V3 |  | HEATON | HEATON | https://www.heaton-valves.com/ |  |  | sales@heaton-valves.com | TAIWAN | [7 empty] | OVS
0010335566 | AT_HVALVE | WSD11-006-HV-0777 | C4B | 131242-WSD11-DR-P-6070.dgn | BALL_VALVE | WSD11 | 006 | IA | HV | 0777 |  | ISOLATION FOR AV | ISOLATION FOR AV | NON-HAZARDOUS | ISOLATION | WSD11-006-IA-00018D-15-SS16 | 1100 | 15 | PN16 | TBA |  |  |  | 42 | 850 | 850 | 1000 | 1500 | NO | SS316 | SS316 | BALL | HYPATITE PTFE |  | THREADED | H5V03 |  | HEATON | HEATON | https://www.heaton-valves.com/ |  |  | sales@heaton-valves.com | TAIWAN | [7 empty] | OVS
0010335567 | AT_HVALVE | WSD11-006-HV-0778 | C4B | 131242-WSD11-DR-P-6070.dgn | BALL_VALVE | WSD11 | 006 | IA | HV | 0778 |  | ISOLATION FOR AV | ISOLATION FOR AV | NON-HAZARDOUS | ISOLATION | WSD11-006-IA-00018H-15-SS16 | 1100 | 15 | PN16 | TBA |  |  |  | 42 | 850 | 850 | 1000 | 1500 | NO | SS316 | SS316 | BALL | HYPATITE PTFE |  | THREADED | H5V03 |  | HEATON | HEATON | https://www.heaton-valves.com/ |  |  | sales@heaton-valves.com | TAIWAN | [7 empty] | OVS
0010291627 | AT_HVALVE | WSD11-006-HV-1001 | C4B | 131242-WSD11-DR-P-6601.dgn | BALL_VALVE | WSD11 | 006 | IA | HV | 1001 |  | TRAIN 1 IA INLET | TRAIN 1 IA INLET | NON-HAZARDOUS | ISOLATION | WSD11-111-IA-00101-25-SS16 | 1100 | 25 | PN16 | TBA |  |  | 60000 | 42 | 850 | 850 | 1000 | 1500 | NO | SS316 | SS316 | BALL | HYPATITE PTFE |  | THREADED | H5V03 |  | HEATON | HEATON | https://www.heaton-valves.com/ |  |  | sales@heaton-valves.com | TAIWAN | [7 empty] | OVS
0010291628 | AT_HVALVE | WSD11-006-HV-1002 | C4B | 131242-WSD11-DR-P-6601.dgn | BALL_VALVE | WSD11 | 006 | IA | HV | 1002 |  | TRAIN 2 IA INLET | TRAIN 2 IA INLET | NON-HAZARDOUS | ISOLATION | WSD11-111-IA-00201-25-SS16 | 1100 | 25 | PN16 | TBA |  |  | 60000 | 42 | 850 | 850 | 1000 | 1500 | NO | SS316 | SS316 | BALL | HYPATITE PTFE |  | THREADED | H5V03 |  | HEATON | HEATON | https://www.heaton-valves.com/ |  |  | sales@heaton-valves.com | TAIWAN | [7 empty] | OVS
0010336712 | AT_HVALVE | WSD11-008-HV-0001 | C4B | 131242-WSD11-DR-P-6300.dgn | KNIFE_GATE_VALVE | WSD11 | 008 | PD | HV | 0001 |  | STORM WATER DRAIN | STORM WATER DRAIN | NON-HAZARDOUS | ISOLATION |  | 600 | 225 | PN10 | TBA |  |  |  | 30 | 0 | 0 | 0 | 900 | NO | CAST IRON | SS316 | DISC | EPDM |  | FLANGED | MONO -A TYPE C102-DN200 |  | JASH | JASH ENG | https://jashindia.com/ | (+91)-731- 2720143 |  | info@jashindia.com | INDIA | [7 empty] | JASH ENG
0010336713 | AT_HVALVE | WSD11-008-HV-0002 | C4B | 131242-WSD11-DR-P-6300.dgn | KNIFE_GATE_VALVE | WSD11 | 008 | PD | HV | 0002 |  | PLANT DRAIN | PLANT DRAIN | NON-HAZARDOUS | ISOLATION | WSD11-008-PD-00003-225-HDPE | 600 | 225 | PN10 | TBA |  |  |  | 30 | 0 | 0 | 0 | 900 | NC | CAST IRON | SS316 | DISC | EPDM |  | FLANGED | MONO -A TYPE C102-DN200 |  | JASH | JASH ENG | https://jashindia.com/ | (+91)-731- 2720143 |  | info@jashindia.com | INDIA | [7 empty] | JASH ENG
0010335628 | AT_HVALVE | WSD11-111-HV-0004 | C4B | 131242-WSD11-DR-P-6000.dgn | BUTTERFLY_VALVE | WSD11 | 111 | G2D | HV | 0004 |  | THP FEED PUMPS G2D INLET 1 | THP FEED PUMPS G2D INLET 1 | NON-HAZARDOUS | ISOLATION | WSD11-111-G2D-00201-80-SS16 | 600 | 80 | PN16 | TBA | 8400 | 2100 | 20000 | 30 | 530 | 530 | 530 | 900 | NO | DI WITH EPOXY COATING | SS316 | DISC | EPDM |  | LUGGED | HBRL |  | HEATON | HEATON | https://www.heaton-valves.com/ |  |  | sales@heaton-valves.com | TAIWAN | [7 empty] | OVS
0010325171 | AT_HVALVE | WSD11-111-HV-0007 | C4B | 131242-WSD11-DR-P-6200.dgn | BUTTERFLY_VALVE | WSD11 | 111 | G2D | HV | 0007 |  | FUTURE THP PLANT G2D INLET 1 | FUTURE THP PLANT G2D INLET 1 | NON-HAZARDOUS | ISOLATION | WSD11-111-G2D-00004-100-SS16 | 900 | 100 | PN16 | TBA |  |  | 40000 | 30 | 530 | 530 | 530 | 1350 | NC | DI WITH EPOXY COATING | SS316 | DISC | EPDM |  | LUGGED | HBRL |  | HEATON | HEATON | https://www.heaton-valves.com/ |  |  | sales@heaton-valves.com | TAIWAN | [7 empty] | OVS
0010325170 | AT_HVALVE | WSD11-111-HV-0008 | C4B | 131242-WSD11-DR-P-6200.dgn | BUTTERFLY_VALVE | WSD11 | 111 | G2D | HV | 0008 |  | FUTURE THP PLANT G2D INLET 2 | FUTURE THP PLANT G2D INLET 2 | NON-HAZARDOUS | ISOLATION | WSD11-111-G2D-00005-100-SS16 | 900 | 100 | PN16 | TBA |  |  | 40000 | 30 | 530 | 530 | 530 | 1350 | NC | DI WITH EPOXY COATING | SS316 | DISC | EPDM |  | LUGGED | HBRL |  | HEATON | HEATON | https://www.heaton-valves.com/ |  |  | sales@heaton-valves.com | TAIWAN | [7 empty] | OVS
0010281350 | AT_HVALVE | WSD11-111-HV-0011 | C4B | 131242-WSD11-DR-P-6200.dgn | BUTTERFLY_VALVE | WSD11 | 003 | G2D | HV | 0011 |  | FUTURE PRE-COOLER G2D INLET 1 | FUTURE PRE-COOLER G2D INLET 1 | NON-HAZARDOUS | ISOLATION | WSD11-111-G2D-00003-200-SS16 | 900 | 200 | PN16 | TBA |  |  |  | 30 | 530 | 530 | 530 | 1350 | NC | DI WITH EPOXY COATING | SS316 | DISC | EPDM |  | LUGGED | HBRL |  | HEATON | HEATON | https://www.heaton-valves.com/ |  |  | sales@heaton-valves.com | TAIWAN | [7 empty] | OVS
0010307234 | AT_HVALVE | WSD11-111-HV-0012 | C4B | 131242-WSD11-DR-P-6200.dgn | BUTTERFLY_VALVE | WSD11 | 111 | G2D | HV | 0012 |  | FUTURE PRE-COOLER G2D INLET 2 | FUTURE PRE-COOLER G2D INLET 2 | NON-HAZARDOUS | ISOLATION | WSD11-111-G2D-00006-200-SS16 | 900 | 200 | PN16 | TBA | 171200 | 85600 | 195600 | 30 | 530 | 530 | 530 | 1350 | NC | DI WITH EPOXY COATING | SS316 | DISC | EPDM |  | LUGGED | HBRL |  | HEATON | HEATON | https://www.heaton-valves.com/ |  |  | sales@heaton-valves.com | TAIWAN | [7 empty] | OVS
0010307233 | AT_HVALVE | WSD11-111-HV-0013 | C4B | 131242-WSD11-DR-P-6200.dgn | BUTTERFLY_VALVE | WSD11 | 112 | G2D | HV | 0013 |  | STEAM SPARGER G2D INLET | STEAM SPARGER G2D INLET | NON-HAZARDOUS | ISOLATION | WSD11-112-G2D-00001-150-SS16 | 900 | 150 | PN16 | TBA | 27000 | 7500 | 10500 | 30 | 530 | 530 | 530 | 1350 | NC | DI WITH EPOXY COATING | SS316 | DISC | EPDM |  | LUGGED | HBRL |  | HEATON | HEATON | https://www.heaton-valves.com/ |  |  | sales@heaton-valves.com | TAIWAN | [7 empty] | OVS
0010301174 | AT_HVALVE | WSD11-111-HV-0018 | C4B | 131242-WSD11-DR-P-6000.dgn | BUTTERFLY_VALVE | WSD11 | 111 | G2D | HV | 0018 |  | THP FEED PUMPS G2D INLET 2 | THP FEED PUMPS G2D INLET 2 | NON-HAZARDOUS | ISOLATION | WSD11-111-G2D-00002-80-SS16 | 600 | 80 | PN16 | TBA | 8400 | 2100 | 20000 | 30 | 530 | 530 | 530 | 900 | NO | DI WITH EPOXY COATING | SS316 | DISC | EPDM |  | LUGGED | HBRL |  | HEATON | HEATON | https://www.heaton-valves.com/ |  |  | sales@heaton-valves.com | TAIWAN | [7 empty] | OVS
0010329639 | AT_HVALVE | WSD11-111-HV-0022 | C4B | 131242-WSD11-DR-P-6200.dgn | BALL_VALVE | WSD11 | 003 | G2D | HV | 0022 |  | FLUSHING ISOLATION 2 | FLUSHING ISOLATION 2 | NON-HAZARDOUS | ISOLATION | WSD11-111-STLP-00001B-50-SS16 | 900 | 50 | PN16 | TBA |  |  | 80000 | 30 | 530 | 530 | 530 | 1350 | NC | SS316 | SS316 | BALL | HYPATITE PTFE |  | THREADED | H5V03 |  | HEATON | HEATON | https://www.heaton-valves.com/ |  |  | sales@heaton-valves.com | TAIWAN | [7 empty] | OVS
0010311875 | AT_HVALVE | WSD11-111-HV-0030 | C4B | 131242-WSD11-DR-P-6000.dgn | BALL_VALVE | WSD11 | 111 | G2D | HV | 0030 |  | G2D HEADER PRESSURE TRANSMITTER 1 | G2D HEADER PRESSURE TRANSMITTER 1 | NON-HAZARDOUS | ISOLATION | WSD11-111-G2D-00001A-15-SS16 | 600 | 15 | PN16 | TBA |  |  |  | 30 | 530 | 530 | 530 | 900 | NO | SS 316 | SS 316 | BALL | PTFE |  | FLANGED | 7289 |  | ECON | ECONOSTO | https://www.econosto.fi/en/ | (+65) 6862 5200 | (+65) 6861 3822 | econosto@singnet.com.sg | FINLAND | [7 empty] | CAMBI
0010334849 | AT_HVALVE | WSD11-111-HV-0031 | C4B | 131242-WSD11-DR-P-6000.dgn | BALL_VALVE | WSD11 | 111 | G2D | HV | 0031 |  | G2D HEADER 1 DRAIN | G2D HEADER 1 DRAIN | NON-HAZARDOUS | DRAIN | WSD11-111-G2D-00001-25-SS16 | 600 | 25 | PN16 | TBA |  |  |  | 30 | 530 | 530 | 530 | 900 | NC | SS 316 | SS 316 | BALL | HYPATITE PTFE |  | THREADED | H5V03 |  | HEATON | HEATON | https://www.heaton-valves.com/ |  |  | sales@heaton-valves.com | TAIWAN | [7 empty] | OVS
0010335622 | AT_HVALVE | WSD11-111-HV-0032 | C4B | 131242-WSD11-DR-P-6000.dgn | BALL_VALVE | WSD11 | 111 | G2D | HV | 0032 |  | G2D HEADER 1 PRV ISOLAITON | G2D HEADER 1 PRV ISOLAITON | NON-HAZARDOUS | ISOLATION | WSD11-111-G2D-00420-25-SS16 | 600 | 25 | PN16 | TBA | 1800 | 1800 | 1800 | 30 | 530 | 530 | 530 | 900 | NO | SS 316 | SS 316 | BALL | HYPATITE PTFE |  | THREADED | H5V03 |  | HEATON | HEATON | https://www.heaton-valves.com/ |  |  | sales@heaton-valves.com | TAIWAN | [7 empty] | OVS
0010334357 | AT_HVALVE | WSD11-111-HV-0033 | C4B | 131242-WSD11-DR-P-6000.dgn | BALL_VALVE | WSD11 | 111 | G2D | HV | 0033 |  | G2D HEADER 2 PRV DRAIN | G2D HEADER 2 PRV DRAIN | NON-HAZARDOUS | DRAIN | WSD11-111-G2D-00003-25-SS16 | 600 | 25 | PN16 | TBA |  |  |  | 30 | 530 | 530 | 530 | 900 | NC | SS 316 | SS 316 | BALL | HYPATITE PTFE |  | THREADED | H5V03 |  | HEATON | HEATON | https://www.heaton-valves.com/ |  |  | sales@heaton-valves.com | TAIWAN | [7 empty] | OVS
0010311901 | AT_HVALVE | WSD11-111-HV-0034 | C4B | 131242-WSD11-DR-P-6000.dgn | BALL_VALVE | WSD11 | 111 | G2D | HV | 0034 |  | G2D HEADER PRESSURE TRANSMITTER 2 | G2D HEADER PRESSURE TRANSMITTER 2 | NON-HAZARDOUS | ISOLATION | WSD11-111-G2D-00002A-25-SS16 | 600 | 25 | PN16 | TBA |  |  |  | 30 | 530 | 530 | 530 | 900 | NO | SS 316 | SS 316 | BALL | HYPATITE PTFE |  | THREADED | H5V03 |  | HEATON | HEATON | https://www.heaton-valves.com/ |  |  | sales@heaton-valves.com | TAIWAN | [7 empty] | OVS
0010334415 | AT_HVALVE | WSD11-111-HV-0035 | C4B | 131242-WSD11-DR-P-6000.dgn | BALL_VALVE | WSD11 | 111 | G2D | HV | 0035 |  | G2D HEADER 2 DRAIN | G2D HEADER 2 DRAIN | NON-HAZARDOUS | DRAIN | WSD11-111-G2D-00002-80-SS16 | 600 | 25 | PN16 | TBA |  |  |  | 30 | 530 | 530 | 530 | 900 | NO | SS 316 | SS 316 | BALL | HYPATITE PTFE |  | THREADED | H5V03 |  | HEATON | HEATON | https://www.heaton-valves.com/ |  |  | sales@heaton-valves.com | TAIWAN | [7 empty] | OVS
0010334403 | AT_HVALVE | WSD11-111-HV-0036 | C4B | 131242-WSD11-DR-P-6000.dgn | BALL_VALVE | WSD11 | 111 | G2D | HV | 0036 |  | G2D HEADER 2 PRV ISOLAITON | G2D HEADER 2 PRV ISOLAITON | NON-HAZARDOUS | ISOLATION | WSD11-111-G2D-00004-25-SS16 | 600 | 25 | PN16 | TBA | 6400 |  | 9000 | 30 | 530 | 530 | 530 | 900 | NO | SS 316 | SS 316 | BALL | HYPATITE PTFE |  | THREADED | H5V03 |  | HEATON | HEATON | https://www.heaton-valves.com/ |  |  | sales@heaton-valves.com | TAIWAN | [7 empty] | OVS
0010334416 | AT_HVALVE | WSD11-111-HV-0037 | C4B | 131242-WSD11-DR-P-6000.dgn | BALL_VALVE | WSD11 | 111 | G2D | HV | 0037 |  | G2D HEADER 2 PRV DRAIN | G2D HEADER 2 PRV DRAIN | NON-HAZARDOUS | DRAIN | WSD11-111-G2D-00004-25-SS16 | 600 | 25 | PN16 | TBA |  |  |  | 30 | 530 | 530 | 530 | 900 | NC | SS 316 | SS 316 | BALL | HYPATITE PTFE |  | THREADED | H5V03 |  | HEATON | HEATON | https://www.heaton-valves.com/ |  |  | sales@heaton-valves.com | TAIWAN | [7 empty] | OVS
0010274296 | AT_HVALVE | WSD11-111-HV-0101 | C4B | 131242-WSD11-DR-P-6000.dgn | BALL_VALVE | WSD11 | 111 | G2D | HV | 0101 |  | TRAIN 1 THP FEED PUMP 1 G2D INLET 1 | TRAIN 1 THP FEED PUMP 1 G2D INLET 1 | NON-HAZARDOUS | ISOLATION | WSD11-111-G2D-00101-32-SS16 | 600 | 32 | PN16 | TBA | 2100 | 2100 | 5000 | 30 | 530 | 530 | 530 | 900 | NO | SS316 | A182-F304 | BALL | PTFE |  | THREADED | 2006FEW |  | HAITIMA | HAITIMA | https://www.haitima.com.tw/ | +886-2-26585800 |  | haitima@haitima.com.tw | TAIWAN | [7 empty] | CAMBI
0010331097 | AT_HVALVE | WSD11-111-HV-0101B | C4B | 131242-WSD11-DR-P-6008.dgn | KNIFE_GATE_VALVE | WSD11 | 111 | HS | HV | 0101 | B | TRAIN 1 FLASHTANK DISCHARGE PUMP B INLET | TRAIN 1 FLASHTANK DISCHARGE PUMP B INLET | NON-HAZARDOUS | ISOLATION | WSD11-111-HS-00109-200-SS16 | 550 | 200 | PN16 | TBA | 33000 | 9200 | 46000 | 80 | 50 | 50 | 50 | 825 | NO | CAST IRON | STAINLESS STEEL | DISC | AFLAS |  | FLANGED | CUK-200 |  | COTSWOLD VALVES | COTSWOLD VALVES | https://cotswoldvalves.co.uk/ | (+44) 012175 28870 |  | sales@cotswoldvalves.co.uk | UNITED KINGDOM | [7 empty] | CAMBI
0010274308 | AT_HVALVE | WSD11-111-HV-0102 | C4B | 131242-WSD11-DR-P-6000.dgn | BALL_VALVE | WSD11 | 111 | G2D | HV | 0102 |  | TRAIN 1 THP FEED PUMP 1 G2D INLET FLUSH | TRAIN 1 THP FEED PUMP 1 G2D INLET FLUSH | NON-HAZARDOUS | DRAIN | WSD11-111-G2D-00101A-25-SS16 | 600 | 25 | PN16 | TBA |  |  |  | 30 | 530 | 530 | 530 | 900 | NC | SS316 | A182-F304 | BALL | PTFE |  | THREADED | 2006FEW |  | HAITIMA | HAITIMA | https://www.haitima.com.tw/ | +886-2-26585800 |  | haitima@haitima.com.tw | TAIWAN | [7 empty] | CAMBI
0010279497 | AT_HVALVE | WSD11-111-HV-0102B | C4B | 131242-WSD11-DR-P-6008.dgn | BALL_VALVE | WSD11 | 112 | HS | HV | 0102 | B | TRAIN 1 FLASHTANK DISCHARGE PUMP B FLUSH DRAIN 1 | TRAIN 1 FLASHTANK DISCHARGE PUMP B FLUSH DRAIN 1 | NON-HAZARDOUS | DRAIN | WSD11-111-HS-00109H-25-SS16 | 550 | 25 | PN16 | TBA |  |  |  | 80 | 50 | 50 | 50 | 825 | NC | SS316 | A182-F304 | BALL | PTFE |  | THREADED | 2006FEW |  | HAITIMA | HAITIMA | https://www.haitima.com.tw/ | +886-2-26585800 |  | haitima@haitima.com.tw | TAIWAN | [7 empty] | CAMBI
0010274298 | AT_HVALVE | WSD11-111-HV-0103 | C4B | 131242-WSD11-DR-P-6000.dgn | BALL_VALVE | WSD11 | 111 | G2D | HV | 0103 |  | TRAIN 1 THP FEED PUMP 1 G2D INLET 2 | TRAIN 1 THP FEED PUMP 1 G2D INLET 2 | NON-HAZARDOUS | ISOLATION | WSD11-111-G2D-00101-32-SS16 | 600 | 32 | PN16 | TBA | 2100 | 2100 | 5000 | 30 | 530 | 530 | 530 | 900 | NO | SS316 | A182-F304 | BALL | PTFE |  | THREADED | 2006FEW |  | HAITIMA | HAITIMA | https://www.haitima.com.tw/ | +886-2-26585800 |  | haitima@haitima.com.tw | TAIWAN | [7 empty] | CAMBI
0010274330 | AT_HVALVE | WSD11-111-HV-0104 | C4B | 131242-WSD11-DR-P-6000.dgn | BALL_VALVE | WSD11 | 111 | DWAS | HV | 0104 |  | TRAIN 1 THP FEED PUMP 1 OUTLET FLUSH 1 | TRAIN 1 THP FEED PUMP 1 OUTLET FLUSH 1 | NON-HAZARDOUS | DRAIN | WSD11-111-DWAS-00101A-25-SS16 | 2400 | 25 | PN25 | TBA |  |  |  | 25 | 1000 | 1000 | 1200 | 3750 | NC | SS316 | A182-F304 | BALL | PTFE |  | THREADED | 2006FEW |  | HAITIMA | HAITIMA | https://www.haitima.com.tw/ | +886-2-26585800 |  | haitima@haitima.com.tw | TAIWAN | [7 empty] | CAMBI
0010274343 | AT_HVALVE | WSD11-111-HV-0105 | C4B | 131242-WSD11-DR-P-6000.dgn | BALL_VALVE | WSD11 | 111 | DWAS | HV | 0105 |  | TRAIN 1 THP FEED PUMP 1 OUTLET FLUSH 2 | TRAIN 1 THP FEED PUMP 1 OUTLET FLUSH 2 | NON-HAZARDOUS | DRAIN | WSD11-111-DWAS-00101B-25-SS16 | 2400 | 25 | PN25 | TBA |  |  |  | 25 | 1000 | 1000 | 1200 | 3750 | NC | SS316 | A182-F304 | BALL | PTFE |  | THREADED | 2006FEW |  | HAITIMA | HAITIMA | https://www.haitima.com.tw/ | +886-2-26585800 |  | haitima@haitima.com.tw | TAIWAN | [7 empty] | CAMBI
0010274334 | AT_HVALVE | WSD11-111-HV-0106 | C4B | 131242-WSD11-DR-P-6000.dgn | KNIFE_GATE_VALVE | WSD11 | 111 | DWAS | HV | 0106 |  | TRAIN 1 THP FEED PUMP 1 DISCHARGE ISOLATION | TRAIN 1 THP FEED PUMP 1 DISCHARGE ISOLATION | NON-HAZARDOUS | ISOLATION | WSD11-111-DWAS-00101-300-SS16 | 2400 | 300 | PN25 | TBA | 18200 | 5000 | 25000 | 25 | 1000 | 1000 | 1200 | 3750 | NO | WCB | STAINLESS STEEL | DISC | EPDM |  | FLANGED | 500ER |  | ZUBI | ZUBI | https://www.valvulaszubi.com/ | (+34) 943 63 52 71 |  | zubi@valvulaszubi.com | SPAIN | [7 empty] | CAMBI
0010274365 | AT_HVALVE | WSD11-111-HV-0107 | C4B | 131242-WSD11-DR-P-6000.dgn | BALL_VALVE | WSD11 | 111 | G2D | HV | 0107 |  | TRAIN 1 THP FEED PUMP 2 G2D INLET 1 | TRAIN 1 THP FEED PUMP 2 G2D INLET 1 | NON-HAZARDOUS | ISOLATION | WSD11-111-G2D-00102-32-SS16 | 600 | 32 | PN16 | TBA | 2100 | 2100 | 5000 | 30 | 530 | 530 | 530 | 900 | NO | SS316 | A182-F304 | BALL | PTFE |  | THREADED | 2006FEW |  | HAITIMA | HAITIMA | https://www.haitima.com.tw/ | +886-2-26585800 |  | haitima@haitima.com.tw | TAIWAN | [7 empty] | CAMBI
0010274376 | AT_HVALVE | WSD11-111-HV-0108 | C4B | 131242-WSD11-DR-P-6000.dgn | BALL_VALVE | WSD11 | 111 | G2D | HV | 0108 |  | TRAIN 1 THP FEED PUMP 2 G2D INLET FLUSH DRAIN | TRAIN 1 THP FEED PUMP 2 G2D INLET FLUSH DRAIN | NON-HAZARDOUS | DRAIN | WSD11-111-G2D-00102A-25-SS16 | 600 | 25 | PN16 | TBA |  |  |  | 30 | 530 | 530 | 530 | 900 | NC | SS316 | A182-F304 | BALL | PTFE |  | THREADED | 2006FEW |  | HAITIMA | HAITIMA | https://www.haitima.com.tw/ | +886-2-26585800 |  | haitima@haitima.com.tw | TAIWAN | [7 empty] | CAMBI
0010274366 | AT_HVALVE | WSD11-111-HV-0109 | C4B | 131242-WSD11-DR-P-6000.dgn | BALL_VALVE | WSD11 | 111 | G2D | HV | 0109 |  | TRAIN 1 THP FEED PUMP 2 G2D INLET 2 | TRAIN 1 THP FEED PUMP 2 G2D INLET 2 | NON-HAZARDOUS | ISOLATION | WSD11-111-G2D-00102-32-SS16 | 600 | 32 | PN16 | TBA | 2100 | 2100 | 5000 | 30 | 530 | 530 | 530 | 900 | NO | SS316 | A182-F304 | BALL | PTFE |  | THREADED | 2006FEW |  | HAITIMA | HAITIMA | https://www.haitima.com.tw/ | +886-2-26585800 |  | haitima@haitima.com.tw | TAIWAN | [7 empty] | CAMBI
0010274280 | AT_HVALVE | WSD11-111-HV-0110 | C4B | 131242-WSD11-DR-P-6000.dgn | BALL_VALVE | WSD11 | 111 | DWAS | HV | 0110 |  | TRAIN 1 THP FEED PUMP 2 OUTLET FLUSH 1 | TRAIN 1 THP FEED PUMP 2 OUTLET FLUSH 1 | NON-HAZARDOUS | DRAIN | WSD11-111-DWAS-00102A-25-SS16 | 2400 | 25 | PN25 | TBA |  |  |  | 25 | 1000 | 1000 | 1200 | 3750 | NC | SS316 | A182-F304 | BALL | PTFE |  | THREADED | 2006FEW |  | HAITIMA | HAITIMA | https://www.haitima.com.tw/ | +886-2-26585800 |  | haitima@haitima.com.tw | TAIWAN | [7 empty] | CAMBI
0010274355 | AT_HVALVE | WSD11-111-HV-0111 | C4B | 131242-WSD11-DR-P-6000.dgn | BALL_VALVE | WSD11 | 111 | DWAS | HV | 0111 |  | TRAIN 1 THP FEED PUMP 2 OUTLET FLUSH 2 | TRAIN 1 THP FEED PUMP 2 OUTLET FLUSH 2 | NON-HAZARDOUS | DRAIN | WSD11-111-DWAS-00102B-25-SS16 | 2400 | 25 | PN25 | TBA |  |  |  | 25 | 1000 | 1000 | 1200 | 3750 | NC | SS316 | A182-F304 | BALL | PTFE |  | THREADED | 2006FEW |  | HAITIMA | HAITIMA | https://www.haitima.com.tw/ | +886-2-26585800 |  | haitima@haitima.com.tw | TAIWAN | [7 empty] | CAMBI
0010274276 | AT_HVALVE | WSD11-111-HV-0112 | C4B | 131242-WSD11-DR-P-6000.dgn | KNIFE_GATE_VALVE | WSD11 | 111 | DWAS | HV | 0112 |  | TRAIN 1 THP FEED PUMP 2 DISCHARGE | TRAIN 1 THP FEED PUMP 2 DISCHARGE | NON-HAZARDOUS | ISOLATION | WSD11-111-DWAS-00102-300-SS16 | 2400 | 300 | PN25 | TBA | 18200 | 5000 | 25000 | 25 | 1000 | 1000 | 1200 | 3750 | NO | WCB | STAINLESS STEEL | DISC | EPDM |  | FLANGED | 500ER |  | ZUBI | ZUBI | https://www.valvulaszubi.com/ | (+34) 943 63 52 71 |  | zubi@valvulaszubi.com | SPAIN | [7 empty] | CAMBI
0010278962 | AT_HVALVE | WSD11-111-HV-0113 | C4B | 131242-WSD11-DR-P-6001.dgn | KNIFE_GATE_VALVE | WSD11 | 111 | DWAS | HV | 0113 |  | TRAIN 1 PULPER INLET ISOLATION | TRAIN 1 PULPER INLET ISOLATION | NON-HAZARDOUS | ISOLATION | WSD11-111-DWAS-00103-200-SS16 | 550 | 200 | PN16 | TBA | 18200 | 5000 | 25000 | 25 | 550 | 550 | 550 | 825 | LO | CAST IRON | STAINLESS STEEL | DISC | AFLAS |  | FLANGED | CUK 200 |  | COTSWOLD VALVES | COTSWOLD VALVES | https://cotswoldvalves.co.uk/ | (+44) 012175 28870 |  | sales@cotswoldvalves.co.uk | UNITED KINGDOM | [7 empty] | CAMBI
0010278961 | AT_HVALVE | WSD11-111-HV-0114 | C4B | 131242-WSD11-DR-P-6001.dgn | BALL_VALVE | WSD11 | 111 | DWAS | HV | 0114 |  | TRAIN 1 PULPER SLUDGE SAMPLING | TRAIN 1 PULPER SLUDGE SAMPLING | NON-HAZARDOUS | ISOLATION | WSD11-111-DWAS-00103A-25-SS16 | 550 | 25 | PN16 | TBA |  |  |  | 95 | 550 | 550 | 550 | 825 | NC | SS316 | A182-F304 | BALL | PTFE |  | THREADED | 2006FEW |  | HAITIMA | HAITIMA | https://www.haitima.com.tw/ | +886-2-26585800 |  | haitima@haitima.com.tw | TAIWAN | [7 empty] | CAMBI
0010278980 | AT_HVALVE | WSD11-111-HV-0115 | C4B | 131242-WSD11-DR-P-6001.dgn | KNIFE_GATE_VALVE | WSD11 | 111 | DWAS | HV | 0115 |  | TRAIN 1 PULPER DRAIN | TRAIN 1 PULPER DRAIN | NON-HAZARDOUS | ISOLATION | WSD11-111-DWAS-00106A-100-SS16 | 550 | 100 | PN16 | TBA |  |  |  | 42 | 550 | 550 | 550 | 825 | NO | CAST IRON | STAINLESS STEEL | DISC | AFLAS |  | FLANGED | CUK 100 |  | COTSWOLD VALVES | COTSWOLD VALVES | https://cotswoldvalves.co.uk/ | (+44) 012175 28870 |  | sales@cotswoldvalves.co.uk | UNITED KINGDOM | [7 empty] | CAMBI
0010278983 | AT_HVALVE | WSD11-111-HV-0116 | C4B | 131242-WSD11-DR-P-6001.dgn | BALL_VALVE | WSD11 | 111 | STLP | HV | 0116 |  | TRAIN 1 PULPER LANCE 1 ISOLATION | TRAIN 1 PULPER LANCE 1 ISOLATION | NON-HAZARDOUS | ISOLATION | WSD11-111-STLP-00107-80-SS16 | 550 | 80 | PN16 | TBA |  |  |  | 107 | 550 | 550 | 550 | 825 | NO | SS 316 | SS 316 | BALL | PTFE |  | FLANGED | 7289 |  | ECON | ECONOSTO | https://www.econosto.fi/en/ | (+65) 6862 5200 | (+65) 6861 3822 | econosto@singnet.com.sg | FINLAND | [7 empty] | CAMBI
0010278984 | AT_HVALVE | WSD11-111-HV-0117 | C4B | 131242-WSD11-DR-P-6001.dgn | BALL_VALVE | WSD11 | 111 | STLP | HV | 0117 |  | TRAIN 1 PULPER LANCE 2 ISOLATION | TRAIN 1 PULPER LANCE 2 ISOLATION | NON-HAZARDOUS | ISOLATION | WSD11-111-STLP-00108-80-SS16 | 550 | 80 | PN16 | TBA | 2130 | 2130 | 2130 | 107 | 550 | 550 | 550 | 825 | NO | SS 316 | SS 316 | BALL | PTFE |  | FLANGED | 7289 |  | ECON | ECONOSTO | https://www.econosto.fi/en/ | (+65) 6862 5200 | (+65) 6861 3822 | econosto@singnet.com.sg | FINLAND | [7 empty] | CAMBI
0010278985 | AT_HVALVE | WSD11-111-HV-0118 | C4B | 131242-WSD11-DR-P-6001.dgn | BALL_VALVE | WSD11 | 111 | STLP | HV | 0118 |  | TRAIN 1 PULPER LANCE 3 ISOLATION | TRAIN 1 PULPER LANCE 3 ISOLATION | NON-HAZARDOUS | ISOLATION | WSD11-111-STLP-00109-80-SS16 | 550 | 80 | PN16 | TBA | 2130 | 2130 | 2130 | 107 | 550 | 550 | 550 | 825 | NO | SS 316 | SS 316 | BALL | PTFE |  | FLANGED | 7289 |  | ECON | ECONOSTO | https://www.econosto.fi/en/ | (+65) 6862 5200 | (+65) 6861 3822 | econosto@singnet.com.sg | FINLAND | [7 empty] | CAMBI
0010278986 | AT_HVALVE | WSD11-111-HV-0119 | C4B | 131242-WSD11-DR-P-6001.dgn | BALL_VALVE | WSD11 | 111 | STLP | HV | 0119 |  | TRAIN 1 PULPER LANCE 4 ISOLATION | TRAIN 1 PULPER LANCE 4 ISOLATION | NON-HAZARDOUS | ISOLATION | WSD11-111-STLP-00110-80-SS16 | 550 | 80 | PN16 | TBA | 2130 | 2130 | 2130 | 107 | 550 | 550 | 550 | 825 | NO | SS 316 | SS 316 | BALL | PTFE |  | FLANGED | 7289 |  | ECON | ECONOSTO | https://www.econosto.fi/en/ | (+65) 6862 5200 | (+65) 6861 3822 | econosto@singnet.com.sg | FINLAND | [7 empty] | CAMBI
0010278974 | AT_HVALVE | WSD11-111-HV-0120 | C4B | 131242-WSD11-DR-P-6001.dgn | KNIFE_GATE_VALVE | WSD11 | 111 | DWAS | HV | 0120 |  | TRAIN 1 PULPER LEVEL TRANSMITTER ISOLATION | TRAIN 1 PULPER LEVEL TRANSMITTER ISOLATION | NON-HAZARDOUS | ISOLATION | WSD11-111-DWAS-00103-80-SS16 | 550 | 80 | PN16 | TBA |  |  |  | 95 | 550 | 550 | 550 | 825 | LO | CAST IRON | STAINLESS STEEL | DISC | AFLAS |  | FLANGED | CUK 080 |  | COTSWOLD VALVES | COTSWOLD VALVES | https://cotswoldvalves.co.uk/ | (+44) 012175 28870 |  | sales@cotswoldvalves.co.uk | UNITED KINGDOM | [7 empty] | CAMBI
0010278992 | AT_HVALVE | WSD11-111-HV-0121 | C4B | 131242-WSD11-DR-P-6001.dgn | BALL_VALVE | WSD11 | 111 | DWAS | HV | 0121 |  | TRAIN 1 PULPER LEVEL TRANSMITTER DRAIN | TRAIN 1 PULPER LEVEL TRANSMITTER DRAIN | NON-HAZARDOUS | DRAIN | WSD11-111-DWAS-00103C-25-SS16 | 550 | 25 | PN16 | TBA |  |  |  | 95 | 550 | 550 | 550 | 825 | NC | SS316 | A182-F304 | BALL | PTFE |  | THREADED | 2006FEW |  | HAITIMA | HAITIMA | https://www.haitima.com.tw/ | +886-2-26585800 |  | haitima@haitima.com.tw | TAIWAN | [7 empty] | CAMBI
0010279068 | AT_HVALVE | WSD11-111-HV-0122 | C4B | 131242-WSD11-DR-P-6002.dgn | BALL_VALVE | WSD11 | 111 | G2D | HV | 0122 |  | TRAIN 1 G2D INLET ISOLATION | TRAIN 1 G2D INLET ISOLATION | NON-HAZARDOUS | ISOLATION | WSD11-111-G2D-00103-25-SS16 | 900 | 25 | PN16 | TBA |  |  |  | 30 | 600 | 600 | 600 | 1350 | NO | SS316 | A182-F304 | BALL | PTFE |  | THREADED | 2006FEW |  | HAITIMA | HAITIMA | https://www.haitima.com.tw/ | +886-2-26585800 |  | haitima@haitima.com.tw | TAIWAN | [7 empty] | CAMBI
0010279118 | AT_HVALVE | WSD11-111-HV-0123 | C4B | 131242-WSD11-DR-P-6002.dgn | BALL_VALVE | WSD11 | 111 | G2D | HV | 0123 |  | TRAIN 1 G2D INLET FLUSHING DRAIN | TRAIN 1 G2D INLET FLUSHING DRAIN | NON-HAZARDOUS | DRAIN | WSD11-111-G2D-00103A-25-SS16 | 900 | 25 | PN16 | TBA |  |  |  | 30 | 600 | 600 | 600 | 1350 | NC | SS316 | A182-F304 | BALL | PTFE |  | THREADED | 2006FEW |  | HAITIMA | HAITIMA | https://www.haitima.com.tw/ | +886-2-26585800 |  | haitima@haitima.com.tw | TAIWAN | [7 empty] | CAMBI
0010279070 | AT_HVALVE | WSD11-111-HV-0124 | C4B | 131242-WSD11-DR-P-6002.dgn | BALL_VALVE | WSD11 | 111 | G2D | HV | 0124 |  | TRAIN 1 G2D INLET TO CIRCU/REACTOR FEED PUMP ISO | TRAIN 1 G2D INLET TO CIRCU/REACTOR FEED PUMP ISO | NON-HAZARDOUS | ISOLATION | WSD11-111-G2D-00104-25-SS16 | 900 | 25 | PN16 | TBA |  |  |  | 30 | 600 | 600 | 600 | 1350 | NO | SS316 | A182-F304 | BALL | PTFE |  | THREADED | 2006FEW |  | HAITIMA | HAITIMA | https://www.haitima.com.tw/ | +886-2-26585800 |  | haitima@haitima.com.tw | TAIWAN | [7 empty] | CAMBI
0010279071 | AT_HVALVE | WSD11-111-HV-0125 | C4B | 131242-WSD11-DR-P-6002.dgn | BALL_VALVE | WSD11 | 111 | G2D | HV | 0125 |  | TRAIN 1 G2D INLET TO REACTOR FEED PUMP | TRAIN 1 G2D INLET TO REACTOR FEED PUMP | NON-HAZARDOUS | ISOLATION | WSD11-111-G2D-00105-25-SS16 | 900 | 25 | PN16 | TBA |  |  |  | 30 | 600 | 600 | 600 | 1350 | NC | SS316 | A182-F304 | BALL | PTFE |  | THREADED | 2006FEW |  | HAITIMA | HAITIMA | https://www.haitima.com.tw/ | +886-2-26585800 |  | haitima@haitima.com.tw | TAIWAN | [7 empty] | CAMBI
0010279082 | AT_HVALVE | WSD11-111-HV-0126A | C4B | 131242-WSD11-DR-P-6002.dgn | KNIFE_GATE_VALVE | WSD11 | 111 | DWAS | HV | 0126 | A | TRAIN 1 PULPER DISCHARGE TO REACTOR FEED PUMP | TRAIN 1 PULPER DISCHARGE TO REACTOR FEED PUMP | NON-HAZARDOUS | ISOLATION | WSD11-111-DWAS-00104-200-SS16 | 550 | 200 | PN16 | TBA | 9200 | 33000 | 46000 | 95 | 200 | 200 | 550 | 825 | NO | CAST IRON | STAINLESS STEEL | DISC | AFLAS |  | FLANGED | CUK 200 |  | COTSWOLD VALVES | COTSWOLD VALVES | https://cotswoldvalves.co.uk/ | (+44) 012175 28870 |  | sales@cotswoldvalves.co.uk | UNITED KINGDOM | [7 empty] | CAMBI
0010279119 | AT_HVALVE | WSD11-111-HV-0126B | C4B | 131242-WSD11-DR-P-6002.dgn | KNIFE_GATE_VALVE | WSD11 | 111 | DWAS | HV | 0126 | B | TRAIN 1 PULPER DISCHARGE TO CIRC/REACTOR FEED PUMP | TRAIN 1 PULPER DISCHARGE TO CIRC/REACTOR FEED PUMP | NON-HAZARDOUS | ISOLATION | WSD11-111-DWAS-00107-200-SS16 | 550 | 200 | PN16 | TBA | 9200 | 33000 | 46000 | 95 | 200 | 200 | 550 | 825 | NO | CAST IRON | STAINLESS STEEL | DISC | AFLAS |  | FLANGED | CUK 200 |  | COTSWOLD VALVES | COTSWOLD VALVES | https://cotswoldvalves.co.uk/ | (+44) 012175 28870 |  | sales@cotswoldvalves.co.uk | UNITED KINGDOM | [7 empty] | CAMBI
0010279114 | AT_HVALVE | WSD11-111-HV-0127A | C4B | 131242-WSD11-DR-P-6002.dgn | BALL_VALVE | WSD11 | 111 | DWAS | HV | 0127 | A | TRAIN 1 REACTOR FEED PUMP FLUSH VALVE DRAIN | TRAIN 1 REACTOR FEED PUMP FLUSH VALVE DRAIN | NON-HAZARDOUS | DRAIN | WSD11-111-DWAS-001014A-25-SS16 | 550 | 25 | PN16 | TBA |  |  |  | 30 | 600 | 600 | 600 | 1350 | NC | SS316 | A182-F304 | BALL | PTFE |  | THREADED | 2006FEW |  | HAITIMA | HAITIMA | https://www.haitima.com.tw/ | +886-2-26585800 |  | haitima@haitima.com.tw | TAIWAN | [7 empty] | CAMBI
0010279117 | AT_HVALVE | WSD11-111-HV-0127B | C4B | 131242-WSD11-DR-P-6002.dgn | BALL_VALVE | WSD11 | 111 | DWAS | HV | 0127 | B | TRAIN 1 PULPER CIRC/REACTOR FEED PUMP FLUSH | TRAIN 1 PULPER CIRC/REACTOR FEED PUMP FLUSH | NON-HAZARDOUS | DRAIN | WSD11-111-DWAS-00107A-25-SS16 | 550 | 25 | PN16 | TBA |  |  |  | 95 | 200 | 200 | 550 | 825 | NC | SS316 | A182-F304 | BALL | PTFE |  | THREADED | 2006FEW |  | HAITIMA | HAITIMA | https://www.haitima.com.tw/ | +886-2-26585800 |  | haitima@haitima.com.tw | TAIWAN | [7 empty] | CAMBI
0010279120 | AT_HVALVE | WSD11-111-HV-0128A | C4B | 131242-WSD11-DR-P-6002.dgn | BALL_VALVE | WSD11 | 111 | DWAS | HV | 0128 | A | TRAIN 1 REACTOR FEED PUMP FLUSH VALVE DRAIN | TRAIN 1 REACTOR FEED PUMP FLUSH VALVE DRAIN | NON-HAZARDOUS | DRAIN | WSD11-111-DWAS-00108A-25-SS16 | 550 | 25 | PN16 | TBA |  |  |  | 95 | 200 | 200 | 550 | 825 | NC | SS316 | A182-F304 | BALL | PTFE |  | THREADED | 2006FEW |  | HAITIMA | HAITIMA | https://www.haitima.com.tw/ | +886-2-26585800 |  | haitima@haitima.com.tw | TAIWAN | [7 empty] | CAMBI
0010279123 | AT_HVALVE | WSD11-111-HV-0128B | C4B | 131242-WSD11-DR-P-6002.dgn | BALL_VALVE | WSD11 | 111 | DWAS | HV | 0128 | B | TRAIN 1 PULPER CIRC/REACTOR FEED PUMP FLUSH | TRAIN 1 PULPER CIRC/REACTOR FEED PUMP FLUSH | NON-HAZARDOUS | DRAIN | WSD11-111-DWAS-00106A-25-SS16 | 550 | 25 | PN16 | TBA |  |  |  | 95 | 200 | 200 | 550 | 825 | NC | SS316 | A182-F304 | BALL | PTFE |  | THREADED | 2006FEW |  | HAITIMA | HAITIMA | https://www.haitima.com.tw/ | +886-2-26585800 |  | haitima@haitima.com.tw | TAIWAN | [7 empty] | CAMBI
0010279105 | AT_HVALVE | WSD11-111-HV-0129A | C4B | 131242-WSD11-DR-P-6002.dgn | KNIFE_GATE_VALVE | WSD11 | 111 | DWAS | HV | 0129 | A | TRAIN 1 REACTOR FEED PUMP DISCHARGE | TRAIN 1 REACTOR FEED PUMP DISCHARGE | NON-HAZARDOUS | ISOLATION | WSD11-111-DWAS-00108-100-SS16 | 750 | 100 | PN16 | TBA | 9200 | 33000 | 46000 | 95 | 200 | 200 | 600 | 1125 | NO | CAST IRON | STAINLESS STEEL | DISC | AFLAS |  | FLANGED | CUK 100 |  | COTSWOLD VALVES | COTSWOLD VALVES | https://cotswoldvalves.co.uk/ | (+44) 012175 28870 |  | sales@cotswoldvalves.co.uk | UNITED KINGDOM | [7 empty] | CAMBI
0010279124 | AT_HVALVE | WSD11-111-HV-0129B | C4B | 131242-WSD11-DR-P-6002.dgn | KNIFE_GATE_VALVE | WSD11 | 111 | DWAS | HV | 0129 | B | TRAIN 1 PULPER CIRC/REACTOR FEED PUMP DISCHARGE | TRAIN 1 PULPER CIRC/REACTOR FEED PUMP DISCHARGE | NON-HAZARDOUS | ISOLATION | WSD11-111-DWAS-00106-100-SS16 | 750 | 100 | PN16 | TBA | 9200 | 33000 | 46000 | 95 | 200 | 200 | 600 | 1125 | NO | CAST IRON | STAINLESS STEEL | DISC | AFLAS |  | FLANGED | CUK 100 |  | COTSWOLD VALVES | COTSWOLD VALVES | https://cotswoldvalves.co.uk/ | (+44) 012175 28870 |  | sales@cotswoldvalves.co.uk | UNITED KINGDOM | [7 empty] | CAMBI
0010279226 | AT_HVALVE | WSD11-111-HV-0130A | C4B | 131242-WSD11-DR-P-6003.dgn | KNIFE_GATE_VALVE | WSD11 | 111 | DWAS | HV | 0130 | A | TRAIN 1 REACTOR A DWAS INLET | TRAIN 1 REACTOR A DWAS INLET | NON-HAZARDOUS | ISOLATION | WSD11-111-DWAS-00115-150-SS16 | 600 | 150 | PN25 | TBA | 20400 | 20400 | 20400 | 95 | 250 | 250 | 600 | 900 | NO | CAST IRON | STAINLESS STEEL | DISC | AFLAS |  | FLANGED | CUK-150 |  | COTSWOLD VALVES | COTSWOLD VALVES | https://cotswoldvalves.co.uk/ | (+44) 012175 28870 |  | sales@cotswoldvalves.co.uk | UNITED KINGDOM | [7 empty] | CAMBI
0010279305 | AT_HVALVE | WSD11-111-HV-0130B | C4B | 131242-WSD11-DR-P-6004.dgn | KNIFE_GATE_VALVE | WSD11 | 111 | DWAS | HV | 0130 | B | TRAIN 1 REACTOR B DWAS INLET | TRAIN 1 REACTOR B DWAS INLET | NON-HAZARDOUS | ISOLATION | WSD11-111-DWAS-00116-150-SS25 | 600 | 150 | PN25 | TBA | 20400 | 20400 | 20400 | 95 | 250 | 250 | 600 | 900 | NO | CAST IRON | STAINLESS STEEL | DISC | AFLAS |  | FLANGED | CUK-150 |  | COTSWOLD VALVES | COTSWOLD VALVES | https://cotswoldvalves.co.uk/ | (+44) 012175 28870 |  | sales@cotswoldvalves.co.uk | UNITED KINGDOM | [7 empty] | CAMBI
0010278811 | AT_HVALVE | WSD11-111-HV-0130C | C4B | 131242-WSD11-DR-P-6005.dgn | KNIFE_GATE_VALVE | WSD11 | 111 | DWAS | HV | 0130 | C | TRAIN 1 REACTOR C DWAS INLET | 29 | NON-HAZARDOUS | ISOLATION | WSD11-111-DWAS-00117-150-SS16 | 600 | 150 | PN25 |  | 20400 | 20400 | 20400 | 95 | 250 | 250 | 600 | 900 | NO | CAST IRON | STAINLESS STEEL | DISC | AFLAS |  | FLANGED | CUK-150 |  | COTSWOLD VALVES | COTSWOLD VALVES | https://cotswoldvalves.co.uk/ | (+44) 012175 28870 |  | sales@cotswoldvalves.co.uk | UNITED KINGDOM | [7 empty] | CAMBI
0010278668 | AT_HVALVE | WSD11-111-HV-0130D | C4B | 131242-WSD11-DR-P-6006.dgn | KNIFE_GATE_VALVE | WSD11 | 111 | DWAS | HV | 0130 | D | TRAIN 1 REACTOR D DWAS INLET | TRAIN 1 REACTOR D DWAS INLET | NON-HAZARDOUS | ISOLATION | WSD11-111-DWAS-00118-150-SS16 | 600 | 150 | PN25 | TBA | 20400 | 20400 | 20400 | 95 | 250 | 250 | 600 | 900 | NO | CAST IRON | STAINLESS STEEL | DISC | AFLAS |  | FLANGED | CUK-150 |  | COTSWOLD VALVES | COTSWOLD VALVES | https://cotswoldvalves.co.uk/ | (+44) 012175 28870 |  | sales@cotswoldvalves.co.uk | UNITED KINGDOM | [7 empty] | CAMBI
0010279223 | AT_HVALVE | WSD11-111-HV-0131A | C4B | 131242-WSD11-DR-P-6003.dgn | BALL_VALVE | WSD11 | 111 | DWAS | HV | 0131 | A | TRAIN 1 REACTOR A DWAS INLET FLUSH DRAIN | TRAIN 1 REACTOR A DWAS INLET FLUSH DRAIN | NON-HAZARDOUS | DRAIN | WSD11-111-DWAS-00115A-25-SS16 | 600 | 25 | PN25 | TBA |  |  |  | 95 | 250 | 250 | 600 | 900 | NC | SS316 | A182-F304 | BALL | PTFE |  | THREADED | 2006FEW |  | HAITIMA | HAITIMA | https://www.haitima.com.tw/ | +886-2-26585800 |  | haitima@haitima.com.tw | TAIWAN | [7 empty] | CAMBI
0010279302 | AT_HVALVE | WSD11-111-HV-0131B | C4B | 131242-WSD11-DR-P-6004.dgn | BALL_VALVE | WSD11 | 111 | DWAS | HV | 0131 | B | TRAIN 1 REACTOR B DWAS INLET FLUSH DRAIN | TRAIN 1 REACTOR B DWAS INLET FLUSH DRAIN | NON-HAZARDOUS | DRAIN | WSD11-111-DWAS-00116A-25-SS16 | 600 | 25 | PN25 | TBA |  |  |  | 95 | 250 | 250 | 600 | 900 | NC | SS316 | A182-F304 | BALL | PTFE |  | THREADED | 2006FEW |  | HAITIMA | HAITIMA | https://www.haitima.com.tw/ | +886-2-26585800 |  | haitima@haitima.com.tw | TAIWAN | [7 empty] | CAMBI
0010278806 | AT_HVALVE | WSD11-111-HV-0131C | C4B | 131242-WSD11-DR-P-6005.dgn | BALL_VALVE | WSD11 | 111 | DWAS | HV | 0131 | C | TRAIN 1 REACTOR C DWAS INLET FLUSH DRAIN | 40 | NON-HAZARDOUS | DRAIN | WSD11-111-DWAS-00117A-25-SS16 | 600 | 25 | PN25 |  |  |  |  | 95 | 250 | 250 | 600 | 900 | NC | SS 316 | A182-F304 | BALL | PTFE |  | THREADED | 2006FEW |  | HAITIMA | HAITIMA | https://www.haitima.com.tw/ | +886-2-26585800 |  | haitima@haitima.com.tw | TAIWAN | [7 empty] | CAMBI
0010278646 | AT_HVALVE | WSD11-111-HV-0131D | C4B | 131242-WSD11-DR-P-6006.dgn | BALL_VALVE | WSD11 | 111 | DWAS | HV | 0131 | D | TRAIN 1 REACTOR D DWAS INLET FLUSH DRAIN | TRAIN 1 REACTOR D DWAS INLET FLUSH DRAIN | NON-HAZARDOUS | DRAIN | WSD11-111-DWAS-00118A-25-SS16 | 600 | 25 | PN25 | TBA |  |  |  | 95 | 250 | 250 | 600 | 900 | NC | SS316 | A182-F304 | BALL | PTFE |  | THREADED | 2006FEW |  | HAITIMA | HAITIMA | https://www.haitima.com.tw/ | +886-2-26585800 |  | haitima@haitima.com.tw | TAIWAN | [7 empty] | CAMBI
0010279213 | AT_HVALVE | WSD11-111-HV-0132A | C4B | 131242-WSD11-DR-P-6003.dgn | KNIFE_GATE_VALVE | WSD11 | 111 | DWAS | HV | 0132 | A | TRAIN 1 REACTOR A DRAIN | TRAIN 1 REACTOR A DRAIN | NON-HAZARDOUS | DRAIN | WSD11-111-DWAS-00115B-100-SS16 | 600 | 100 | PN25 | TBA |  |  |  | 165 | 600 | 600 | 600 | 900 | NC | CAST IRON | STAINLESS STEEL | DISC | AFLAS |  | FLANGED | CUK-100 |  | COTSWOLD VALVES | COTSWOLD VALVES | https://cotswoldvalves.co.uk/ | (+44) 012175 28870 |  | sales@cotswoldvalves.co.uk | UNITED KINGDOM | [7 empty] | CAMBI
0010279294 | AT_HVALVE | WSD11-111-HV-0132B | C4B | 131242-WSD11-DR-P-6004.dgn | KNIFE_GATE_VALVE | WSD11 | 111 | DWAS | HV | 0132 | B | TRAIN 1 REACTOR B DRAIN | TRAIN 1 REACTOR B DRAIN | NON-HAZARDOUS | DRAIN | WSD11-111-DWAS-00116B-100-SS16 | 600 | 100 | PN25 | TBA |  |  |  | 165 | 600 | 600 | 600 | 900 | NC | CAST IRON | STAINLESS STEEL | DISC | AFLAS |  | FLANGED | CUK-100 |  | COTSWOLD VALVES | COTSWOLD VALVES | https://cotswoldvalves.co.uk/ | (+44) 012175 28870 |  | sales@cotswoldvalves.co.uk | UNITED KINGDOM | [7 empty] | CAMBI
0010278799 | AT_HVALVE | WSD11-111-HV-0132C | C4B | 131242-WSD11-DR-P-6005.dgn | KNIFE_GATE_VALVE | WSD11 | 111 | DWAS | HV | 0132 | C | TRAIN 1 REACTOR C DRAIN | 23 | NON-HAZARDOUS | DRAIN | WSD11-111-DWAS-00117B-100-SS16 | 600 | 100 | PN25 |  |  |  |  | 165 | 600 | 600 | 600 | 900 | NC | CAST IRON | STAINLESS STEEL | DISC | AFLAS |  | FLANGED | CUK-100 |  | COTSWOLD VALVES | COTSWOLD VALVES | https://cotswoldvalves.co.uk/ | (+44) 012175 28870 |  | sales@cotswoldvalves.co.uk | UNITED KINGDOM | [7 empty] | CAMBI
0010278657 | AT_HVALVE | WSD11-111-HV-0132D | C4B | 131242-WSD11-DR-P-6006.dgn | KNIFE_GATE_VALVE | WSD11 | 111 | DWAS | HV | 0132 | D | TRAIN 1 REACTOR D DRAIN | TRAIN 1 REACTOR D DRAIN | NON-HAZARDOUS | DRAIN | WSD11-111-DWAS-00118B-100-SS16 | 600 | 100 | PN25 | TBA |  |  |  | 165 | 600 | 600 | 600 | 900 | NC | CAST IRON | STAINLESS STEEL | DISC | AFLAS |  | FLANGED | CUK-100 |  | COTSWOLD VALVES | COTSWOLD VALVES | https://cotswoldvalves.co.uk/ | (+44) 012175 28870 |  | sales@cotswoldvalves.co.uk | UNITED KINGDOM | [7 empty] | CAMBI
0010279225 | AT_HVALVE | WSD11-111-HV-0133A | C4B | 131242-WSD11-DR-P-6003.dgn | BALL_VALVE | WSD11 | 111 | HS | HV | 0133 | A | TRAIN 1 REACTOR A DWAS OUTLET FLUSH DRAIN | TRAIN 1 REACTOR A DWAS OUTLET FLUSH DRAIN | NON-HAZARDOUS | DRAIN | WSD11-111-HS-00101A-25-SS16 | 1250 | 25 | PN25 | TBA |  |  |  | 165 | 600 | 600 | 600 | 1875 | NC | SS316 | A182-F304 | BALL | PTFE |  | THREADED | 2006FEW |  | HAITIMA | HAITIMA | https://www.haitima.com.tw/ | +886-2-26585800 |  | haitima@haitima.com.tw | TAIWAN | [7 empty] | CAMBI
0010279304 | AT_HVALVE | WSD11-111-HV-0133B | C4B | 131242-WSD11-DR-P-6004.dgn | BALL_VALVE | WSD11 | 111 | HS | HV | 0133 | B | TRAIN 1 REACTOR B DWAS OUTLET FLUSH DRAIN | TRAIN 1 REACTOR B DWAS OUTLET FLUSH DRAIN | NON-HAZARDOUS | DRAIN | WSD11-111-HS-00103A-25-SS16 | 1250 | 25 | PN25 | TBA |  |  |  | 165 | 600 | 600 | 600 | 1875 | NC | SS316 | A182-F304 | BALL | PTFE |  | THREADED | 2006FEW |  | HAITIMA | HAITIMA | https://www.haitima.com.tw/ | +886-2-26585800 |  | haitima@haitima.com.tw | TAIWAN | [7 empty] | CAMBI
0010278810 | AT_HVALVE | WSD11-111-HV-0133C | C4B | 131242-WSD11-DR-P-6005.dgn | BALL_VALVE | WSD11 | 111 | HS | HV | 0133 | C | TRAIN 1 REACTOR C DWAS OUTLET FLUSH DRAIN | 41 | NON-HAZARDOUS | DRAIN | WSD11-111-HS-00105A-25-SS16 | 1250 | 25 | PN25 |  |  |  |  | 165 | 600 | 600 | 600 | 1875 | NC | SS 316 | A182-F304 | BALL | PTFE |  | THREADED | 2006FEW |  | HAITIMA | HAITIMA | https://www.haitima.com.tw/ | +886-2-26585800 |  | haitima@haitima.com.tw | TAIWAN | [7 empty] | CAMBI
0010278667 | AT_HVALVE | WSD11-111-HV-0133D | C4B | 131242-WSD11-DR-P-6006.dgn | BALL_VALVE | WSD11 | 111 | HS | HV | 0133 | D | TRAIN 1 REACTOR D DWAS OUTLET FLUSH DRAIN | TRAIN 1 REACTOR D DWAS OUTLET FLUSH DRAIN | NON-HAZARDOUS | DRAIN | WSD11-111-HS-00107A-25-SS16 | 1250 | 25 | PN25 | TBA |  |  |  | 165 | 600 | 600 | 600 | 1875 | NC | SS316 | A182-F304 | BALL | PTFE |  | THREADED | 2006FEW |  | HAITIMA | HAITIMA | https://www.haitima.com.tw/ | +886-2-26585800 |  | haitima@haitima.com.tw | TAIWAN | [7 empty] | CAMBI
0010279233 | AT_HVALVE | WSD11-111-HV-0134A | C4B | 131242-WSD11-DR-P-6003.dgn | KNIFE_GATE_VALVE | WSD11 | 111 | HS | HV | 0134 | A | TRAIN 1 REACTOR A DWAS OUTLET | TRAIN 1 REACTOR A DWAS OUTLET | NON-HAZARDOUS | ISOLATION | WSD11-111-HS-00101-100-SS16 | 1250 | 100 | PN25 | TBA | 22900 | 22900 | 22900 | 165 | 600 | 600 | 600 | 1875 | NO | CAST IRON | STAINLESS STEEL | DISC | AFLAS |  | FLANGED | CUK-100 Ni-Hard |  | COTSWOLD VALVES | COTSWOLD VALVES | https://cotswoldvalves.co.uk/ | (+44) 012175 28870 |  | sales@cotswoldvalves.co.uk | UNITED KINGDOM | [7 empty] | CAMBI
0010279281 | AT_HVALVE | WSD11-111-HV-0134B | C4B | 131242-WSD11-DR-P-6004.dgn | KNIFE_GATE_VALVE | WSD11 | 111 | HS | HV | 0134 | B | TRAIN 1 REACTOR B DWAS OUTLET | TRAIN 1 REACTOR B DWAS OUTLET | NON-HAZARDOUS | ISOLATION | WSD11-111-HS-00103-100-SS16 | 1250 | 100 | PN25 | TBA | 22900 | 22900 | 22900 | 165 | 600 | 600 | 600 | 1875 | NO | CAST IRON | STAINLESS STEEL | DISC | AFLAS |  | FLANGED | CUK-100 Ni-Hard |  | COTSWOLD VALVES | COTSWOLD VALVES | https://cotswoldvalves.co.uk/ | (+44) 012175 28870 |  | sales@cotswoldvalves.co.uk | UNITED KINGDOM | [7 empty] | CAMBI
0010278783 | AT_HVALVE | WSD11-111-HV-0134C | C4B | 131242-WSD11-DR-P-6005.dgn | KNIFE_GATE_VALVE | WSD11 | 111 | HS | HV | 0134 | C | TRAIN 1 REACTOR C DWAS OUTLET | 30 | NON-HAZARDOUS | ISOLATION | WSD11-111-HS-00105-100-SS16 | 1250 | 100 | PN25 |  | 22900 | 22900 | 22900 | 165 | 600 | 600 | 600 | 1875 | NO | CAST IRON | STAINLESS STEEL | DISC | AFLAS |  | FLANGED | CUK-100 Ni-Hard |  | COTSWOLD VALVES | COTSWOLD VALVES | https://cotswoldvalves.co.uk/ | (+44) 012175 28870 |  | sales@cotswoldvalves.co.uk | UNITED KINGDOM | [7 empty] | CAMBI
0010278638 | AT_HVALVE | WSD11-111-HV-0134D | C4B | 131242-WSD11-DR-P-6006.dgn | KNIFE_GATE_VALVE | WSD11 | 111 | HS | HV | 0134 | D | TRAIN 1 REACTOR D DWAS OUTLET | TRAIN 1 REACTOR D DWAS OUTLET | NON-HAZARDOUS | ISOLATION | WSD11-111-HS-00107-100-SS16 | 1250 | 100 | PN25 | TBA | 22900 | 22900 | 22900 | 165 | 600 | 600 | 600 | 1875 | NO | CAST IRON | STAINLESS STEEL | DISC | AFLAS |  | FLANGED | CUK-100 Ni-Hard |  | COTSWOLD VALVES | COTSWOLD VALVES | https://cotswoldvalves.co.uk/ | (+44) 012175 28870 |  | sales@cotswoldvalves.co.uk | UNITED KINGDOM | [7 empty] | CAMBI
0010279190 | AT_HVALVE | WSD11-111-HV-0135A | C4B | 131242-WSD11-DR-P-6003.dgn | GLOBE_VALVE | WSD11 | 111 | STHP | HV | 0135 | A | TRAIN 1 REACTOR A STEAM INLET | TRAIN 1 REACTOR A STEAM INLET | NON-HAZARDOUS | ISOLATION | WSD11-111-STHP-00101-65-SS16 | 1250 | 65 | PN25 | TBA | 2600 | 2600 | 4200 | 165 | 600 | 600 | 600 | 1875 | NO | CARBON STEEL | STAINLESS STEEL | PLUG | STAINLESS STEEL |  | FLANGED | 35.046 |  | ARI-FABA PLUS ANSI | ARMATUREN | www.ari-armaturen.com | (+65) 62666039 | (+65) 62603035 | arising@singnet.com.sg | GERMANY | [7 empty] | CAMBI
0010279266 | AT_HVALVE | WSD11-111-HV-0135B | C4B | 131242-WSD11-DR-P-6004.dgn | GLOBE_VALVE | WSD11 | 111 | STHP | HV | 0135 | B | TRAIN 1 REACTOR B STEAM INLET | TRAIN 1 REACTOR B STEAM INLET | NON-HAZARDOUS | ISOLATION | WSD11-111-STHP-00105-65-SS16 | 1250 | 65 | PN25 | TBA | 2600 | 2600 | 4200 | 165 | 600 | 600 | 600 | 1875 | NO | CARBON STEEL | STAINLESS STEEL | PLUG | STAINLESS STEEL |  | FLANGED | 35.046 |  | ARI-FABA PLUS ANSI | ARMATUREN | www.ari-armaturen.com | (+65) 62666039 | (+65) 62603035 | arising@singnet.com.sg | GERMANY | [7 empty] | CAMBI
0010278770 | AT_HVALVE | WSD11-111-HV-0135C | C4B | 131242-WSD11-DR-P-6005.dgn | GLOBE_VALVE | WSD11 | 111 | STHP | HV | 0135 | C | TRAIN 1 REACTOR C STEAM INLET | 29 | NON-HAZARDOUS | ISOLATION | WSD11-111-STHP-00109-65-SS16 | 1250 | 65 | PN25 |  | 2600 | 2600 | 4200 | 165 | 600 | 600 | 600 | 1875 | NO | CARBON STEEL | STAINLESS STEEL | PLUG | STAINLESS STEEL |  | FLANGED | 35.046 |  | ARI-FABA PLUS ANSI | ARMATUREN | www.ari-armaturen.com | (+65) 62666039 | (+65) 62603035 | arising@singnet.com.sg | GERMANY | [7 empty] | CAMBI
0010278894 | AT_HVALVE | WSD11-111-HV-0135D | C4B | 131242-WSD11-DR-P-6006.dgn | GLOBE_VALVE | WSD11 | 111 | STHP | HV | 0135 | D | TRAIN 1 REACTOR D STEAM INLET | TRAIN 1 REACTOR D STEAM INLET | NON-HAZARDOUS | ISOLATION | WSD11-111-STHP-00113-65-SS16 | 1250 | 65 | PN25 | TBA | 2600 | 2600 | 4200 | 165 | 600 | 600 | 600 | 1875 | NO | CARBON STEEL | STAINLESS STEEL | PLUG | STAINLESS STEEL |  | FLANGED | 35.046 |  | ARI-FABA PLUS ANSI | ARMATUREN | www.ari-armaturen.com | (+65) 62666039 | (+65) 62603035 | arising@singnet.com.sg | GERMANY | [7 empty] | CAMBI
0010279232 | AT_HVALVE | WSD11-111-HV-0136A | C4B | 131242-WSD11-DR-P-6003.dgn | GLOBE_VALVE | WSD11 | 111 | STHP | HV | 0136 | A | TRAIN 1 REACTOR A STEAM BLEED | TRAIN 1 REACTOR A STEAM BLEED | NON-HAZARDOUS | ISOLATION | WSD11-111-STHP-00101A-25-SS16 | 1250 | 25 | PN25 | TBA |  |  |  | 165 | 600 | 600 | 600 | 1875 | NC | CARBON STEEL | STAINLESS STEEL | PLUG | STAINLESS STEEL |  | FLANGED | 35.046 |  | ARI-FABA PLUS ANSI | ARMATUREN | www.ari-armaturen.com | (+65) 62666039 | (+65) 62603035 | arising@singnet.com.sg | GERMANY | [7 empty] | CAMBI
0010279313 | AT_HVALVE | WSD11-111-HV-0136B | C4B | 131242-WSD11-DR-P-6004.dgn | GLOBE_VALVE | WSD11 | 111 | STHP | HV | 0136 | B | TRAIN 1 REACTOR B STEAM BLEED | TRAIN 1 REACTOR B STEAM BLEED | NON-HAZARDOUS | ISOLATION | WSD11-111-STHP-00105A-25-SS16 | 1250 | 25 | PN25 | TBA |  |  |  | 165 | 600 | 600 | 600 | 1875 | NC | CARBON STEEL | STAINLESS STEEL | PLUG | STAINLESS STEEL |  | FLANGED | 35.046 |  | ARI-FABA PLUS ANSI | ARMATUREN | www.ari-armaturen.com | (+65) 62666039 | (+65) 62603035 | arising@singnet.com.sg | GERMANY | [7 empty] | CAMBI
0010278817 | AT_HVALVE | WSD11-111-HV-0136C | C4B | 131242-WSD11-DR-P-6005.dgn | GLOBE_VALVE | WSD11 | 111 | STHP | HV | 0136 | C | TRAIN 1 REACTOR C STEAM BLEED | 29 | NON-HAZARDOUS | ISOLATION | WSD11-111-STHP-00109A-25-SS16 | 1250 | 25 | PN25 |  |  |  |  | 165 | 600 | 600 | 600 | 1875 | NC | CARBON STEEL | STAINLESS STEEL | PLUG | STAINLESS STEEL |  | FLANGED | 35.046 |  | ARI-FABA PLUS ANSI | ARMATUREN | www.ari-armaturen.com | (+65) 62666039 | (+65) 62603035 | arising@singnet.com.sg | GERMANY | [7 empty] | CAMBI
0010278676 | AT_HVALVE | WSD11-111-HV-0136D | C4B | 131242-WSD11-DR-P-6006.dgn | GLOBE_VALVE | WSD11 | 111 | STHP | HV | 0136 | D | TRAIN 1 REACTOR D STEAM BLEED | TRAIN 1 REACTOR D STEAM BLEED | NON-HAZARDOUS | ISOLATION | WSD11-111-STHP-00113A-25-SS16 | 1250 | 25 | PN25 | TBA |  |  |  | 165 | 600 | 600 | 600 | 1875 | NC | CARBON STEEL | STAINLESS STEEL | PLUG | STAINLESS STEEL |  | FLANGED | 35.046 |  | ARI-FABA PLUS ANSI | ARMATUREN | www.ari-armaturen.com | (+65) 62666039 | (+65) 62603035 | arising@singnet.com.sg | GERMANY | [7 empty] | CAMBI
0010279224 | AT_HVALVE | WSD11-111-HV-0137A | C4B | 131242-WSD11-DR-P-6003.dgn | BALL_VALVE | WSD11 | 111 | STHP | HV | 0137 | A | TRAIN 1 REACTOR A FLASH STEAM FLUSH DRAIN | TRAIN 1 REACTOR A FLASH STEAM FLUSH DRAIN | NON-HAZARDOUS | DRAIN | WSD11-111-STHP-00118A-25-SS16 | 1250 | 25 | PN25 | TBA |  |  |  | 165 | 600 | 600 | 600 | 1875 | NC | SS316 | A182-F304 | BALL | PTFE |  | THREADED | 2006FEW |  | HAITIMA | HAITIMA | https://www.haitima.com.tw/ | +886-2-26585800 |  | haitima@haitima.com.tw | TAIWAN | [7 empty] | CAMBI
0010279303 | AT_HVALVE | WSD11-111-HV-0137B | C4B | 131242-WSD11-DR-P-6004.dgn | BALL_VALVE | WSD11 | 111 | STLP | HV | 0137 | B | TRAIN 1 REACTOR B FLASH STEAM FLUSH DRAIN | TRAIN 1 REACTOR B FLASH STEAM FLUSH DRAIN | NON-HAZARDOUS | DRAIN | WSD11-111-STLP-00119A-25-SS16 | 1250 | 25 | PN25 | TBA |  |  |  | 165 | 600 | 600 | 600 | 1875 | NC | SS316 | A182-F304 | BALL | PTFE |  | THREADED | 2006FEW |  | HAITIMA | HAITIMA | https://www.haitima.com.tw/ | +886-2-26585800 |  | haitima@haitima.com.tw | TAIWAN | [7 empty] | CAMBI
0010278809 | AT_HVALVE | WSD11-111-HV-0137C | C4B | 131242-WSD11-DR-P-6005.dgn | BALL_VALVE | WSD11 | 111 | STLP | HV | 0137 | C | TRAIN 1 REACTOR C FLASH STEAM FLUSH DRAIN | 41 | NON-HAZARDOUS | DRAIN | WSD11-111-STLP-00120A-25-SS16 | 1250 | 25 | PN25 |  |  |  |  | 165 | 600 | 600 | 600 | 1875 | NC | SS 316 | A182-F304 | BALL | PTFE |  | THREADED | 2006FEW |  | HAITIMA | HAITIMA | https://www.haitima.com.tw/ | +886-2-26585800 |  | haitima@haitima.com.tw | TAIWAN | [7 empty] | CAMBI
0010278669 | AT_HVALVE | WSD11-111-HV-0137D | C4B | 131242-WSD11-DR-P-6006.dgn | BALL_VALVE | WSD11 | 111 | STLP | HV | 0137 | D | TRAIN 1 REACTOR D FLASH STEAM FLUSH DRAIN | TRAIN 1 REACTOR D FLASH STEAM FLUSH DRAIN | NON-HAZARDOUS | DRAIN | WSD11-111-STLP-00121A-25-SS16 | 1250 | 25 | PN25 | TBA |  |  |  | 165 | 600 | 600 | 600 | 1875 | NC | SS316 | A182-F304 | BALL | PTFE |  | THREADED | 2006FEW |  | HAITIMA | HAITIMA | https://www.haitima.com.tw/ | +886-2-26585800 |  | haitima@haitima.com.tw | TAIWAN | [7 empty] | CAMBI
0010279180 | AT_HVALVE | WSD11-111-HV-0138A | C4B | 131242-WSD11-DR-P-6003.dgn | BALL_VALVE | WSD11 | 111 | STLP | HV | 0138 | A | TRAIN 1 REACTOR A FLASH STEAM | TRAIN 1 REACTOR A FLASH STEAM | NON-HAZARDOUS | ISOLATION | WSD11-111-STLP-00118-50-SS16 | 1250 | 25 | PN16 | TBA |  |  |  | 165 | 600 | 600 | 900 | 1875 | NO | SS316 | SS316 | BALL | PTFE |  | FLANGED | 7289 |  | ECON | ECONOSTO | https://www.econosto.fi/en/ | (+65) 6862 5200 | (+65) 6861 3822 | econosto@singnet.com.sg | FINLAND | [7 empty] | CAMBI
0010279256 | AT_HVALVE | WSD11-111-HV-0138B | C4B | 131242-WSD11-DR-P-6004.dgn | BALL_VALVE | WSD11 | 111 | STLP | HV | 0138 | B | TRAIN 1 REACTOR B FLASH STEAM | TRAIN 1 REACTOR B FLASH STEAM | NON-HAZARDOUS | ISOLATION | WSD11-111-STLP-00119-50-SS16 | 1250 | 25 | PN16 | TBA |  |  |  | 180 | 600 | 400 | 900 | 1875 | NO | SS316 | SS316 | BALL | PTFE |  | FLANGED | 7289 |  | ECON | ECONOSTO | https://www.econosto.fi/en/ | (+65) 6862 5200 | (+65) 6861 3822 | econosto@singnet.com.sg | FINLAND | [7 empty] | CAMBI
0010278816 | AT_HVALVE | WSD11-111-HV-0138C | C4B | 131242-WSD11-DR-P-6005.dgn | BALL_VALVE | WSD11 | 111 | STLP | HV | 0138 | C | TRAIN 1 REACTOR C FLASH STEAM | 29 | NON-HAZARDOUS | ISOLATION | WSD11-111-STLP-00120-50-SS16 | 1250 | 25 | PN25 |  |  |  |  | 180 | 600 | 400 | 900 | 1875 | NO | SS 316 | SS 316 | BALL | PTFE |  | FLANGED | 7289 |  | ECON | ECONOSTO | https://www.econosto.fi/en/ | (+65) 6862 5200 | (+65) 6861 3822 | econosto@singnet.com.sg | FINLAND | [7 empty] | CAMBI
0010278678 | AT_HVALVE | WSD11-111-HV-0138D | C4B | 131242-WSD11-DR-P-6006.dgn | BALL_VALVE | WSD11 | 111 | STLP | HV | 0138 | D | TRAIN 1 REACTOR D FLASH STEAM | TRAIN 1 REACTOR D FLASH STEAM | NON-HAZARDOUS | ISOLATION | WSD11-111-STLP-00121-50-SS16 | 1250 | 25 | PN16 | TBA |  |  |  | 180 | 600 | 400 | 900 | 1875 | NO | SS316 | SS316 | BALL | PTFE |  | FLANGED | 7289 |  | ECON | ECONOSTO | https://www.econosto.fi/en/ | (+65) 6862 5200 | (+65) 6861 3822 | econosto@singnet.com.sg | FINLAND | [7 empty] | CAMBI
0010279443 | AT_HVALVE | WSD11-111-HV-0139 | C4B | 131242-WSD11-DR-P-6007.dgn | KNIFE_GATE_VALVE | WSD11 | 111 | HS | HV | 0139 |  | TRAIN 1 FLASHTANK DRAIN | TRAIN 1 FLASHTANK DRAIN | NON-HAZARDOUS | DRAIN | WSD11-111-HS-00110A-100-SS16 | 550 | 100 | PN16 | TBA |  |  |  | 107 | 50 | 50 | 100 | 825 | NC | CAST IRON | STAINLESS STEEL | DISC | AFLAS |  | FLANGED | CUK-100 |  | COTSWOLD VALVES | COTSWOLD VALVES | https://cotswoldvalves.co.uk/ | (+44) 012175 28870 |  | sales@cotswoldvalves.co.uk | UNITED KINGDOM | [7 empty] | CAMBI
0010279435 | AT_HVALVE | WSD11-111-HV-0140 | C4B | 131242-WSD11-DR-P-6007.dgn | KNIFE_GATE_VALVE | WSD11 | 111 | HS | HV | 0140 |  | TRAIN 1 FLASHTANK LIT | TRAIN 1 FLASHTANK LIT | NON-HAZARDOUS | ISOLATION | WSD11-111-HS-00101C-80-SS16 | 550 | 80 | PN16 | TBA |  |  |  | 107 | 50 | 50 | 100 | 825 | NO | CAST IRON | STAINLESS STEEL | DISC | AFLAS |  | FLANGED | CUK-80 |  | COTSWOLD VALVES | COTSWOLD VALVES | https://cotswoldvalves.co.uk/ | (+44) 012175 28870 |  | sales@cotswoldvalves.co.uk | UNITED KINGDOM | [7 empty] | CAMBI
0010279440 | AT_HVALVE | WSD11-111-HV-0141 | C4B | 131242-WSD11-DR-P-6007.dgn | BALL_VALVE | WSD11 | 111 | HS | HV | 0141 |  | TRAIN 1 FLASHTANK LIT FLUSH DRAIN | TRAIN 1 FLASHTANK LIT FLUSH DRAIN | NON-HAZARDOUS | DRAIN | WSD11-111-HS-00101B-25-SS16 | 550 | 25 | PN16 | TBA |  |  |  | 107 | 50 | 50 | 100 | 825 | NC | SS316 | A182-F304 | BALL | PTFE |  | THREADED | 2006FEW |  | HAITIMA | HAITIMA | https://www.haitima.com.tw/ | +886-2-26585800 |  | haitima@haitima.com.tw | TAIWAN | [7 empty] | CAMBI
0010279444 | AT_HVALVE | WSD11-111-HV-0142 | C4B | 131242-WSD11-DR-P-6007.dgn | KNIFE_GATE_VALVE | WSD11 | 111 | HS | HV | 0142 |  | TRAIN 1 FLASHTANK HS RETURN | TRAIN 1 FLASHTANK HS RETURN | NON-HAZARDOUS | ISOLATION | WSD11-111-HS-00109-200-SS16 | 550 | 200 | PN16 | TBA | 59000 | 59000 | 80000 | 71 | 50 | 50 | 100 | 825 | NO | CAST IRON | STAINLESS STEEL | DISC | AFLAS |  | FLANGED | CUK-200 |  | COTSWOLD VALVES | COTSWOLD VALVES | https://cotswoldvalves.co.uk/ | (+44) 012175 28870 |  | sales@cotswoldvalves.co.uk | UNITED KINGDOM | [7 empty] | CAMBI
0010277432 | AT_HVALVE | WSD11-111-HV-0143 | C4B | 131242-WSD11-DR-P-6009.dgn | BALL_VALVE | WSD11 | 111 | FA | HV | 0143 |  | TRAIN 1 PROCESS GAS COOLER FA FLUSH DRAIN | TRAIN 1 PROCESS GAS COOLER FA FLUSH DRAIN | NON-HAZARDOUS | DRAIN | WSD11-111-FA-00117A-25-SS16 | 550 | 25 | PN16 | TBA |  |  |  | 55 | 100 | 100 | 100 | 825 | NC | SS 316 | SS 316 | BALL | PTFE |  | FLANGED | 7289 |  | ECON | ECONOSTO | https://www.econosto.fi/en/ | (+65) 6862 5200 | (+65) 6861 3822 | econosto@singnet.com.sg | FINLAND | [7 empty] | CAMBI
0010277418 | AT_HVALVE | WSD11-111-HV-0144 | C4B | 131242-WSD11-DR-P-6009.dgn | BALL_VALVE | WSD11 | 111 | FA | HV | 0144 |  | TRAIN 1 PROCESS GAS COOLER FA | TRAIN 1 PROCESS GAS COOLER FA | NON-HAZARDOUS | ISOLATION | WSD11-111-FA-00117-50-SS16 | 550 | 50 | PN16 | TBA | 420 | 420 | 420 | 55 | 100 | 100 | 100 | 825 | LO | SS 316 | SS 316 | BALL | PTFE |  | FLANGED | 7289 |  | ECON | ECONOSTO | https://www.econosto.fi/en/ | (+65) 6862 5200 | (+65) 6861 3822 | econosto@singnet.com.sg | FINLAND | [7 empty] | CAMBI
0010277403 | AT_HVALVE | WSD11-111-HV-0145 | C4B | 131242-WSD11-DR-P-6009.dgn | BALL_VALVE | WSD11 | 111 | G2D | HV | 0145 |  | TRAIN 1 PROCESS GAS COOLER G2D INLET | TRAIN 1 PROCESS GAS COOLER G2D INLET | NON-HAZARDOUS | ISOLATION | WSD11-111-G2D-00105-50-SS16 | 900 | 50 | PN16 | TBA | 10000 | 10000 | 10000 | 30 | 600 | 600 | 600 | 1350 | NO | SS 316 | SS 316 | BALL | PTFE |  | FLANGED | 7289 |  | ECON | ECONOSTO | https://www.econosto.fi/en/ | (+65) 6862 5200 | (+65) 6861 3822 | econosto@singnet.com.sg | FINLAND | [7 empty] | CAMBI
0010277425 | AT_HVALVE | WSD11-111-HV-0146 | C4B | 131242-WSD11-DR-P-6009.dgn | BALL_VALVE | WSD11 | 111 | G2D | HV | 0146 |  | TRAIN 1 PROCESS GAS COOLER G2D FLUSH DRAIN 1 | TRAIN 1 PROCESS GAS COOLER G2D FLUSH DRAIN 1 | NON-HAZARDOUS | DRAIN | WSD11-111-G2D-00105A-25-SS16 | 900 | 25 | PN16 | TBA |  |  |  | 30 | 600 | 600 | 600 | 1350 | NC | SS316 | A182-F304 | BALL | PTFE |  | THREADED | 2006FEW |  | HAITIMA | HAITIMA | https://www.haitima.com.tw/ | +886-2-26585800 |  | haitima@haitima.com.tw | TAIWAN | [7 empty] | CAMBI
0010277429 | AT_HVALVE | WSD11-111-HV-0147 | C4B | 131242-WSD11-DR-P-6009.dgn | BALL_VALVE | WSD11 | 111 | G2D | HV | 0147 |  | TRAIN 1 PROCESS GAS COOLER G2D FLUSH DRAIN 2 | TRAIN 1 PROCESS GAS COOLER G2D FLUSH DRAIN 2 | NON-HAZARDOUS | DRAIN | WSD11-111-G2D-00107A-25-SS16 | 900 | 25 | PN16 | TBA |  |  |  | 30 | 600 | 600 | 600 | 1350 | NC | SS316 | A182-F304 | BALL | PTFE |  | THREADED | 2006FEW |  | HAITIMA | HAITIMA | https://www.haitima.com.tw/ | +886-2-26585800 |  | haitima@haitima.com.tw | TAIWAN | [7 empty] | CAMBI
0010277415 | AT_HVALVE | WSD11-111-HV-0148 | C4B | 131242-WSD11-DR-P-6009.dgn | GLOBE_VALVE | WSD11 | 111 | G2D | HV | 0148 |  | TRAIN 1 PROCESS GAS COOLER G2D INLET REGULATION | TRAIN 1 PROCESS GAS COOLER G2D INLET REGULATION | NON-HAZARDOUS | ISOLATION | WSD11-111-G2D-00107-25-SS16 | 900 | 25 | PN16 | TBA | 10000 | 10000 | 10000 | 35 | 600 | 600 | 600 | 1350 | LO | CARBON STEEL | STAINLESS STEEL | PLUG | STAINLESS STEEL |  | FLANGE | 35.046 |  | ARI-FABA PLUS ANSI | ARMATUREN | www.ari-armaturen.com | (+65) 62666039 | (+65) 62603035 | arising@singnet.com.sg | GERMANY | [7 empty] | CAMBI
0010277537 | AT_HVALVE | WSD11-111-HV-0149 | C4B | 131242-WSD11-DR-P-6010.dgn | BALL_VALVE | WSD11 | 111 | FA | HV | 0149 |  | TRAIN 1 PGS VESSEL FA INLET 1 | TRAIN 1 PGS VESSEL FA INLET 1 | NON-HAZARDOUS | ISOLATION | WSD11-111-FA-00117-50-SS16 | 900 | 50 | PN16 | TBA | 30 | 30 | 30 | 50 | 200 | 100 | 200 | 1350 | NO | SS 316 | SS 316 | BALL | PTFE |  | FLANGED | 7289 |  | ECON | ECONOSTO | https://www.econosto.fi/en/ | (+65) 6862 5200 | (+65) 6861 3822 | econosto@singnet.com.sg | FINLAND | [7 empty] | CAMBI
0010277540 | AT_HVALVE | WSD11-111-HV-0150 | C4B | 131242-WSD11-DR-P-6010.dgn | BALL_VALVE | WSD11 | 111 | FA | HV | 0150 |  | TRAIN 1 PGS STRAINER FLUSH DRAIN 1 | TRAIN 1 PGS STRAINER FLUSH DRAIN 1 | NON-HAZARDOUS | DRAIN | WSD11-111-FA-00117C-25-SS16 | 900 | 25 | PN16 | TBA |  |  |  | 50 | 200 | 100 | 200 | 1350 | NC | SS 316 | SS 316 | BALL | PTFE |  | FLANGED | 7289 |  | ECON | ECONOSTO | https://www.econosto.fi/en/ | (+65) 6862 5200 | (+65) 6861 3822 | econosto@singnet.com.sg | FINLAND | [7 empty] | CAMBI
0010277543 | AT_HVALVE | WSD11-111-HV-0151 | C4B | 131242-WSD11-DR-P-6010.dgn | BALL_VALVE | WSD11 | 111 | FA | HV | 0151 |  | TRAIN 1 PGS STRAINER FLUSH DRAIN 2 | TRAIN 1 PGS STRAINER FLUSH DRAIN 2 | NON-HAZARDOUS | DRAIN | WSD11-111-FA-00117D-25-SS16 | 900 | 25 | PN16 | TBA |  |  |  | 50 | 200 | 100 | 200 | 1350 | NC | SS 316 | SS 316 | BALL | PTFE |  | FLANGED | 7289 |  | ECON | ECONOSTO | https://www.econosto.fi/en/ | (+65) 6862 5200 | (+65) 6861 3822 | econosto@singnet.com.sg | FINLAND | [7 empty] | CAMBI
0010277545 | AT_HVALVE | WSD11-111-HV-0152 | C4B | 131242-WSD11-DR-P-6010.dgn | BALL_VALVE | WSD11 | 111 | FA | HV | 0152 |  | TRAIN 1 PGS VESSEL FA INLET 2 | TRAIN 1 PGS VESSEL FA INLET 2 | NON-HAZARDOUS | ISOLATION | WSD11-111-FA-00117-50-SS16 | 900 | 50 | PN16 | TBA | 30 | 30 | 30 | 50 | 200 | 100 | 200 | 1350 | NO | SS 316 | SS 316 | BALL | PTFE |  | FLANGED | 7289 |  | ECON | ECONOSTO | https://www.econosto.fi/en/ | (+65) 6862 5200 | (+65) 6861 3822 | econosto@singnet.com.sg | FINLAND | [7 empty] | CAMBI
0010277500 | AT_HVALVE | WSD11-111-HV-0153 | C4B | 131242-WSD11-DR-P-6010.dgn | BALL_VALVE | WSD11 | 111 | FA | HV | 0153 |  | TRAIN 1 PGS VESSEL DRAIN | TRAIN 1 PGS VESSEL DRAIN | NON-HAZARDOUS | DRAIN | WSD11-111-FA-00103-50-SS16 | 900 | 50 | PN16 | TBA |  |  |  | 50 | 200 | 100 | 200 | 1350 | NC | SS 316 | SS 316 | BALL | PTFE |  | FLANGED | 7289 |  | ECON | ECONOSTO | https://www.econosto.fi/en/ | (+65) 6862 5200 | (+65) 6861 3822 | econosto@singnet.com.sg | FINLAND | [7 empty] | CAMBI
0010277507 | AT_HVALVE | WSD11-111-HV-0154A | C4B | 131242-WSD11-DR-P-6010.dgn | BALL_VALVE | WSD11 | 111 | FA | HV | 0154 | A | TRAIN 1 PROCESS GAS SKID PUMP A INLET | TRAIN 1 PROCESS GAS SKID PUMP A INLET | NON-HAZARDOUS | ISOLATION | WSD11-111-FA-00121-80-SS16 | 900 | 80 | PN16 | TBA | 42000 | 42000 | 42000 | 50 | 200 | 100 | 500 | 1350 | NO | SS 316 | SS 316 | BALL | PTFE |  | FLANGED | 7289 |  | ECON | ECONOSTO | https://www.econosto.fi/en/ | (+65) 6862 5200 | (+65) 6861 3822 | econosto@singnet.com.sg | FINLAND | [7 empty] | CAMBI
0010277510 | AT_HVALVE | WSD11-111-HV-0154B | C4B | 131242-WSD11-DR-P-6010.dgn | BALL_VALVE | WSD11 | 111 | FA | HV | 0154 | B | TRAIN 1 PROCESS GAS SKID PUMP B INLET | TRAIN 1 PROCESS GAS SKID PUMP B INLET | NON-HAZARDOUS | ISOLATION | WSD11-111-FA-00120-80-SS16 | 900 | 80 | PN16 | TBA | 42000 | 42000 | 42000 | 50 | 200 | 100 | 500 | 1350 | NO | SS 316 | SS 316 | BALL | PTFE |  | FLANGED | 7289 |  | ECON | ECONOSTO | https://www.econosto.fi/en/ | (+65) 6862 5200 | (+65) 6861 3822 | econosto@singnet.com.sg | FINLAND | [7 empty] | CAMBI
0010277527 | AT_HVALVE | WSD11-111-HV-0155A | C4B | 131242-WSD11-DR-P-6010.dgn | BALL_VALVE | WSD11 | 111 | FA | HV | 0155 | A | TRAIN 1 PROCESS GAS SKID PUMP A FLUSH DRAIN 1 | TRAIN 1 PROCESS GAS SKID PUMP A FLUSH DRAIN 1 | NON-HAZARDOUS | DRAIN | WSD11-111-FA-00121A-25-SS16 | 900 | 25 | PN16 | TBA |  |  |  | 50 | 200 | 100 | 200 | 1350 | NC | SS 316 | SS 316 | BALL | PTFE |  | FLANGED | 7289 |  | ECON | ECONOSTO | https://www.econosto.fi/en/ | (+65) 6862 5200 | (+65) 6861 3822 | econosto@singnet.com.sg | FINLAND | [7 empty] | CAMBI
0010277529 | AT_HVALVE | WSD11-111-HV-0155B | C4B | 131242-WSD11-DR-P-6010.dgn | BALL_VALVE | WSD11 | 111 | FA | HV | 0155 | B | TRAIN 1 PROCESS GAS SKID PUMP B FLUSH DRAIN 1 | TRAIN 1 PROCESS GAS SKID PUMP B FLUSH DRAIN 1 | NON-HAZARDOUS | DRAIN | WSD11-111-FA-00120A-25-SS16 | 900 | 25 | PN16 | TBA |  |  |  | 50 | 200 | 100 | 200 | 1350 | NC | SS 316 | SS 316 | BALL | PTFE |  | FLANGED | 7289 |  | ECON | ECONOSTO | https://www.econosto.fi/en/ | (+65) 6862 5200 | (+65) 6861 3822 | econosto@singnet.com.sg | FINLAND | [7 empty] | CAMBI
0010277528 | AT_HVALVE | WSD11-111-HV-0156A | C4B | 131242-WSD11-DR-P-6010.dgn | BALL_VALVE | WSD11 | 111 | FA | HV | 0156 | A | TRAIN 1 PROCESS GAS SKID PUMP A FLUSH DRAIN 2 | TRAIN 1 PROCESS GAS SKID PUMP A FLUSH DRAIN 2 | NON-HAZARDOUS | DRAIN | WSD11-111-FA-00122A-25-SS16 | 900 | 25 | PN16 | TBA |  |  |  | 50 | 200 | 100 | 200 | 1350 | NC | SS 316 | SS 316 | BALL | PTFE |  | FLANGED | 7289 |  | ECON | ECONOSTO | https://www.econosto.fi/en/ | (+65) 6862 5200 | (+65) 6861 3822 | econosto@singnet.com.sg | FINLAND | [7 empty] | CAMBI
0010277530 | AT_HVALVE | WSD11-111-HV-0156B | C4B | 131242-WSD11-DR-P-6010.dgn | BALL_VALVE | WSD11 | 111 | FA | HV | 0156 | B | TRAIN 1 PROCESS GAS SKID PUMP B FLUSH DRAIN 2 | TRAIN 1 PROCESS GAS SKID PUMP B FLUSH DRAIN 2 | NON-HAZARDOUS | DRAIN | WSD11-111-FA-00123A-25-SS16 | 900 | 25 | PN16 | TBA |  |  |  | 50 | 200 | 100 | 200 | 1350 | NC | SS 316 | SS 316 | BALL | PTFE |  | FLANGED | 7289 |  | ECON | ECONOSTO | https://www.econosto.fi/en/ | (+65) 6862 5200 | (+65) 6861 3822 | econosto@singnet.com.sg | FINLAND | [7 empty] | CAMBI
0010277517 | AT_HVALVE | WSD11-111-HV-0157A | C4B | 131242-WSD11-DR-P-6010.dgn | BALL_VALVE | WSD11 | 111 | FA | HV | 0157 | A | TRAIN 1 PROCESS GAS SKID PUMP A DISCHARGE | TRAIN 1 PROCESS GAS SKID PUMP A DISCHARGE | NON-HAZARDOUS | ISOLATION | WSD11-111-FA-00122-50-SS16 | 900 | 50 | PN16 | TBA | 42000 | 42000 | 42000 | 50 | 200 | 500 | 500 | 1350 | NO | SS 316 | SS 316 | BALL | PTFE |  | FLANGED | 7289 |  | ECON | ECONOSTO | https://www.econosto.fi/en/ | (+65) 6862 5200 | (+65) 6861 3822 | econosto@singnet.com.sg | FINLAND | [7 empty] | CAMBI
0010277523 | AT_HVALVE | WSD11-111-HV-0157B | C4B | 131242-WSD11-DR-P-6010.dgn | BALL_VALVE | WSD11 | 111 | FA | HV | 0157 | B | TRAIN 1 PROCESS GAS SKID PUMP B DISCHARGE | TRAIN 1 PROCESS GAS SKID PUMP B DISCHARGE | NON-HAZARDOUS | ISOLATION | WSD11-111-FA-00123-50-SS16 | 900 | 50 | PN16 | TBA | 42000 | 42000 | 42000 | 50 | 200 | 500 | 500 | 1350 | NO | SS 316 | SS 316 | BALL | PTFE |  | FLANGED | 7289 |  | ECON | ECONOSTO | https://www.econosto.fi/en/ | (+65) 6862 5200 | (+65) 6861 3822 | econosto@singnet.com.sg | FINLAND | [7 empty] | CAMBI
0010277491 | AT_HVALVE | WSD11-111-HV-0158 | C4B | 131242-WSD11-DR-P-6010.dgn | BALL_VALVE | WSD11 | 111 | FA | HV | 0158 |  | TRAIN 1 PROCESS GAS SKID DISCHARGE ISOLATION | TRAIN 1 PROCESS GAS SKID DISCHARGE ISOLATION | NON-HAZARDOUS | ISOLATION | WSD11-111-FA-00101-50-SS16 | 900 | 50 | PN16 | TBA | 420 | 420 | 42000 | 50 | 200 | 320 | 350 | 1350 | NO | SS 316 | SS 316 | BALL | PTFE |  | FLANGED | 7289 |  | ECON | ECONOSTO | https://www.econosto.fi/en/ | (+65) 6862 5200 | (+65) 6861 3822 | econosto@singnet.com.sg | FINLAND | [7 empty] | CAMBI
0010277532 | AT_HVALVE | WSD11-111-HV-0159 | C4B | 131242-WSD11-DR-P-6010.dgn | BALL_VALVE | WSD11 | 111 | G2D | HV | 0159 |  | TRAIN 1 PGS VESSEL G2D INLET 1 | TRAIN 1 PGS VESSEL G2D INLET 1 | NON-HAZARDOUS | ISOLATION | WSD11-111-G2D-00108-25-SS16 | 900 | 25 | PN16 | TBA | 10000 | 10000 | 390 | 30 | 600 | 600 | 600 | 1350 | NO | SS 316 | SS 316 | BALL | PTFE |  | FLANGED | 7289 |  | ECON | ECONOSTO | https://www.econosto.fi/en/ | (+65) 6862 5200 | (+65) 6861 3822 | econosto@singnet.com.sg | FINLAND | [7 empty] | CAMBI
0010277535 | AT_HVALVE | WSD11-111-HV-0160 | C4B | 131242-WSD11-DR-P-6010.dgn | BALL_VALVE | WSD11 | 111 | G2D | HV | 0160 |  | TRAIN 1 PGS VESSEL G2D INLET 2 | TRAIN 1 PGS VESSEL G2D INLET 2 | NON-HAZARDOUS | ISOLATION | WSD11-111-G2D-00108-25-SS16 | 900 | 25 | PN16 | TBA | 10000 | 10000 | 390 | 30 | 600 | 600 | 600 | 1350 | NO | SS 316 | SS 316 | BALL | PTFE |  | FLANGED | 7289 |  | ECON | ECONOSTO | https://www.econosto.fi/en/ | (+65) 6862 5200 | (+65) 6861 3822 | econosto@singnet.com.sg | FINLAND | [7 empty] | CAMBI
0010277536 | AT_HVALVE | WSD11-111-HV-0161 | C4B | 131242-WSD11-DR-P-6010.dgn | BALL_VALVE | WSD11 | 111 | G2D | HV | 0161 |  | TRAIN 1 PGS VESSEL G2D INLET 3 | TRAIN 1 PGS VESSEL G2D INLET 3 | NON-HAZARDOUS | ISOLATION | WSD11-111-G2D-00108-25-SS16 | 900 | 25 | PN16 | TBA | 10000 | 10000 | 10000 | 30 | 600 | 600 | 600 | 1350 | NO | SS 316 | SS 316 | BALL | PTFE |  | FLANGED | 7289 |  | ECON | ECONOSTO | https://www.econosto.fi/en/ | (+65) 6862 5200 | (+65) 6861 3822 | econosto@singnet.com.sg | FINLAND | [7 empty] | CAMBI
0010277469 | AT_HVALVE | WSD11-111-HV-0162 | C4B | 131242-WSD11-DR-P-6010.dgn | BALL_VALVE | WSD11 | 111 | G2D | HV | 0162 |  | TRAIN 1 SERVICE WATER SUPPLY BY-PASS VALVE | TRAIN 1 SERVICE WATER SUPPLY BY-PASS VALVE | NON-HAZARDOUS | ISOLATION | WSD11-111-G2D-00109-25-SS16 | 900 | 25 | PN16 | TBA | 10000 | 10000 | 10000 | 30 | 600 | 600 | 600 | 1350 | LC | SS 316 | SS 316 | BALL | PTFE |  | FLANGED | 7289 |  | ECON | ECONOSTO | https://www.econosto.fi/en/ | (+65) 6862 5200 | (+65) 6861 3822 | econosto@singnet.com.sg | FINLAND | [7 empty] | CAMBI
0010278838 | AT_HVALVE | WSD11-111-HV-0164 | C4B | 131242-WSD11-DR-P-6011.dgn | GLOBE_VALVE | WSD11 | 111 | STHP | HV | 0164 |  | TRAIN 1 STEAM HEADER SUPPLY | TRAIN 1 STEAM HEADER SUPPLY | NON-HAZARDOUS | ISOLATION | WSD11-111-STHP-00117-100-SS16 | 1250 | 100 | PN25 | TBA | 2600 | 2600 | 4200 | 180 | 900 | 600 | 1150 | 1875 | NO | CARBON STEEL | STAINLESS STEEL | DISC/PLUG | STAINLESS STEEL |  | FLANGED | 35.046 |  | ARI-FABA PLUS ANSI | ARMATUREN | www.ari-armaturen.com | (+65) 62666039 | (+65) 62603035 | arising@singnet.com.sg | GERMANY | [7 empty] | CAMBI
0010278865 | AT_HVALVE | WSD11-111-HV-0167 | C4B | 131242-WSD11-DR-P-6011.dgn | GLOBE_VALVE | WSD11 | 111 | SC | HV | 0167 |  | TRAIN 1 STEAM TRAP INLET | TRAIN 1 STEAM TRAP INLET | NON-HAZARDOUS | ISOLATION | WSD11-111-SC-00102-15-SS16 | 1250 | 15 | PN25 | TBA |  |  |  | 180 | 900 | 600 | 1150 | 1875 | NO | CARBON STEEL | STAINLESS STEEL | DISC/PLUG | STAINLESS STEEL |  | FLANGED | 35.046 |  | ARI-FABA PLUS ANSI | ARMATUREN | www.ari-armaturen.com | (+65) 62666039 | (+65) 62603035 | arising@singnet.com.sg | GERMANY | [7 empty] | CAMBI
0010278866 | AT_HVALVE | WSD11-111-HV-0168 | C4B | 131242-WSD11-DR-P-6011.dgn | GLOBE_VALVE | WSD11 | 111 | SC | HV | 0168 |  | TRAIN 1 STEAM TRAP OUTLET | TRAIN 1 STEAM TRAP OUTLET | NON-HAZARDOUS | ISOLATION | WSD11-111-SC-00102-15-SS16 | 1250 | 15 | PN25 | TBA |  |  |  | 180 | 900 | 600 | 1150 | 1875 | NO | CARBON STEEL | STAINLESS STEEL | DISC/PLUG | STAINLESS STEEL |  | FLANGED | 35.046 |  | ARI-FABA PLUS ANSI | ARMATUREN | www.ari-armaturen.com | (+65) 62666039 | (+65) 62603035 | arising@singnet.com.sg | GERMANY | [7 empty] | CAMBI
0010278850 | AT_HVALVE | WSD11-111-HV-0169 | C4B | 131242-WSD11-DR-P-6011.dgn | GLOBE_VALVE | WSD11 | 111 | SC | HV | 0169 |  | TRAIN 1 STEAM TRAP BY-PASS | TRAIN 1 STEAM TRAP BY-PASS | NON-HAZARDOUS | ISOLATION | WSD11-111-SC-00104-15-SS16 | 1250 | 15 | PN25 | TBA |  |  |  | 180 | 900 | 600 | 1150 | 1875 | NC | CARBON STEEL | STAINLESS STEEL | DISC/PLUG | STAINLESS STEEL |  | FLANGED | 35.046 |  | ARI-FABA PLUS ANSI | ARMATUREN | www.ari-armaturen.com | (+65) 62666039 | (+65) 62603035 | arising@singnet.com.sg | GERMANY | [7 empty] | CAMBI
0010278862 | AT_HVALVE | WSD11-111-HV-0170 | C4B | 131242-WSD11-DR-P-6011.dgn | GLOBE_VALVE | WSD11 | 111 | SC | HV | 0170 |  | TRAIN 1 STEAM TRAP CONDENSATE | TRAIN 1 STEAM TRAP CONDENSATE | NON-HAZARDOUS | ISOLATION | WSD11-111-SC-00102-25-SS16 | 1250 | 25 | PN25 | TBA |  |  |  | 180 | 900 | 600 | 1150 | 1875 | NO | CARBON STEEL | STAINLESS STEEL | DISC/PLUG | STAINLESS STEEL |  | FLANGED | 35.046 |  | ARI-FABA PLUS ANSI | ARMATUREN | www.ari-armaturen.com | (+65) 62666039 | (+65) 62603035 | arising@singnet.com.sg | GERMANY | [7 empty] | CAMBI
0010277676 | AT_HVALVE | WSD11-111-HV-0174 | C4B | 131242-WSD11-DR-P-6012.dgn | BALL_VALVE | WSD11 | 111 | IA | HV | 0174 |  | TRAIN 1 PULPER IA SUPPLY | TRAIN 1 PULPER IA SUPPLY | NON-HAZARDOUS | ISOLATION | WSD11-111-IA-00104-15-SS16 | 1100 | 15 | PN16 | TBA |  |  |  | 42 | 750 | 750 | 1000 | 1500 | NO | SS316 | A182-F304 | BALL | PTFE |  | THREADED | 2006FEW |  | HAITIMA | HAITIMA | https://www.haitima.com.tw/ | +886-2-26585800 |  | haitima@haitima.com.tw | TAIWAN | [7 empty] | CAMBI
0010277677 | AT_HVALVE | WSD11-111-HV-0175 | C4B | 131242-WSD11-DR-P-6012.dgn | BALL_VALVE | WSD11 | 111 | IA | HV | 0175 |  | TRAIN 1 REACTOR FEED PUMP SKID IA SUPPLY | TRAIN 1 REACTOR FEED PUMP SKID IA SUPPLY | NON-HAZARDOUS | ISOLATION | WSD11-111-IA-00105-15-SS16 | 1100 | 15 | PN16 | TBA |  |  |  | 42 | 750 | 750 | 1000 | 1500 | NO | SS316 | A182-F304 | BALL | PTFE |  | THREADED | 2006FEW |  | HAITIMA | HAITIMA | https://www.haitima.com.tw/ | +886-2-26585800 |  | haitima@haitima.com.tw | TAIWAN | [7 empty] | CAMBI
0010277678 | AT_HVALVE | WSD11-111-HV-0176 | C4B | 131242-WSD11-DR-P-6012.dgn | BALL_VALVE | WSD11 | 111 | IA | HV | 0176 |  | TRAIN 1 REACTOR 1 IA SUPPLY | TRAIN 1 REACTOR 1 IA SUPPLY | NON-HAZARDOUS | ISOLATION | WSD11-111-IA-00106-15-SS16 | 1100 | 15 | PN16 | TBA |  |  |  | 42 | 750 | 750 | 1000 | 1500 | NO | SS316 | A182-F304 | BALL | PTFE |  | THREADED | 2006FEW |  | HAITIMA | HAITIMA | https://www.haitima.com.tw/ | +886-2-26585800 |  | haitima@haitima.com.tw | TAIWAN | [7 empty] | CAMBI
0010277679 | AT_HVALVE | WSD11-111-HV-0177 | C4B | 131242-WSD11-DR-P-6012.dgn | BALL_VALVE | WSD11 | 111 | IA | HV | 0177 |  | TRAIN 1 REACTOR 2 IA SUPPLY | TRAIN 1 REACTOR 2 IA SUPPLY | NON-HAZARDOUS | ISOLATION | WSD11-111-IA-00107-15-SS16 | 1100 | 15 | PN16 | TBA |  |  |  | 42 | 750 | 750 | 1000 | 1500 | NO | SS316 | A182-F304 | BALL | PTFE |  | THREADED | 2006FEW |  | HAITIMA | HAITIMA | https://www.haitima.com.tw/ | +886-2-26585800 |  | haitima@haitima.com.tw | TAIWAN | [7 empty] | CAMBI
0010277680 | AT_HVALVE | WSD11-111-HV-0178 | C4B | 131242-WSD11-DR-P-6012.dgn | BALL_VALVE | WSD11 | 111 | IA | HV | 0178 |  | TRAIN 1 REACTOR 3 IA SUPPLY | TRAIN 1 REACTOR 3 IA SUPPLY | NON-HAZARDOUS | ISOLATION | WSD11-111-IA-00108-15-SS16 | 1100 | 15 | PN16 | TBA |  |  |  | 42 | 750 | 750 | 1000 | 1500 | NO | SS316 | A182-F304 | BALL | PTFE |  | THREADED | 2006FEW |  | HAITIMA | HAITIMA | https://www.haitima.com.tw/ | +886-2-26585800 |  | haitima@haitima.com.tw | TAIWAN | [7 empty] | CAMBI
0010277681 | AT_HVALVE | WSD11-111-HV-0179 | C4B | 131242-WSD11-DR-P-6012.dgn | BALL_VALVE | WSD11 | 111 | IA | HV | 0179 |  | TRAIN 1 REACTOR 4 IA SUPPLY | TRAIN 1 REACTOR 4 IA SUPPLY | NON-HAZARDOUS | ISOLATION | WSD11-111-IA-00109-15-SS16 | 1100 | 15 | PN16 | TBA |  |  |  | 42 | 750 | 750 | 1000 | 1500 | NO | SS316 | A182-F304 | BALL | PTFE |  | THREADED | 2006FEW |  | HAITIMA | HAITIMA | https://www.haitima.com.tw/ | +886-2-26585800 |  | haitima@haitima.com.tw | TAIWAN | [7 empty] | CAMBI
0010277682 | AT_HVALVE | WSD11-111-HV-0180 | C4B | 131242-WSD11-DR-P-6012.dgn | BALL_VALVE | WSD11 | 111 | IA | HV | 0180 |  | TRAIN 1 FLASHTANK PUMP SKID IA SUPPLY | TRAIN 1 FLASHTANK PUMP SKID IA SUPPLY | NON-HAZARDOUS | ISOLATION | WSD11-111-IA-00110-15-SS16 | 1100 | 15 | PN16 | TBA |  |  |  | 42 | 750 | 750 | 1000 | 1500 | NO | SS316 | A182-F304 | BALL | PTFE |  | THREADED | 2006FEW |  | HAITIMA | HAITIMA | https://www.haitima.com.tw/ | +886-2-26585800 |  | haitima@haitima.com.tw | TAIWAN | [7 empty] | CAMBI
0010277683 | AT_HVALVE | WSD11-111-HV-0181 | C4B | 131242-WSD11-DR-P-6012.dgn | BALL_VALVE | WSD11 | 111 | IA | HV | 0181 |  | TRAIN 1 PROCESS GAS SKID IA SUPPLY | TRAIN 1 PROCESS GAS SKID IA SUPPLY | NON-HAZARDOUS | ISOLATION | WSD11-111-IA-00111-15-SS16 | 1100 | 15 | PN16 | TBA |  |  |  | 42 | 750 | 750 | 1000 | 1500 | NO | SS316 | A182-F304 | BALL | PTFE |  | THREADED | 2006FEW |  | HAITIMA | HAITIMA | https://www.haitima.com.tw/ | +886-2-26585800 |  | haitima@haitima.com.tw | TAIWAN | [7 empty] | CAMBI
0010277684 | AT_HVALVE | WSD11-111-HV-0182 | C4B | 131242-WSD11-DR-P-6012.dgn | BALL_VALVE | WSD11 | 111 | IA | HV | 0182 |  | TRAIN 1 FLASHTANK IA SUPPLY | TRAIN 1 FLASHTANK IA SUPPLY | NON-HAZARDOUS | ISOLATION | WSD11-111-IA-00112-15-SS16 | 1100 | 15 | PN16 | TBA |  |  |  | 42 | 850 | 850 | 1000 | 1500 | NO | SS316 | A182-F304 | BALL | PTFE |  | THREADED | 2006FEW |  | HAITIMA | HAITIMA | https://www.haitima.com.tw/ | +886-2-26585800 |  | haitima@haitima.com.tw | TAIWAN | [7 empty] | CAMBI
0010279040 | AT_HVALVE | WSD11-111-HV-0184 | C4B | 131242-WSD11-DR-P-6014.dgn | BALL_VALVE | WSD11 | 111 | STLP | HV | 0184 |  | TRAIN 1 CAISSON DRAIN | TRAIN 1 CAISSON DRAIN | NON-HAZARDOUS | DRAIN | WSD11-111-STLP-00122-25-SS16 | 300 | 25 | PN16 | TBA |  |  |  | 30 |  |  |  | 450 | NC | SS316 | A182-F304 | BALL | PTFE |  | THREADED | 2006FEW |  | HAITIMA | HAITIMA | https://www.haitima.com.tw/ | +886-2-26585800 |  | haitima@haitima.com.tw | TAIWAN | [7 empty] | CAMBI
0010279043 | AT_HVALVE | WSD11-111-HV-0185 | C4B | 131242-WSD11-DR-P-6014.dgn | BALL_VALVE | WSD11 | 111 | STLP | HV | 0185 |  | TRAIN 1 CAISSON SAMPLING | TRAIN 1 CAISSON SAMPLING | NON-HAZARDOUS | ISOLATION | WSD11-111-STLP-00123-25-SS16 | 300 | 25 | PN16 | TBA |  |  |  | 30 |  |  |  | 450 | NC | SS316 | A182-F304 | BALL | PTFE |  | THREADED | 2006FEW |  | HAITIMA | HAITIMA | https://www.haitima.com.tw/ | +886-2-26585800 |  | haitima@haitima.com.tw | TAIWAN | [7 empty] | CAMBI
0010307726 | AT_HVALVE | WSD11-111-HV-0186A | C4B | 131242-WSD11-DR-P-6002.dgn | BALL_VALVE | WSD11 | 111 | DWAS | HV | 0186 | A | TRAIN 1 REACTOR FEED PUMP DISCHARGE DRAIN | TRAIN 1 REACTOR FEED PUMP DISCHARGE DRAIN | NON-HAZARDOUS | DRAIN | WSD11-111-DWAS-00108B-25-SS16 | 750 | 25 | PN16 | TBA |  |  |  | 95 | 200 | 200 | 600 | 1125 | NC | SS316 | A182-F304 | BALL | PTFE |  | THREADED | 2006FEW |  | HAITIMA | HAITIMA | https://www.haitima.com.tw/ | +886-2-26585800 |  | haitima@haitima.com.tw | TAIWAN | [7 empty] | CAMBI
0010307727 | AT_HVALVE | WSD11-111-HV-0186B | C4B | 131242-WSD11-DR-P-6002.dgn | BALL_VALVE | WSD11 | 111 | DWAS | HV | 0186 | B | TRAIN 1 PULPER CIRC/REACTOR FEED PUMP DISCHARGE | TRAIN 1 PULPER CIRC/REACTOR FEED PUMP DISCHARGE | NON-HAZARDOUS | DRAIN | WSD11-111-DWAS-00106B-25-SS16 | 750 | 25 | PN16 | TBA |  |  |  | 95 | 200 | 200 | 600 | 1125 | NC | SS316 | A182-F304 | BALL | PTFE |  | THREADED | 2006FEW |  | HAITIMA | HAITIMA | https://www.haitima.com.tw/ | +886-2-26585800 |  | haitima@haitima.com.tw | TAIWAN | [7 empty] | CAMBI
0010309514 | AT_HVALVE | WSD11-111-HV-0187A | C4B | 131242-WSD11-DR-P-6000.dgn | BALL_VALVE | WSD11 | 111 | DWAS | HV | 0187 | A | TRAIN 1 THP FEED PUMP 1 DISCHARGE PIT | TRAIN 1 THP FEED PUMP 1 DISCHARGE PIT | NON-HAZARDOUS | ISOLATION | WSD11-111-DWAS-00101C-50-SS16 | 2400 | 50 | PN25 | TBA |  |  |  | 25 | 1000 | 1000 | 1200 | 3750 | NO | SS 316 | SS 316 | BALL | PTFE |  | FLANGED | 7289 |  | ECON | ECONOSTO | https://www.econosto.fi/en/ | (+65) 6862 5200 | (+65) 6861 3822 | econosto@singnet.com.sg | FINLAND | [7 empty] | CAMBI
0010311876 | AT_HVALVE | WSD11-111-HV-0187B | C4B | 131242-WSD11-DR-P-6000.dgn | BALL_VALVE | WSD11 | 111 | DWAS | HV | 0187 | B | TRAIN 1 THP FEED PUMP 1 DISCHARGE PSHH | TRAIN 1 THP FEED PUMP 1 DISCHARGE PSHH | NON-HAZARDOUS | ISOLATION | WSD11-111-DWAS-00101D-50-SS16 | 2400 | 50 | PN25 | TBA |  |  |  | 25 | 1000 | 1000 | 1200 | 3750 | NO | SS 316 | SS 316 | BALL | PTFE |  | FLANGED | H SERIES |  | HEATON | HEATON | https://www.heaton-valves.com/ |  |  | sales@heaton-valves.com | TAIWAN | [7 empty] | OVS
0010309532 | AT_HVALVE | WSD11-111-HV-0188A | C4B | 131242-WSD11-DR-P-6000.dgn | BALL_VALVE | WSD11 | 111 | DWAS | HV | 0188 | A | TRAIN 1 THP FEED PUMP 2 DISCHARGE PIT | TRAIN 1 THP FEED PUMP 2 DISCHARGE PIT | NON-HAZARDOUS | ISOLATION | WSD11-111-DWAS-00102C-50-SS16 | 2400 | 50 | PN25 | TBA |  |  |  | 25 | 1000 | 1000 | 1200 | 3750 | NO | SS 316 | SS 316 | BALL | PTFE |  | FLANGED | 7289 |  | ECON | ECONOSTO | https://www.econosto.fi/en/ | (+65) 6862 5200 | (+65) 6861 3822 | econosto@singnet.com.sg | FINLAND | [7 empty] | CAMBI
0010311899 | AT_HVALVE | WSD11-111-HV-0188B | C4B | 131242-WSD11-DR-P-6000.dgn | BALL_VALVE | WSD11 | 111 | DWAS | HV | 0188 | B | TRAIN 1 THP FEED PUMP 2 DISCHARGE PSHH | TRAIN 1 THP FEED PUMP 2 DISCHARGE PSHH | NON-HAZARDOUS | ISOLATION | WSD11-111-DWAS-00102D-50-SS16 | 2400 | 50 | PN25 | TBA |  |  |  | 25 | 1000 | 1000 | 1200 | 3750 | NO | SS 316 | SS 316 | BALL | HYPATITE PTFE |  | FLANGED | H SERIES |  | HEATON | HEATON | https://www.heaton-valves.com/ |  |  | sales@heaton-valves.com | TAIWAN | [7 empty] | OVS
0010332982 | AT_HVALVE | WSD11-111-HV-0191 | C4B | 131242-WSD11-DR-P-6000.dgn | BALL_VALVE | WSD11 | 111 | G2D | HV | 0191 |  | TRAIN 1 THP FEED PUMP 1 G2D INLET 1 CHUTE | TRAIN 1 THP FEED PUMP 1 G2D INLET 1 CHUTE | NON-HAZARDOUS | ISOLATION | WSD11-111-G2D-00120-25-SS16 | 600 | 25 | PN16 | TBA | 10000 | 10000 | 10000 | 30 | 300 | 300 | 300 | 900 | NC | SS 316 | SS 316 | BALL | HYPATITE PTFE |  | THREADED | H5V03 |  | HEATON | HEATON | https://www.heaton-valves.com/ |  |  | sales@heaton-valves.com | TAIWAN | [7 empty] | OVS
0010334411 | AT_HVALVE | WSD11-111-HV-0191A | C4B | 131242-WSD11-DR-P-6000.dgn | BALL_VALVE | WSD11 | 111 | G2D | HV | 0191 | A | TRAIN 1 THP FEED PUMP 1 G2D INLET 1 CHUTE 1 | TRAIN 1 THP FEED PUMP 1 G2D INLET 1 CHUTE 1 | NON-HAZARDOUS | ISOLATION | WSD11-111-G2D-00120-25-SS16 | 600 | 25 | PN16 | TBA | 6400 |  | 9000 | 30 | 530 | 530 | 530 | 900 | NC | SS 316 | SS 316 | BALL | HYPATITE PTFE |  | THREADED | H5V03 |  | HEATON | HEATON | https://www.heaton-valves.com/ |  |  | sales@heaton-valves.com | TAIWAN | [7 empty] | OVS
0010332983 | AT_HVALVE | WSD11-111-HV-0192 | C4B | 131242-WSD11-DR-P-6000.dgn | BALL_VALVE | WSD11 | 111 | G2D | HV | 0192 |  | TRAIN 1 THP FEED PUMP 1 G2D INLET 2 CHUTE | TRAIN 1 THP FEED PUMP 1 G2D INLET 2 CHUTE | NON-HAZARDOUS | ISOLATION | WSD11-111-G2D-00121-25-SS16 | 600 | 25 | PN16 | TBA | 10000 | 10000 | 10000 | 30 | 300 | 300 | 300 | 900 | NC | SS 316 | SS 316 | BALL | HYPATITE PTFE |  | THREADED | H5V03 |  | HEATON | HEATON | https://www.heaton-valves.com/ |  |  | sales@heaton-valves.com | TAIWAN | [7 empty] | OVS
0010334408 | AT_HVALVE | WSD11-111-HV-0192A | C4B | 131242-WSD11-DR-P-6000.dgn | BALL_VALVE | WSD11 | 111 | G2D | HV | 0192 | A | TRAIN 1 THP FEED PUMP 1 G2D INLET 2 CHUTE 2 | TRAIN 1 THP FEED PUMP 1 G2D INLET 2 CHUTE 2 | NON-HAZARDOUS | ISOLATION | WSD11-111-G2D-00121-25-SS16 | 600 | 25 | PN16 | TBA | 6400 |  | 9000 | 30 | 530 | 530 | 530 | 900 | NC | SS 316 | SS 316 | BALL | HYPATITE PTFE |  | THREADED | H5V03 |  | HEATON | HEATON | https://www.heaton-valves.com/ |  |  | sales@heaton-valves.com | TAIWAN | [7 empty] | OVS
0010333545 | AT_HVALVE | WSD11-111-HV-0193 | C4B | 131242-WSD11-DR-P-6000.dgn | BALL_VALVE | WSD11 | 111 | DWAS | HV | 0193 |  | THP TRAIN 1 DWAS LINE FLUSH 1 | THP TRAIN 1 DWAS LINE FLUSH 1 | NON-HAZARDOUS | ISOLATION | WSD11-111-DWAS-00101E-25-SS16 | 2400 | 25 | PN25 | TBA |  |  |  | 25 | 1000 | 1000 | 1200 | 1800 | NC | SS 316 | SS 316 | BALL | HYPATITE PTFE |  | THREADED | H5V03 |  | HEATON | HEATON | https://www.heaton-valves.com/ |  |  | sales@heaton-valves.com | TAIWAN | [7 empty] | OVS
0010333537 | AT_HVALVE | WSD11-111-HV-0194 | C4B | 131242-WSD11-DR-P-6000.dgn | BALL_VALVE | WSD11 | 111 | DWAS | HV | 0194 |  | THP TRAIN 1 DWAS LINE FLUSH 2 | THP TRAIN 1 DWAS LINE FLUSH 2 | NON-HAZARDOUS | ISOLATION | WSD11-111-DWAS-00102E-25-SS16 | 2400 | 25 | PN25 | TBA |  |  |  | 25 | 1000 | 1000 | 1200 | 1800 | NC | SS 316 | SS 316 | BALL | HYPATITE PTFE |  | THREADED | H5V03 |  | HEATON | HEATON | https://www.heaton-valves.com/ |  |  | sales@heaton-valves.com | TAIWAN | [7 empty] | OVS
0010334364 | AT_HVALVE | WSD11-111-HV-0195 | C4B | 131242-WSD11-DR-P-6001.dgn | BALL_VALVE | WSD11 | 111 | DWAS | HV | 0195 |  | THP TRAIN 1 DWAS LINE FLUSH 3 | THP TRAIN 1 DWAS LINE FLUSH 3 | NON-HAZARDOUS | DRAIN | WSD11-111-DWAS-00101F-25-SS16 | 550 | 25 | PN25 | TBA |  |  |  | 25 | 550 | 550 | 550 | 825 | NC | SS 316 | SS 316 | BALL | HYPATITE PTFE |  | THREADED | H5V03 |  | HEATON | HEATON | https://www.heaton-valves.com/ |  |  | sales@heaton-valves.com | TAIWAN | [7 empty] | OVS
0010333387 | AT_HVALVE | WSD11-111-HV-0196 | C4B | 131242-WSD11-DR-P-6010.dgn | BALL_VALVE | WSD11 | 111 | IA | HV | 0196 |  | ISOLATION IA FOR FLUSHING | ISOLATION IA FOR FLUSHING | NON-HAZARDOUS | ISOLATION | WSD11-111-IA-00115-15-SS16 | 1100 | 15 | PN16 | TBA |  |  |  | 42 | 850 | 850 | 1000 | 1500 | NO | SS316 | SS316 | BALL | HYPATITE PTFE |  | THREADED | H5V03 |  | HEATON | HEATON | https://www.heaton-valves.com/ |  |  | sales@heaton-valves.com | TAIWAN | [7 empty] | OVS
0010333135 | AT_HVALVE | WSD11-111-HV-0197 | C4B | 131242-WSD11-DR-P-6013.dgn | BALL_VALVE | WSD11 | 111 | G2D | HV | 0197 |  | TRAIN 1 G2D SUPPLY | TRAIN 1 G2D SUPPLY | NON-HAZARDOUS | ISOLATION | WSD11-111-G2D-00110-50-SS16 | 900 | 50 | PN16 | TBA | 10400 | 5000 | 20000 | 30 | 600 | 600 | 600 | 1350 | NO | SS 316 | SS 316 | BALL | PTFE |  | FLANGED | 7289 |  | ECON | ECONOSTO | https://www.econosto.fi/en/ | (+65) 6862 5200 | (+65) 6861 3822 | econosto@singnet.com.sg | FINLAND | [7 empty] | CAMBI
0010274349 | AT_HVALVE | WSD11-111-HV-0201 | C4B | 131242-WSD11-DR-P-6000.dgn | BALL_VALVE | WSD11 | 111 | G2D | HV | 0201 |  | TRAIN 2 THP FEED PUMP 3 G2D INLET 1 | TRAIN 2 THP FEED PUMP 3 G2D INLET 1 | NON-HAZARDOUS | ISOLATION | WSD11-111-G2D-00201-80-SS16 | 600 | 32 | PN16 | TBA | 2100 | 2100 | 5000 | 30 | 530 | 530 | 530 | 900 | NO | SS316 | A182-F304 | BALL | PTFE |  | THREADED | 2006FEW |  | HAITIMA | HAITIMA | https://www.haitima.com.tw/ | +886-2-26585800 |  | haitima@haitima.com.tw | TAIWAN | [7 empty] | CAMBI
0010282797 | AT_HVALVE | WSD11-111-HV-0201B | C4B | 131242-WSD11-DR-P-6026.dgn | KNIFE_GATE_VALVE | WSD11 | 111 | HS | HV | 0201 | B | TRAIN 2 FLASHTANK DISCHARGE PUMP B INLET | TRAIN 2 FLASHTANK DISCHARGE PUMP B INLET | NON-HAZARDOUS | ISOLATION | WSD11-111-HS-00209-200-SS16 | 550 | 200 | PN16 | TBA | 33000 | 9200 | 46000 | 80 | 50 | 50 | 50 | 825 | NO | CAST IRON | STAINLESS STEEL | DISC | AFLAS |  | FLANGED | CUK-200 |  | COTSWOLD VALVES | COTSWOLD VALVES | https://cotswoldvalves.co.uk/ | (+44) 012175 28870 |  | sales@cotswoldvalves.co.uk | UNITED KINGDOM | [7 empty] | CAMBI
0010274375 | AT_HVALVE | WSD11-111-HV-0202 | C4B | 131242-WSD11-DR-P-6000.dgn | BALL_VALVE | WSD11 | 111 | G2D | HV | 0202 |  | TRAIN 2 THP FEED PUMP 3 G2D INLET FLUSH DRAIN | TRAIN 2 THP FEED PUMP 3 G2D INLET FLUSH DRAIN | NON-HAZARDOUS | DRAIN | WSD11-111-G2D-00201A-25-SS16 | 600 | 25 | PN16 | TBA |  |  |  | 30 | 530 | 530 | 530 | 900 | NC | SS316 | A182-F304 | BALL | PTFE |  | THREADED | 2006FEW |  | HAITIMA | HAITIMA | https://www.haitima.com.tw/ | +886-2-26585800 |  | haitima@haitima.com.tw | TAIWAN | [7 empty] | CAMBI
0010274350 | AT_HVALVE | WSD11-111-HV-0203 | C4B | 131242-WSD11-DR-P-6000.dgn | BALL_VALVE | WSD11 | 111 | G2D | HV | 0203 |  | TRAIN 2 THP FEED PUMP 3 G2D INLET 2 | TRAIN 2 THP FEED PUMP 3 G2D INLET 2 | NON-HAZARDOUS | ISOLATION | WSD11-111-G2D-00201-80-SS16 | 600 | 32 | PN16 | TBA | 2100 | 2100 | 5000 | 30 | 530 | 530 | 530 | 900 | NO | SS316 | A182-F304 | BALL | PTFE |  | THREADED | 2006FEW |  | HAITIMA | HAITIMA | https://www.haitima.com.tw/ | +886-2-26585800 |  | haitima@haitima.com.tw | TAIWAN | [7 empty] | CAMBI
0010274304 | AT_HVALVE | WSD11-111-HV-0204 | C4B | 131242-WSD11-DR-P-6000.dgn | BALL_VALVE | WSD11 | 111 | DWAS | HV | 0204 |  | TRAIN 2 THP FEED PUMP 3 OUTLET FLUSH 1 | TRAIN 2 THP FEED PUMP 3 OUTLET FLUSH 1 | NON-HAZARDOUS | DRAIN | WSD11-111-DWAS-00201A-25-SS16 | 2400 | 25 | PN25 | TBA |  |  |  | 25 | 1000 | 1000 | 1200 | 3750 | NC | SS316 | A182-F304 | BALL | PTFE |  | THREADED | 2006FEW |  | HAITIMA | HAITIMA | https://www.haitima.com.tw/ | +886-2-26585800 |  | haitima@haitima.com.tw | TAIWAN | [7 empty] | CAMBI
0010274339 | AT_HVALVE | WSD11-111-HV-0205 | C4B | 131242-WSD11-DR-P-6000.dgn | BALL_VALVE | WSD11 | 111 | DWAS | HV | 0205 |  | TRAIN 2 THP FEED PUMP 3 OUTLET FLUSH 2 | TRAIN 2 THP FEED PUMP 3 OUTLET FLUSH 2 | NON-HAZARDOUS | DRAIN | WSD11-111-DWAS-00201B-25-SS16 | 2400 | 25 | PN25 | TBA |  |  |  | 25 | 1000 | 1000 | 1200 | 3750 | NC | SS316 | A182-F304 | BALL | PTFE |  | THREADED | 2006FEW |  | HAITIMA | HAITIMA | https://www.haitima.com.tw/ | +886-2-26585800 |  | haitima@haitima.com.tw | TAIWAN | [7 empty] | CAMBI
0010274354 | AT_HVALVE | WSD11-111-HV-0206 | C4B | 131242-WSD11-DR-P-6000.dgn | KNIFE_GATE_VALVE | WSD11 | 111 | DWAS | HV | 0206 |  | TRAIN 2 THP FEED PUMP 3 DISCHARGE | TRAIN 2 THP FEED PUMP 3 DISCHARGE | NON-HAZARDOUS | ISOLATION | WSD11-111-DWAS-00201-300-SS16 | 2400 | 300 | PN25 | TBA | 18200 | 5000 | 25000 | 25 | 1000 | 1000 | 1200 | 3750 | NO | WCB | STAINLESS STEEL | DISC | EPDM |  | FLANGED | 500ER |  | ZUBI | ZUBI | https://www.valvulaszubi.com/ | (+34) 943 63 52 71 |  | zubi@valvulaszubi.com | SPAIN | [7 empty] | CAMBI
0010274371 | AT_HVALVE | WSD11-111-HV-0207 | C4B | 131242-WSD11-DR-P-6000.dgn | BALL_VALVE | WSD11 | 111 | G2D | HV | 0207 |  | TRAIN 2 THP FEED PUMP 4 G2D INLET 1 | TRAIN 2 THP FEED PUMP 4 G2D INLET 1 | NON-HAZARDOUS | ISOLATION | WSD11-111-G2D-00202-32-SS16 | 600 | 32 | PN16 | TBA | 2100 | 2100 | 5000 | 30 | 530 | 530 | 530 | 900 | NO | SS316 | A182-F304 | BALL | PTFE |  | THREADED | 2006FEW |  | HAITIMA | HAITIMA | https://www.haitima.com.tw/ | +886-2-26585800 |  | haitima@haitima.com.tw | TAIWAN | [7 empty] | CAMBI
0010274377 | AT_HVALVE | WSD11-111-HV-0208 | C4B | 131242-WSD11-DR-P-6000.dgn | BALL_VALVE | WSD11 | 111 | G2D | HV | 0208 |  | TRAIN 2 THP FEED PUMP 4 G2D INLET FLUSH | TRAIN 2 THP FEED PUMP 4 G2D INLET FLUSH | NON-HAZARDOUS | DRAIN | WSD11-111-G2D-00202A-25-SS16 | 600 | 25 | PN16 | TBA |  |  |  | 30 | 530 | 530 | 530 | 900 | NC | SS316 | A182-F304 | BALL | PTFE |  | THREADED | 2006FEW |  | HAITIMA | HAITIMA | https://www.haitima.com.tw/ | +886-2-26585800 |  | haitima@haitima.com.tw | TAIWAN | [7 empty] | CAMBI
0010274372 | AT_HVALVE | WSD11-111-HV-0209 | C4B | 131242-WSD11-DR-P-6000.dgn | BALL_VALVE | WSD11 | 111 | G2D | HV | 0209 |  | TRAIN 2 THP FEED PUMP 4 G2D INLET 2 | TRAIN 2 THP FEED PUMP 4 G2D INLET 2 | NON-HAZARDOUS | ISOLATION | WSD11-111-G2D-00202-32-SS16 | 600 | 32 | PN16 | TBA | 2100 | 2100 | 5000 | 30 | 530 | 530 | 530 | 900 | NO | SS316 | A182-F304 | BALL | PTFE |  | THREADED | 2006FEW |  | HAITIMA | HAITIMA | https://www.haitima.com.tw/ | +886-2-26585800 |  | haitima@haitima.com.tw | TAIWAN | [7 empty] | CAMBI
0010274271 | AT_HVALVE | WSD11-111-HV-0210 | C4B | 131242-WSD11-DR-P-6000.dgn | BALL_VALVE | WSD11 | 111 | DWAS | HV | 0210 |  | TRAIN 2 THP FEED PUMP 4 OUTLET FLUSH 1 | TRAIN 2 THP FEED PUMP 4 OUTLET FLUSH 1 | NON-HAZARDOUS | DRAIN | WSD11-111-DWAS-00202A-25-SS16 | 2400 | 25 | PN25 | TBA |  |  |  | 25 | 1000 | 1000 | 1200 | 3750 | NC | SS316 | A182-F304 | BALL | PTFE |  | THREADED | 2006FEW |  | HAITIMA | HAITIMA | https://www.haitima.com.tw/ | +886-2-26585800 |  | haitima@haitima.com.tw | TAIWAN | [7 empty] | CAMBI
0010274360 | AT_HVALVE | WSD11-111-HV-0211 | C4B | 131242-WSD11-DR-P-6000.dgn | BALL_VALVE | WSD11 | 111 | DWAS | HV | 0211 |  | TRAIN 2 THP FEED PUMP 4 OUTLET FLUSH 2 | TRAIN 2 THP FEED PUMP 4 OUTLET FLUSH 2 | NON-HAZARDOUS | DRAIN | WSD11-111-DWAS-00202B-25-SS16 | 2400 | 25 | PN25 | TBA |  |  |  | 25 | 1000 | 1000 | 1200 | 3750 | NC | SS316 | A182-F304 | BALL | PTFE |  | THREADED | 2006FEW |  | HAITIMA | HAITIMA | https://www.haitima.com.tw/ | +886-2-26585800 |  | haitima@haitima.com.tw | TAIWAN | [7 empty] | CAMBI
0010274378 | AT_HVALVE | WSD11-111-HV-0212 | C4B | 131242-WSD11-DR-P-6000.dgn | KNIFE_GATE_VALVE | WSD11 | 111 | DWAS | HV | 0212 |  | TRAIN 2 THP FEED PUMP 4 DISCHARGE | TRAIN 2 THP FEED PUMP 4 DISCHARGE | NON-HAZARDOUS | ISOLATION | WSD11-111-DWAS-00202-300-SS16 | 2400 | 300 | PN25 | TBA | 18200 | 5000 | 25000 | 25 | 1000 | 1000 | 1200 | 3750 | NO | WCB | STAINLESS STEEL | DISC | EPDM |  | FLANGED | 500ER |  | ZUBI | ZUBI | https://www.valvulaszubi.com/ | (+34) 943 63 52 71 |  | zubi@valvulaszubi.com | SPAIN | [7 empty] | CAMBI
0010282109 | AT_HVALVE | WSD11-111-HV-0213 | C4B | 131242-WSD11-DR-P-6019.dgn | KNIFE_GATE_VALVE | WSD11 | 111 | DWAS | HV | 0213 |  | TRAIN 2 PULPER INLET ISOLATION | TRAIN 2 PULPER INLET ISOLATION | NON-HAZARDOUS | ISOLATION | WSD11-111-DWAS-00203-200-SS16 | 550 | 200 | PN16 | TBA | 18200 | 5000 | 25000 | 25 | 550 | 550 | 550 | 825 | LO | CAST IRON | STAINLESS STEEL | DISC | AFLAS |  | FLANGED | CUK 200 |  | COTSWOLD VALVES | COTSWOLD VALVES | https://cotswoldvalves.co.uk/ | (+44) 012175 28870 |  | sales@cotswoldvalves.co.uk | UNITED KINGDOM | [7 empty] | CAMBI
0010282123 | AT_HVALVE | WSD11-111-HV-0214 | C4B | 131242-WSD11-DR-P-6019.dgn | BALL_VALVE | WSD11 | 111 | DWAS | HV | 0214 |  | TRAIN 2 PULPER SLUDGE SAMPLING | TRAIN 2 PULPER SLUDGE SAMPLING | NON-HAZARDOUS | ISOLATION | WSD11-111-DWAS-00203A-25-SS16 | 550 | 25 | PN16 | TBA |  |  |  | 95 | 550 | 550 | 550 | 825 | NC | SS316 | A182-F304 | BALL | PTFE |  | THREADED | 2006FEW |  | HAITIMA | HAITIMA | https://www.haitima.com.tw/ | +886-2-26585800 |  | haitima@haitima.com.tw | TAIWAN | [7 empty] | CAMBI
0010282176 | AT_HVALVE | WSD11-111-HV-0215 | C4B | 131242-WSD11-DR-P-6019.dgn | KNIFE_GATE_VALVE | WSD11 | 111 | DWAS | HV | 0215 |  | TRAIN 2 PULPER DRAIN | TRAIN 2 PULPER DRAIN | NON-HAZARDOUS | DRAIN | WSD11-111-DWAS-00206A-100-SS16 | 550 | 100 | PN16 | TBA |  |  |  | 95 | 550 | 550 | 550 | 825 | LO | CAST IRON | STAINLESS STEEL | DISC | AFLAS |  | FLANGED | CUK 100 |  | COTSWOLD VALVES | COTSWOLD VALVES | https://cotswoldvalves.co.uk/ | (+44) 012175 28870 |  | sales@cotswoldvalves.co.uk | UNITED KINGDOM | [7 empty] | CAMBI
0010282158 | AT_HVALVE | WSD11-111-HV-0216 | C4B | 131242-WSD11-DR-P-6019.dgn | BALL_VALVE | WSD11 | 111 | STLP | HV | 0216 |  | TRAIN 2 PULPER LANCE 1 ISOLATION | TRAIN 2 PULPER LANCE 1 ISOLATION | NON-HAZARDOUS | ISOLATION | WSD11-111-STLP-00207-80-SS16 | 550 | 80 | PN16 | TBA | 2130 | 2130 | 2130 | 107 | 550 | 550 | 550 | 825 | NO | SS 316 | SS 316 | BALL | PTFE |  | FLANGED | 7289 |  | ECON | ECONOSTO | https://www.econosto.fi/en/ | (+65) 6862 5200 | (+65) 6861 3822 | econosto@singnet.com.sg | FINLAND | [7 empty] | CAMBI
0010282159 | AT_HVALVE | WSD11-111-HV-0217 | C4B | 131242-WSD11-DR-P-6019.dgn | BALL_VALVE | WSD11 | 111 | STLP | HV | 0217 |  | TRAIN 2 PULPER LANCE 2 ISOLATION | TRAIN 2 PULPER LANCE 2 ISOLATION | NON-HAZARDOUS | ISOLATION | WSD11-111-STLP-00208-80-SS16 | 550 | 80 | PN16 | TBA | 2130 | 2130 | 2130 | 107 | 550 | 550 | 550 | 825 | NO | SS 316 | SS 316 | BALL | PTFE |  | FLANGED | 7289 |  | ECON | ECONOSTO | https://www.econosto.fi/en/ | (+65) 6862 5200 | (+65) 6861 3822 | econosto@singnet.com.sg | FINLAND | [7 empty] | CAMBI
0010282160 | AT_HVALVE | WSD11-111-HV-0218 | C4B | 131242-WSD11-DR-P-6019.dgn | BALL_VALVE | WSD11 | 111 | STLP | HV | 0218 |  | TRAIN 2 PULPER LANCE 3 ISOLATION | TRAIN 2 PULPER LANCE 3 ISOLATION | NON-HAZARDOUS | ISOLATION | WSD11-111-STLP-00209-80-SS16 | 550 | 80 | PN16 | TBA | 2130 | 2130 | 2130 | 107 | 550 | 550 | 550 | 825 | NO | SS 316 | SS 316 | BALL | PTFE |  | FLANGED | 7289 |  | ECON | ECONOSTO | https://www.econosto.fi/en/ | (+65) 6862 5200 | (+65) 6861 3822 | econosto@singnet.com.sg | FINLAND | [7 empty] | CAMBI
0010282161 | AT_HVALVE | WSD11-111-HV-0219 | C4B | 131242-WSD11-DR-P-6019.dgn | BALL_VALVE | WSD11 | 111 | STLP | HV | 0219 |  | TRAIN 2 PULPER LANCE 4 ISOLATION | TRAIN 2 PULPER LANCE 4 ISOLATION | NON-HAZARDOUS | ISOLATION | WSD11-111-STLP-00210-80-SS16 | 550 | 80 | PN16 | TBA | 2130 | 2130 | 2130 | 107 | 550 | 550 | 550 | 825 | NO | SS 316 | SS 316 | BALL | PTFE |  | FLANGED | 7289 |  | ECON | ECONOSTO | https://www.econosto.fi/en/ | (+65) 6862 5200 | (+65) 6861 3822 | econosto@singnet.com.sg | FINLAND | [7 empty] | CAMBI
0010282170 | AT_HVALVE | WSD11-111-HV-0220 | C4B | 131242-WSD11-DR-P-6019.dgn | KNIFE_GATE_VALVE | WSD11 | 111 | DWAS | HV | 0220 |  | TRAIN 2 PULPER LEVEL TRANSMITTER ISOLATION | TRAIN 2 PULPER LEVEL TRANSMITTER ISOLATION | NON-HAZARDOUS | ISOLATION | WSD11-111-DWAS-00203C-80-SS16 | 550 | 80 | PN16 | TBA |  |  |  | 95 | 550 | 550 | 550 | 825 | LO | CAST IRON | STAINLESS STEEL | DISC | AFLAS |  | FLANGED | CUK 080 |  | COTSWOLD VALVES | COTSWOLD VALVES | https://cotswoldvalves.co.uk/ | (+44) 012175 28870 |  | sales@cotswoldvalves.co.uk | UNITED KINGDOM | [7 empty] | CAMBI
0010282181 | AT_HVALVE | WSD11-111-HV-0221 | C4B | 131242-WSD11-DR-P-6019.dgn | BALL_VALVE | WSD11 | 111 | DWAS | HV | 0221 |  | TRAIN 2 PULPER LEVEL TRANSMITTER DRAIN | TRAIN 2 PULPER LEVEL TRANSMITTER DRAIN | NON-HAZARDOUS | DRAIN | WSD11-111-DWAS-00203C-80-SS16 | 550 | 25 | PN16 | TBA |  |  |  | 95 | 550 | 550 | 550 | 825 | NC | SS316 | A182-F304 | BALL | PTFE |  | THREADED | 2006FEW |  | HAITIMA | HAITIMA | https://www.haitima.com.tw/ | +886-2-26585800 |  | haitima@haitima.com.tw | TAIWAN | [7 empty] | CAMBI
0010282241 | AT_HVALVE | WSD11-111-HV-0222 | C4B | 131242-WSD11-DR-P-6020.dgn | BALL_VALVE | WSD11 | 111 | G2D | HV | 0222 |  | TRAIN 2 G2D INLET ISOLATION | TRAIN 2 G2D INLET ISOLATION | NON-HAZARDOUS | ISOLATION | WSD11-111-G1-00203-25-SS16 | 900 | 25 | PN16 | TBA |  |  |  | 30 | 600 | 600 | 600 | 1350 | NO | SS316 | A182-F304 | BALL | PTFE |  | THREADED | 2006FEW |  | HAITIMA | HAITIMA | https://www.haitima.com.tw/ | +886-2-26585800 |  | haitima@haitima.com.tw | TAIWAN | [7 empty] | CAMBI
0010282280 | AT_HVALVE | WSD11-111-HV-0223 | C4B | 131242-WSD11-DR-P-6020.dgn | BALL_VALVE | WSD11 | 111 | G2D | HV | 0223 |  | TRAIN 2 G2D INLET FLUSHING DRAIN | TRAIN 2 G2D INLET FLUSHING DRAIN | NON-HAZARDOUS | DRAIN | WSD11-111-G2D-00203A-25-SS16 | 900 | 25 | PN16 | TBA |  |  |  | 30 | 600 | 600 | 600 | 1350 | NC | SS316 | A182-F304 | BALL | PTFE |  | THREADED | 2006FEW |  | HAITIMA | HAITIMA | https://www.haitima.com.tw/ | +886-2-26585800 |  | haitima@haitima.com.tw | TAIWAN | [7 empty] | CAMBI
0010282244 | AT_HVALVE | WSD11-111-HV-0224 | C4B | 131242-WSD11-DR-P-6020.dgn | BALL_VALVE | WSD11 | 111 | G2D | HV | 0224 |  | TRAIN 2 G2D INLET TO CIRCU/REACTOR FEED PUMP | TRAIN 2 G2D INLET TO CIRCU/REACTOR FEED PUMP | NON-HAZARDOUS | ISOLATION | WSD11-111-G2D-00204-25-SS16 | 900 | 25 | PN16 | TBA |  |  |  | 30 | 600 | 600 | 600 | 1350 | NO | SS316 | A182-F304 | BALL | PTFE |  | THREADED | 2006FEW |  | HAITIMA | HAITIMA | https://www.haitima.com.tw/ | +886-2-26585800 |  | haitima@haitima.com.tw | TAIWAN | [7 empty] | CAMBI
0010282242 | AT_HVALVE | WSD11-111-HV-0225 | C4B | 131242-WSD11-DR-P-6020.dgn | BALL_VALVE | WSD11 | 111 | G2D | HV | 0225 |  | TRAIN 2 G2D INLET TO REACTOR FEED PUMP | TRAIN 2 G2D INLET TO REACTOR FEED PUMP | NON-HAZARDOUS | ISOLATION | WSD11-111-G1-00203-25-SS16 | 900 | 25 | PN16 | TBA |  |  |  | 30 | 600 | 600 | 600 | 1350 | NC | SS316 | A182-F304 | BALL | PTFE |  | THREADED | 2006FEW |  | HAITIMA | HAITIMA | https://www.haitima.com.tw/ | +886-2-26585800 |  | haitima@haitima.com.tw | TAIWAN | [7 empty] | CAMBI
0010282228 | AT_HVALVE | WSD11-111-HV-0226A | C4B | 131242-WSD11-DR-P-6020.dgn | KNIFE_GATE_VALVE | WSD11 | 111 | DWAS | HV | 0226 | A | TRAIN 2 PULPER DISCHARGE TO REACTOR FEED PUMP | TRAIN 2 PULPER DISCHARGE TO REACTOR FEED PUMP | NON-HAZARDOUS | ISOLATION | WSD11-111-DWAS-00204-200-SS16 | 550 | 200 | PN16 | TBA | 9200 | 33000 | 46000 | 95 | 200 | 200 | 550 | 825 | NO | CAST IRON | STAINLESS STEEL | DISC | AFLAS |  | FLANGED | CUK 200 |  | COTSWOLD VALVES | COTSWOLD VALVES | https://cotswoldvalves.co.uk/ | (+44) 012175 28870 |  | sales@cotswoldvalves.co.uk | UNITED KINGDOM | [7 empty] | CAMBI
0010282282 | AT_HVALVE | WSD11-111-HV-0226B | C4B | 131242-WSD11-DR-P-6020.dgn | KNIFE_GATE_VALVE | WSD11 | 111 | DWAS | HV | 0226 | B | TRAIN 2 PULPER DISCHARGE TO CIRC/REACTOR FEED PUMP | TRAIN 2 PULPER DISCHARGE TO CIRC/REACTOR FEED PUMP | NON-HAZARDOUS | ISOLATION | WSD11-111-DWAS-00207-200-SS16 | 550 | 200 | PN16 | TBA | 9200 | 33000 | 46000 | 95 | 200 | 200 | 550 | 825 | NO | CAST IRON | STAINLESS STEEL | DISC | AFLAS |  | FLANGED | CUK 200 |  | COTSWOLD VALVES | COTSWOLD VALVES | https://cotswoldvalves.co.uk/ | (+44) 012175 28870 |  | sales@cotswoldvalves.co.uk | UNITED KINGDOM | [7 empty] | CAMBI
0010282283 | AT_HVALVE | WSD11-111-HV-0227A | C4B | 131242-WSD11-DR-P-6020.dgn | BALL_VALVE | WSD11 | 111 | DWAS | HV | 0227 | A | TRAIN 2 REACTOR FEED PUMP FLUSH VALVE DRAIN | TRAIN 2 REACTOR FEED PUMP FLUSH VALVE DRAIN | NON-HAZARDOUS | DRAIN | WSD11-111-DWAS-00204A-25-SS16 | 550 | 25 | PN16 | TBA |  |  |  | 95 | 200 | 200 | 550 | 825 | NC | SS316 | A182-F304 | BALL | PTFE |  | THREADED | 2006FEW |  | HAITIMA | HAITIMA | https://www.haitima.com.tw/ | +886-2-26585800 |  | haitima@haitima.com.tw | TAIWAN | [7 empty] | CAMBI
0010282286 | AT_HVALVE | WSD11-111-HV-0227B | C4B | 131242-WSD11-DR-P-6020.dgn | BALL_VALVE | WSD11 | 111 | DWAS | HV | 0227 | B | TRAIN 2 PULPER CIRCU/REACTOR FEED PUMP | TRAIN 2 PULPER CIRCU/REACTOR FEED PUMP | NON-HAZARDOUS | DRAIN | WSD11-111-DWAS-00207A-25-SS16 | 550 | 25 | PN16 | TBA |  |  |  | 95 | 200 | 200 | 550 | 825 | NC | SS316 | A182-F304 | BALL | PTFE |  | THREADED | 2006FEW |  | HAITIMA | HAITIMA | https://www.haitima.com.tw/ | +886-2-26585800 |  | haitima@haitima.com.tw | TAIWAN | [7 empty] | CAMBI
0010282292 | AT_HVALVE | WSD11-111-HV-0228A | C4B | 131242-WSD11-DR-P-6020.dgn | BALL_VALVE | WSD11 | 111 | DWAS | HV | 0228 | A | TRAIN 2 REACTOR FEED PUMP FLUSH VALVE DRAIN | TRAIN 2 REACTOR FEED PUMP FLUSH VALVE DRAIN | NON-HAZARDOUS | DRAIN | WSD11-111-DWAS-00208A-25-SS16 | 550 | 25 | PN16 | TBA |  |  |  | 95 | 200 | 200 | 550 | 825 | NC | SS316 | A182-F304 | BALL | PTFE |  | THREADED | 2006FEW |  | HAITIMA | HAITIMA | https://www.haitima.com.tw/ | +886-2-26585800 |  | haitima@haitima.com.tw | TAIWAN | [7 empty] | CAMBI
0010282293 | AT_HVALVE | WSD11-111-HV-0228B | C4B | 131242-WSD11-DR-P-6020.dgn | BALL_VALVE | WSD11 | 111 | DWAS | HV | 0228 | B | TRAIN 2 PULPER CIRCU/REACTOR FEED PUMP | TRAIN 2 PULPER CIRCU/REACTOR FEED PUMP | NON-HAZARDOUS | DRAIN | WSD11-111-DWAS-00206A-25-SS16 | 550 | 25 | PN16 | TBA |  |  |  | 95 | 50 | 50 | 50 | 825 | NC | SS316 | A182-F304 | BALL | PTFE |  | THREADED | 2006FEW |  | HAITIMA | HAITIMA | https://www.haitima.com.tw/ | +886-2-26585800 |  | haitima@haitima.com.tw | TAIWAN | [7 empty] | CAMBI
0010282295 | AT_HVALVE | WSD11-111-HV-0229A | C4B | 131242-WSD11-DR-P-6020.dgn | KNIFE_GATE_VALVE | WSD11 | 111 | DWAS | HV | 0229 | A | TRAIN 2 REACTOR FEED PUMP DISCHARGE | TRAIN 2 REACTOR FEED PUMP DISCHARGE | NON-HAZARDOUS | ISOLATION | WSD11-111-DWAS-00208-100-SS16 | 750 | 100 | PN16 | TBA | 9200 | 33000 | 46000 | 95 | 200 | 200 | 600 | 1125 | NO | CAST IRON | STAINLESS STEEL | DISC | AFLAS |  | FLANGED | CUK 100 |  | COTSWOLD VALVES | COTSWOLD VALVES | https://cotswoldvalves.co.uk/ | (+44) 012175 28870 |  | sales@cotswoldvalves.co.uk | UNITED KINGDOM | [7 empty] | CAMBI
0010282260 | AT_HVALVE | WSD11-111-HV-0229B | C4B | 131242-WSD11-DR-P-6020.dgn | KNIFE_GATE_VALVE | WSD11 | 111 | DWAS | HV | 0229 | B | TRAIN 2 PULPER CIRCU/REACTOR FEED PUMP DISCHARGE | TRAIN 2 PULPER CIRCU/REACTOR FEED PUMP DISCHARGE | NON-HAZARDOUS | ISOLATION | WSD11-111-DWAS-00206-100-SS16 | 750 | 100 | PN16 | TBA | 9200 | 33000 | 46000 | 95 | 200 | 200 | 600 | 1125 | NO | CAST IRON | STAINLESS STEEL | DISC | AFLAS |  | FLANGED | CUK 100 |  | COTSWOLD VALVES | COTSWOLD VALVES | https://cotswoldvalves.co.uk/ | (+44) 012175 28870 |  | sales@cotswoldvalves.co.uk | UNITED KINGDOM | [7 empty] | CAMBI
0010282360 | AT_HVALVE | WSD11-111-HV-0230A | C4B | 131242-WSD11-DR-P-6021.dgn | KNIFE_GATE_VALVE | WSD11 | 111 | DWAS | HV | 0230 | A | TRAIN 2 REACTOR A DWAS INLET | TRAIN 2 REACTOR A DWAS INLET | NON-HAZARDOUS | ISOLATION | WSD11-111-DWAS-00215-150-SS16 | 600 | 150 | PN25 | TBA | 20400 | 20400 | 20400 | 95 | 250 | 250 | 250 | 900 | NO | CAST IRON | STAINLESS STEEL | DISC | AFLAS |  | FLANGED | CUK-150 |  | COTSWOLD VALVES | COTSWOLD VALVES | https://cotswoldvalves.co.uk/ | (+44) 012175 28870 |  | sales@cotswoldvalves.co.uk | UNITED KINGDOM | [7 empty] | CAMBI
0010282485 | AT_HVALVE | WSD11-111-HV-0230B | C4B | 131242-WSD11-DR-P-6022.dgn | KNIFE_GATE_VALVE | WSD11 | 111 | DWAS | HV | 0230 | B | TRAIN 2 REACTOR B DWAS INLET | TRAIN 2 REACTOR B DWAS INLET | NON-HAZARDOUS | ISOLATION | WSD11-111-DWAS-00216-150-SS16 | 600 | 150 | PN25 | TBA | 20400 | 20400 | 20400 | 95 | 250 | 250 | 250 | 900 | NO | CAST IRON | STAINLESS STEEL | DISC | AFLAS |  | FLANGED | CUK-150 |  | COTSWOLD VALVES | COTSWOLD VALVES | https://cotswoldvalves.co.uk/ | (+44) 012175 28870 |  | sales@cotswoldvalves.co.uk | UNITED KINGDOM | [7 empty] | CAMBI
0010282590 | AT_HVALVE | WSD11-111-HV-0230C | C4B | 131242-WSD11-DR-P-6023.dgn | KNIFE_GATE_VALVE | WSD11 | 111 | DWAS | HV | 0230 | C | TRAIN 2 REACTOR C DWAS INLET | TRAIN 2 REACTOR C DWAS INLET | NON-HAZARDOUS | ISOLATION | WSD11-111-DWAS-00217-150-SS16 | 600 | 150 | PN25 | TBA | 20400 | 20400 | 20400 | 95 | 250 | 250 | 250 | 900 | NO | CAST IRON | STAINLESS STEEL | DISC | AFLAS |  | FLANGED | CUK-150 |  | COTSWOLD VALVES | COTSWOLD VALVES | https://cotswoldvalves.co.uk/ | (+44) 012175 28870 |  | sales@cotswoldvalves.co.uk | UNITED KINGDOM | [7 empty] | CAMBI
0010282664 | AT_HVALVE | WSD11-111-HV-0230D | C4B | 131242-WSD11-DR-P-6024.dgn | KNIFE_GATE_VALVE | WSD11 | 111 | DWAS | HV | 0230 | D | TRAIN 2 REACTOR D DWAS INLET | TRAIN 2 REACTOR D DWAS INLET | NON-HAZARDOUS | ISOLATION | WSD11-111-DWAS-00218-150-SS16 | 600 | 150 | PN25 | TBA | 20400 | 20400 | 20400 | 95 | 250 | 250 | 250 | 900 | NO | CAST IRON | STAINLESS STEEL | DISC | AFLAS |  | FLANGED | CUK-150 |  | COTSWOLD VALVES | COTSWOLD VALVES | https://cotswoldvalves.co.uk/ | (+44) 012175 28870 |  | sales@cotswoldvalves.co.uk | UNITED KINGDOM | [7 empty] | CAMBI
0010282366 | AT_HVALVE | WSD11-111-HV-0231A | C4B | 131242-WSD11-DR-P-6021.dgn | BALL_VALVE | WSD11 | 111 | DWAS | HV | 0231 | A | TRAIN 2 REACTOR A DWAS INLET FLUSH DRAIN | TRAIN 2 REACTOR A DWAS INLET FLUSH DRAIN | NON-HAZARDOUS | DRAIN | WSD11-111-DWAS-00215A-25-SS16 | 600 | 25 | PN25 | TBA |  |  |  | 95 | 250 | 250 | 250 | 900 | NC | SS316 | A182-F304 | BALL | PTFE |  | THREADED | 2006FEW |  | HAITIMA | HAITIMA | https://www.haitima.com.tw/ | +886-2-26585800 |  | haitima@haitima.com.tw | TAIWAN | [7 empty] | CAMBI
0010282440 | AT_HVALVE | WSD11-111-HV-0231B | C4B | 131242-WSD11-DR-P-6022.dgn | BALL_VALVE | WSD11 | 111 | DWAS | HV | 0231 | B | TRAIN 2 REACTOR B DWAS INLET FLUSH DRAIN | TRAIN 2 REACTOR B DWAS INLET FLUSH DRAIN | NON-HAZARDOUS | DRAIN | WSD11-111-DWAS-00216A-25-SS16 | 600 | 25 | PN25 | TBA |  |  |  | 95 | 250 | 250 | 250 | 900 | NC | SS316 | A182-F304 | BALL | PTFE |  | THREADED | 2006FEW |  | HAITIMA | HAITIMA | https://www.haitima.com.tw/ | +886-2-26585800 |  | haitima@haitima.com.tw | TAIWAN | [7 empty] | CAMBI
0010282574 | AT_HVALVE | WSD11-111-HV-0231C | C4B | 131242-WSD11-DR-P-6023.dgn | BALL_VALVE | WSD11 | 111 | DWAS | HV | 0231 | C | TRAIN 2 REACTOR C DWAS INLET FLUSH DRAIN | TRAIN 2 REACTOR C DWAS INLET FLUSH DRAIN | NON-HAZARDOUS | DRAIN | WSD11-111-DWAS-00217A-25-SS16 | 600 | 25 | PN25 | TBA |  |  |  | 95 | 250 | 250 | 250 | 900 | NC | SS316 | A182-F304 | BALL | PTFE |  | THREADED | 2006FEW |  | HAITIMA | HAITIMA | https://www.haitima.com.tw/ | +886-2-26585800 |  | haitima@haitima.com.tw | TAIWAN | [7 empty] | CAMBI
0010282669 | AT_HVALVE | WSD11-111-HV-0231D | C4B | 131242-WSD11-DR-P-6024.dgn | BALL_VALVE | WSD11 | 111 | DWAS | HV | 0231 | D | TRAIN 2 REACTOR D DWAS INLET FLUSH DRAIN | TRAIN 2 REACTOR D DWAS INLET FLUSH DRAIN | NON-HAZARDOUS | DRAIN | WSD11-111-DWAS-00218A-25-SS16 | 600 | 25 | PN25 | TBA |  |  |  | 95 | 250 | 250 | 250 | 900 | NC | SS316 | A182-F304 | BALL | PTFE |  | THREADED | 2006FEW |  | HAITIMA | HAITIMA | https://www.haitima.com.tw/ | +886-2-26585800 |  | haitima@haitima.com.tw | TAIWAN | [7 empty] | CAMBI
0010282398 | AT_HVALVE | WSD11-111-HV-0232A | C4B | 131242-WSD11-DR-P-6021.dgn | KNIFE_GATE_VALVE | WSD11 | 111 | DWAS | HV | 0232 | A | TRAIN 2 REACTOR A DRAIN | TRAIN 2 REACTOR A DRAIN | NON-HAZARDOUS | DRAIN | WSD11-111-DWAS-00215B-100-SS16 | 600 | 100 | PN25 | TBA |  |  |  | 165 | 600 | 600 | 600 | 900 | NC | CAST IRON | STAINLESS STEEL | DISC | AFLAS |  | FLANGED | CUK-100 |  | COTSWOLD VALVES | COTSWOLD VALVES | https://cotswoldvalves.co.uk/ | (+44) 012175 28870 |  | sales@cotswoldvalves.co.uk | UNITED KINGDOM | [7 empty] | CAMBI
0010282460 | AT_HVALVE | WSD11-111-HV-0232B | C4B | 131242-WSD11-DR-P-6022.dgn | KNIFE_GATE_VALVE | WSD11 | 111 | DWAS | HV | 0232 | B | TRAIN 2 REACTOR B DRAIN | TRAIN 2 REACTOR B DRAIN | NON-HAZARDOUS | DRAIN | WSD11-111-DWAS-00216B-100-SS16 | 600 | 100 | PN25 | TBA |  |  |  | 165 | 600 | 600 | 600 | 900 | NC | CAST IRON | STAINLESS STEEL | DISC | AFLAS |  | FLANGED | CUK-100 |  | COTSWOLD VALVES | COTSWOLD VALVES | https://cotswoldvalves.co.uk/ | (+44) 012175 28870 |  | sales@cotswoldvalves.co.uk | UNITED KINGDOM | [7 empty] | CAMBI
0010282583 | AT_HVALVE | WSD11-111-HV-0232C | C4B | 131242-WSD11-DR-P-6023.dgn | KNIFE_GATE_VALVE | WSD11 | 111 | DWAS | HV | 0232 | C | TRAIN 2 REACTOR C DRAIN | TRAIN 2 REACTOR C DRAIN | NON-HAZARDOUS | DRAIN | WSD11-111-DWAS-00217B-100-SS16 | 600 | 100 | PN25 | TBA |  |  |  | 165 | 600 | 600 | 600 | 900 | NC | CAST IRON | STAINLESS STEEL | DISC | AFLAS |  | FLANGED | CUK-100 |  | COTSWOLD VALVES | COTSWOLD VALVES | https://cotswoldvalves.co.uk/ | (+44) 012175 28870 |  | sales@cotswoldvalves.co.uk | UNITED KINGDOM | [7 empty] | CAMBI
0010282630 | AT_HVALVE | WSD11-111-HV-0232D | C4B | 131242-WSD11-DR-P-6024.dgn | KNIFE_GATE_VALVE | WSD11 | 111 | DWAS | HV | 0232 | D | TRAIN 2 REACTOR D DRAIN | TRAIN 2 REACTOR D DRAIN | NON-HAZARDOUS | DRAIN | WSD11-111-DWAS-00218B-100-SS16 | 600 | 100 | PN25 | TBA |  |  |  | 165 | 600 | 600 | 600 | 900 | NC | CAST IRON | STAINLESS STEEL | DISC | AFLAS |  | FLANGED | CUK-100 |  | COTSWOLD VALVES | COTSWOLD VALVES | https://cotswoldvalves.co.uk/ | (+44) 012175 28870 |  | sales@cotswoldvalves.co.uk | UNITED KINGDOM | [7 empty] | CAMBI
0010282392 | AT_HVALVE | WSD11-111-HV-0233A | C4B | 131242-WSD11-DR-P-6021.dgn | BALL_VALVE | WSD11 | 111 | HS | HV | 0233 | A | TRAIN 2 REACTOR A DWAS OUTLET FLUSH DRAIN | TRAIN 2 REACTOR A DWAS OUTLET FLUSH DRAIN | NON-HAZARDOUS | DRAIN | WSD11-111-HS-00201A-25-SS16 | 1250 | 25 | PN25 | TBA |  |  |  | 165 | 600 | 600 | 600 | 1875 | NC | SS316 | A182-F304 | BALL | PTFE |  | THREADED | 2006FEW |  | HAITIMA | HAITIMA | https://www.haitima.com.tw/ | +886-2-26585800 |  | haitima@haitima.com.tw | TAIWAN | [7 empty] | CAMBI
0010282484 | AT_HVALVE | WSD11-111-HV-0233B | C4B | 131242-WSD11-DR-P-6022.dgn | BALL_VALVE | WSD11 | 111 | HS | HV | 0233 | B | TRAIN 2 REACTOR B DWAS OUTLET FLUSH DRAIN | TRAIN 2 REACTOR B DWAS OUTLET FLUSH DRAIN | NON-HAZARDOUS | DRAIN | WSD11-111-HS-00203A-25-SS16 | 1250 | 25 | PN25 | TBA |  |  |  | 165 | 600 | 600 | 600 | 1875 | NC | SS316 | A182-F304 | BALL | PTFE |  | THREADED | 2006FEW |  | HAITIMA | HAITIMA | https://www.haitima.com.tw/ | +886-2-26585800 |  | haitima@haitima.com.tw | TAIWAN | [7 empty] | CAMBI
0010282580 | AT_HVALVE | WSD11-111-HV-0233C | C4B | 131242-WSD11-DR-P-6023.dgn | BALL_VALVE | WSD11 | 111 | HS | HV | 0233 | C | TRAIN 2 REACTOR C DWAS OUTLET FLUSH DRAIN | TRAIN 2 REACTOR C DWAS OUTLET FLUSH DRAIN | NON-HAZARDOUS | DRAIN | WSD11-111-HS-00205A-25-SS16 | 1250 | 25 | PN25 | TBA |  |  |  | 165 | 600 | 600 | 600 | 1875 | NC | SS316 | A182-F304 | BALL | PTFE |  | THREADED | 2006FEW |  | HAITIMA | HAITIMA | https://www.haitima.com.tw/ | +886-2-26585800 |  | haitima@haitima.com.tw | TAIWAN | [7 empty] | CAMBI
0010282675 | AT_HVALVE | WSD11-111-HV-0233D | C4B | 131242-WSD11-DR-P-6024.dgn | BALL_VALVE | WSD11 | 111 | HS | HV | 0233 | D | TRAIN 2 REACTOR D DWAS OUTLET FLUSH DRAIN | TRAIN 2 REACTOR D DWAS OUTLET FLUSH DRAIN | NON-HAZARDOUS | DRAIN | WSD11-111-HS-00207A-25-SS16 | 1250 | 25 | PN25 | TBA |  |  |  | 165 | 600 | 600 | 600 | 1875 | NC | SS316 | A182-F304 | BALL | PTFE |  | THREADED | 2006FEW |  | HAITIMA | HAITIMA | https://www.haitima.com.tw/ | +886-2-26585800 |  | haitima@haitima.com.tw | TAIWAN | [7 empty] | CAMBI
0010310186 | AT_HVALVE | WSD11-111-HV-0234A | C4B | 131242-WSD11-DR-P-6021.dgn | KNIFE_GATE_VALVE | WSD11 | 111 | HS | HV | 0234 | A | TRAIN 2 REACTOR A DWAS OUTLET | TRAIN 2 REACTOR A DWAS OUTLET | NON-HAZARDOUS | ISOLATION | WSD11-111-HS-00201-100-SS16 | 1250 | 100 | PN25 | TBA | 22900 | 22900 | 22900 | 165 | 600 | 600 | 600 | 1875 | NO | CAST IRON | STAINLESS STEEL | DISC | AFLAS |  | FLANGED | CUK-100 Ni-Hard |  | COTSWOLD VALVES | COTSWOLD VALVES | https://cotswoldvalves.co.uk/ | (+44) 012175 28870 |  | sales@cotswoldvalves.co.uk | UNITED KINGDOM | [7 empty] | CAMBI
0010282492 | AT_HVALVE | WSD11-111-HV-0234B | C4B | 131242-WSD11-DR-P-6022.dgn | KNIFE_GATE_VALVE | WSD11 | 111 | HS | HV | 0234 | B | TRAIN 2 REACTOR B DWAS OUTLET | TRAIN 2 REACTOR B DWAS OUTLET | NON-HAZARDOUS | ISOLATION | WSD11-111-HS-00203-100-SS16 | 1250 | 100 | PN25 | TBA | 22900 | 22900 | 22900 | 165 | 600 | 600 | 600 | 1875 | NO | CAST IRON | STAINLESS STEEL | DISC | AFLAS |  | FLANGED | CUK-100 Ni-Hard |  | COTSWOLD VALVES | COTSWOLD VALVES | https://cotswoldvalves.co.uk/ | (+44) 012175 28870 |  | sales@cotswoldvalves.co.uk | UNITED KINGDOM | [7 empty] | CAMBI
0010282589 | AT_HVALVE | WSD11-111-HV-0234C | C4B | 131242-WSD11-DR-P-6023.dgn | KNIFE_GATE_VALVE | WSD11 | 111 | HS | HV | 0234 | C | TRAIN 2 REACTOR C DWAS OUTLET | TRAIN 2 REACTOR C DWAS OUTLET | NON-HAZARDOUS | ISOLATION | WSD11-111-HS-00205-100-SS16 | 1250 | 100 | PN25 | TBA | 22900 | 22900 | 22900 | 165 | 600 | 600 | 600 | 1875 | NO | CAST IRON | STAINLESS STEEL | DISC | AFLAS |  | FLANGED | CUK-100 Ni-Hard |  | COTSWOLD VALVES | COTSWOLD VALVES | https://cotswoldvalves.co.uk/ | (+44) 012175 28870 |  | sales@cotswoldvalves.co.uk | UNITED KINGDOM | [7 empty] | CAMBI
0010282676 | AT_HVALVE | WSD11-111-HV-0234D | C4B | 131242-WSD11-DR-P-6024.dgn | KNIFE_GATE_VALVE | WSD11 | 111 | HS | HV | 0234 | D | TRAIN 2 REACTOR D DWAS OUTLET | TRAIN 2 REACTOR D DWAS OUTLET | NON-HAZARDOUS | ISOLATION | WSD11-111-HS-00207-100-SS16 | 1250 | 100 | PN25 | TBA | 22900 | 22900 | 22900 | 165 | 600 | 600 | 600 | 1875 | NO | CAST IRON | STAINLESS STEEL | DISC | AFLAS |  | FLANGED | CUK-100 Ni-Hard |  | COTSWOLD VALVES | COTSWOLD VALVES | https://cotswoldvalves.co.uk/ | (+44) 012175 28870 |  | sales@cotswoldvalves.co.uk | UNITED KINGDOM | [7 empty] | CAMBI
0010282350 | AT_HVALVE | WSD11-111-HV-0235A | C4B | 131242-WSD11-DR-P-6021.dgn | GLOBE_VALVE | WSD11 | 111 | STHP | HV | 0235 | A | TRAIN 2 REACTOR A STEAM INLET | TRAIN 2 REACTOR A STEAM INLET | NON-HAZARDOUS | ISOLATION | WSD11-111-STHP-00201-65-SS16 | 1250 | 65 | PN25 | TBA | 2600 | 2600 | 4200 | 165 | 600 | 600 | 600 | 1875 | NO | CARBON STEEL | STAINLESS STEEL | PLUG | STAINLESS STEEL |  | FLANGED | 35.046 |  | ARI-FABA PLUS ANSI | ARMATUREN | www.ari-armaturen.com | (+65) 62666039 | (+65) 62603035 | arising@singnet.com.sg | GERMANY | [7 empty] | CAMBI
0010282452 | AT_HVALVE | WSD11-111-HV-0235B | C4B | 131242-WSD11-DR-P-6022.dgn | GLOBE_VALVE | WSD11 | 111 | STHP | HV | 0235 | B | TRAIN 2 REACTOR B STEAM INLET | TRAIN 2 REACTOR B STEAM INLET | NON-HAZARDOUS | ISOLATION | WSD11-111-STHP-00205-65-SS16 | 1250 | 65 | PN25 | TBA | 2600 | 2600 | 4200 | 165 | 600 | 600 | 600 | 1875 | NO | CARBON STEEL | STAINLESS STEEL | PLUG | STAINLESS STEEL |  | FLANGED | 35.046 |  | ARI-FABA PLUS ANSI | ARMATUREN | www.ari-armaturen.com | (+65) 62666039 | (+65) 62603035 | arising@singnet.com.sg | GERMANY | [7 empty] | CAMBI
0010282552 | AT_HVALVE | WSD11-111-HV-0235C | C4B | 131242-WSD11-DR-P-6023.dgn | GLOBE_VALVE | WSD11 | 111 | STHP | HV | 0235 | C | TRAIN 2 REACTOR C STEAM INLET | TRAIN 2 REACTOR C STEAM INLET | NON-HAZARDOUS | ISOLATION | WSD11-111-STHP-00209-65-SS16 | 1250 | 65 | PN25 | TBA | 2600 | 2600 | 4200 | 165 | 600 | 600 | 600 | 1875 | NO | CARBON STEEL | STAINLESS STEEL | PLUG | STAINLESS STEEL |  | FLANGED | 35.046 |  | ARI-FABA PLUS ANSI | ARMATUREN | www.ari-armaturen.com | (+65) 62666039 | (+65) 62603035 | arising@singnet.com.sg | GERMANY | [7 empty] | CAMBI
0010282644 | AT_HVALVE | WSD11-111-HV-0235D | C4B | 131242-WSD11-DR-P-6024.dgn | GLOBE_VALVE | WSD11 | 111 | STHP | HV | 0235 | D | TRAIN 2 REACTOR D STEAM INLET | TRAIN 2 REACTOR D STEAM INLET | NON-HAZARDOUS | ISOLATION | WSD11-111-STHP-00213-65-SS16 | 1250 | 65 | PN25 | TBA | 2600 | 2600 | 4200 | 165 | 600 | 600 | 600 | 1875 | NO | CARBON STEEL | STAINLESS STEEL | PLUG | STAINLESS STEEL |  | FLANGED | 35.046 |  | ARI-FABA PLUS ANSI | ARMATUREN | www.ari-armaturen.com | (+65) 62666039 | (+65) 62603035 | arising@singnet.com.sg | GERMANY | [7 empty] | CAMBI
0010282403 | AT_HVALVE | WSD11-111-HV-0236A | C4B | 131242-WSD11-DR-P-6021.dgn | GLOBE_VALVE | WSD11 | 111 | STHP | HV | 0236 | A | TRAIN 2 REACTOR A STEAM BLEED | TRAIN 2 REACTOR A STEAM BLEED | NON-HAZARDOUS | ISOLATION | WSD11-111-STHP-00201A-25-SS16 | 1250 | 25 | PN25 | TBA |  |  |  | 165 | 600 | 600 | 600 | 1875 | NC | CARBON STEEL | STAINLESS STEEL | PLUG | STAINLESS STEEL |  | FLANGED | 35.046 |  | ARI-FABA PLUS ANSI | ARMATUREN | www.ari-armaturen.com | (+65) 62666039 | (+65) 62603035 | arising@singnet.com.sg | GERMANY | [7 empty] | CAMBI
0010282497 | AT_HVALVE | WSD11-111-HV-0236B | C4B | 131242-WSD11-DR-P-6022.dgn | GLOBE_VALVE | WSD11 | 111 | STHP | HV | 0236 | B | TRAIN 2 REACTOR B STEAM BLEED | TRAIN 2 REACTOR B STEAM BLEED | NON-HAZARDOUS | ISOLATION | WSD11-111-STHP-00205A-25-SS16 | 1250 | 25 | PN25 | TBA |  |  |  | 165 | 600 | 600 | 600 | 1875 | NC | CARBON STEEL | STAINLESS STEEL | PLUG | STAINLESS STEEL |  | FLANGED | 35.046 |  | ARI-FABA PLUS ANSI | ARMATUREN | www.ari-armaturen.com | (+65) 62666039 | (+65) 62603035 | arising@singnet.com.sg | GERMANY | [7 empty] | CAMBI
0010282554 | AT_HVALVE | WSD11-111-HV-0236C | C4B | 131242-WSD11-DR-P-6023.dgn | GLOBE_VALVE | WSD11 | 111 | STHP | HV | 0236 | C | TRAIN 2 REACTOR C STEAM BLEED | TRAIN 2 REACTOR C STEAM BLEED | NON-HAZARDOUS | ISOLATION | WSD11-111-STHP-00209A-25-SS16 | 1250 | 25 | PN25 | TBA |  |  |  | 165 | 600 | 600 | 600 | 1875 | NC | CARBON STEEL | STAINLESS STEEL | PLUG | STAINLESS STEEL |  | FLANGED | 35.046 |  | ARI-FABA PLUS ANSI | ARMATUREN | www.ari-armaturen.com | (+65) 62666039 | (+65) 62603035 | arising@singnet.com.sg | GERMANY | [7 empty] | CAMBI
0010282663 | AT_HVALVE | WSD11-111-HV-0236D | C4B | 131242-WSD11-DR-P-6024.dgn | GLOBE_VALVE | WSD11 | 111 | STHP | HV | 0236 | D | TRAIN 2 REACTOR D STEAM BLEED | TRAIN 2 REACTOR D STEAM BLEED | NON-HAZARDOUS | ISOLATION | WSD11-111-STHP-00213A-25-SS16 | 1250 | 25 | PN25 | TBA |  |  |  | 165 | 600 | 600 | 600 | 1875 | NC | CARBON STEEL | STAINLESS STEEL | PLUG | STAINLESS STEEL |  | FLANGED | 35.046 |  | ARI-FABA PLUS ANSI | ARMATUREN | www.ari-armaturen.com | (+65) 62666039 | (+65) 62603035 | arising@singnet.com.sg | GERMANY | [7 empty] | CAMBI
0010282389 | AT_HVALVE | WSD11-111-HV-0237A | C4B | 131242-WSD11-DR-P-6021.dgn | BALL_VALVE | WSD11 | 111 | STLP | HV | 0237 | A | TRAIN 2 REACTOR A FLASH STEAM FLUSH DRAIN | TRAIN 2 REACTOR A FLASH STEAM FLUSH DRAIN | NON-HAZARDOUS | DRAIN | WSD11-111-STLP-00218A-25-SS16 | 1250 | 25 | PN25 | TBA |  |  |  | 165 | 600 | 600 | 600 | 1875 | NC | SS316 | A182-F304 | BALL | PTFE |  | THREADED | 2006FEW |  | HAITIMA | HAITIMA | https://www.haitima.com.tw/ | +886-2-26585800 |  | haitima@haitima.com.tw | TAIWAN | [7 empty] | CAMBI
0010282481 | AT_HVALVE | WSD11-111-HV-0237B | C4B | 131242-WSD11-DR-P-6022.dgn | BALL_VALVE | WSD11 | 111 | STLP | HV | 0237 | B | TRAIN 2 REACTOR B FLASH STEAM FLUSH DRAIN | TRAIN 2 REACTOR B FLASH STEAM FLUSH DRAIN | NON-HAZARDOUS | DRAIN | WSD11-111-STLP-00219A-25-SS16 | 1250 | 25 | PN25 | TBA |  |  |  | 165 | 600 | 600 | 600 | 1875 | NC | SS316 | A182-F304 | BALL | PTFE |  | THREADED | 2006FEW |  | HAITIMA | HAITIMA | https://www.haitima.com.tw/ | +886-2-26585800 |  | haitima@haitima.com.tw | TAIWAN | [7 empty] | CAMBI
0010282577 | AT_HVALVE | WSD11-111-HV-0237C | C4B | 131242-WSD11-DR-P-6023.dgn | BALL_VALVE | WSD11 | 111 | STLP | HV | 0237 | C | TRAIN 2 REACTOR C FLASH STEAM FLUSH DRAIN | TRAIN 2 REACTOR C FLASH STEAM FLUSH DRAIN | NON-HAZARDOUS | DRAIN | WSD11-111-STLP-00220A-25-SS16 | 1250 | 25 | PN25 | TBA |  |  |  | 165 | 600 | 600 | 600 | 1875 | NC | SS316 | A182-F304 | BALL | PTFE |  | THREADED | 2006FEW |  | HAITIMA | HAITIMA | https://www.haitima.com.tw/ | +886-2-26585800 |  | haitima@haitima.com.tw | TAIWAN | [7 empty] | CAMBI
0010282672 | AT_HVALVE | WSD11-111-HV-0237D | C4B | 131242-WSD11-DR-P-6024.dgn | BALL_VALVE | WSD11 | 111 | STLP | HV | 0237 | D | TRAIN 2 REACTOR D FLASH STEAM FLUSH DRAIN | TRAIN 2 REACTOR D FLASH STEAM FLUSH DRAIN | NON-HAZARDOUS | DRAIN | WSD11-111-STLP-00221A-25-SS16 | 1250 | 25 | PN25 | TBA |  |  |  | 165 | 600 | 600 | 600 | 1875 | NC | SS316 | A182-F304 | BALL | PTFE |  | THREADED | 2006FEW |  | HAITIMA | HAITIMA | https://www.haitima.com.tw/ | +886-2-26585800 |  | haitima@haitima.com.tw | TAIWAN | [7 empty] | CAMBI
0010282395 | AT_HVALVE | WSD11-111-HV-0238A | C4B | 131242-WSD11-DR-P-6021.dgn | BALL_VALVE | WSD11 | 111 | STLP | HV | 0238 | A | TRAIN 2 REACTOR A FLASH STEAM | TRAIN 2 REACTOR A FLASH STEAM | NON-HAZARDOUS | ISOLATION | WSD11-111-STLP-00218B-50-SS16 | 1250 | 25 | PN25 | TBA |  |  |  | 165 | 600 | 600 | 600 | 1875 | NO | SS316 | SS316 | BALL | PTFE |  | FLANGED | 7289 |  | ECON | ECONOSTO | https://www.econosto.fi/en/ | (+65) 6862 5200 | (+65) 6861 3822 | econosto@singnet.com.sg | FINLAND | [7 empty] | CAMBI
0010282489 | AT_HVALVE | WSD11-111-HV-0238B | C4B | 131242-WSD11-DR-P-6022.dgn | BALL_VALVE | WSD11 | 111 | STLP | HV | 0238 | B | TRAIN 2 REACTOR B FLASH STEAM | TRAIN 2 REACTOR B FLASH STEAM | NON-HAZARDOUS | ISOLATION | WSD11-111-STLP-00219B-50-SS16 | 1250 | 25 | PN25 | TBA |  |  |  | 180 | 600 | 400 | 900 | 1875 | NO | SS316 | SS316 | BALL | PTFE |  | FLANGED | 7289 |  | ECON | ECONOSTO | https://www.econosto.fi/en/ | (+65) 6862 5200 | (+65) 6861 3822 | econosto@singnet.com.sg | FINLAND | [7 empty] | CAMBI
0010282588 | AT_HVALVE | WSD11-111-HV-0238C | C4B | 131242-WSD11-DR-P-6023.dgn | BALL_VALVE | WSD11 | 111 | STLP | HV | 0238 | C | TRAIN 2 REACTOR C FLASH STEAM | TRAIN 2 REACTOR C FLASH STEAM | NON-HAZARDOUS | ISOLATION | WSD11-111-STLP-00220-50-SS16 | 1250 | 25 | PN25 | TBA |  |  |  | 180 | 600 | 400 | 900 | 1875 | NO | SS316 | SS316 | BALL | PTFE |  | FLANGED | 7289 |  | ECON | ECONOSTO | https://www.econosto.fi/en/ | (+65) 6862 5200 | (+65) 6861 3822 | econosto@singnet.com.sg | FINLAND | [7 empty] | CAMBI
0010282683 | AT_HVALVE | WSD11-111-HV-0238D | C4B | 131242-WSD11-DR-P-6024.dgn | BALL_VALVE | WSD11 | 111 | STLP | HV | 0238 | D | TRAIN 2 REACTOR D FLASH STEAM | TRAIN 2 REACTOR D FLASH STEAM | NON-HAZARDOUS | ISOLATION | WSD11-111-STLP-00221-50-SS16 | 1250 | 25 | PN25 | TBA |  |  |  | 165 | 600 | 600 | 600 | 1875 | NO | SS316 | SS316 | BALL | PTFE |  | FLANGED | 7289 |  | ECON | ECONOSTO | https://www.econosto.fi/en/ | (+65) 6862 5200 | (+65) 6861 3822 | econosto@singnet.com.sg | FINLAND | [7 empty] | CAMBI
0010282750 | AT_HVALVE | WSD11-111-HV-0239 | C4B | 131242-WSD11-DR-P-6025.dgn | KNIFE_GATE_VALVE | WSD11 | 111 | HS | HV | 0239 |  | TRAIN 2 FLASHTANK DRAIN | TRAIN 2 FLASHTANK DRAIN | NON-HAZARDOUS | DRAIN | WSD11-111-HS-00210A-100-SS16 | 550 | 100 | PN16 | TBA |  |  |  | 107 | 50 | 50 | 100 | 825 | NC | CAST IRON | STAINLESS STEEL | DISC | AFLAS |  | FLANGED | CUK-100 |  | COTSWOLD VALVES | COTSWOLD VALVES | https://cotswoldvalves.co.uk/ | (+44) 012175 28870 |  | sales@cotswoldvalves.co.uk | UNITED KINGDOM | [7 empty] | CAMBI
0010282760 | AT_HVALVE | WSD11-111-HV-0240 | C4B | 131242-WSD11-DR-P-6025.dgn | KNIFE_GATE_VALVE | WSD11 | 111 | HS | HV | 0240 |  | TRAIN 2 FLASHTANK LIT | TRAIN 2 FLASHTANK LIT | NON-HAZARDOUS | ISOLATION | WSD11-111-HS-00201C-80-SS16 | 550 | 80 | PN16 | TBA |  |  |  | 107 | 50 | 50 | 100 | 825 | NO | CAST IRON | STAINLESS STEEL | DISC | AFLAS |  | FLANGED | CUK-80 |  | COTSWOLD VALVES | COTSWOLD VALVES | https://cotswoldvalves.co.uk/ | (+44) 012175 28870 |  | sales@cotswoldvalves.co.uk | UNITED KINGDOM | [7 empty] | CAMBI
0010282754 | AT_HVALVE | WSD11-111-HV-0241 | C4B | 131242-WSD11-DR-P-6025.dgn | BALL_VALVE | WSD11 | 111 | HS | HV | 0241 |  | TRAIN 2 FLASHTANK LIT FLUSH DRAIN | TRAIN 2 FLASHTANK LIT FLUSH DRAIN | NON-HAZARDOUS | DRAIN | WSD11-111-HS-00201B-25-SS16 | 550 | 25 | PN16 | TBA |  |  |  | 107 | 50 | 50 | 100 | 825 | NC | SS316 | A182-F304 | BALL | PTFE |  | THREADED | 2006FEW |  | HAITIMA | HAITIMA | https://www.haitima.com.tw/ | +886-2-26585800 |  | haitima@haitima.com.tw | TAIWAN | [7 empty] | CAMBI
0010282762 | AT_HVALVE | WSD11-111-HV-0242 | C4B | 131242-WSD11-DR-P-6025.dgn | KNIFE_GATE_VALVE | WSD11 | 111 | HS | HV | 0242 |  | TRAIN 2 FLASHTANK HS RETURN | TRAIN 2 FLASHTANK HS RETURN | NON-HAZARDOUS | ISOLATION | WSD11-111-HS-00209-200-SS16 | 550 | 200 | PN16 | TBA | 59000 | 59000 | 80000 | 71 | 50 | 50 | 100 | 825 | NO | CAST IRON | STAINLESS STEEL | DISC | AFLAS |  | FLANGED | CUK-200 |  | COTSWOLD VALVES | COTSWOLD VALVES | https://cotswoldvalves.co.uk/ | (+44) 012175 28870 |  | sales@cotswoldvalves.co.uk | UNITED KINGDOM | [7 empty] | CAMBI
0010300852 | AT_HVALVE | WSD11-111-HV-0243 | C4B | 131242-WSD11-DR-P-6027.dgn | BALL_VALVE | WSD11 | 111 | FA | HV | 0243 |  | TRAIN 2 PROCESS GAS COOLER FA FLUSH DRAIN | TRAIN 2 PROCESS GAS COOLER FA FLUSH DRAIN | NON-HAZARDOUS | DRAIN | WSD11-111-FA-00217A-25-SS16 | 550 | 25 | PN16 | TBA |  |  |  | 55 | 100 | 100 | 100 | 825 | NC | SS 316 | SS 316 | BALL | PTFE |  | FLANGED | 7289 |  | ECON | ECONOSTO | https://www.econosto.fi/en/ | (+65) 6862 5200 | (+65) 6861 3822 | econosto@singnet.com.sg | FINLAND | [7 empty] | CAMBI
0010300856 | AT_HVALVE | WSD11-111-HV-0244 | C4B | 131242-WSD11-DR-P-6027.dgn | BALL_VALVE | WSD11 | 111 | FA | HV | 0244 |  | TRAIN 2 PROCESS GAS COOLER FA | TRAIN 2 PROCESS GAS COOLER FA | NON-HAZARDOUS | ISOLATION | WSD11-111-FA-00217-50-SS16 | 550 | 50 | PN16 | TBA | 420 | 420 | 420 | 55 | 100 | 100 | 100 | 825 | LO | SS 316 | SS 316 | BALL | PTFE |  | FLANGED | 7289 |  | ECON | ECONOSTO | https://www.econosto.fi/en/ | (+65) 6862 5200 | (+65) 6861 3822 | econosto@singnet.com.sg | FINLAND | [7 empty] | CAMBI
0010300831 | AT_HVALVE | WSD11-111-HV-0245 | C4B | 131242-WSD11-DR-P-6027.dgn | BALL_VALVE | WSD11 | 111 | G2D | HV | 0245 |  | TRAIN 2 PROCESS GAS COOLER G2D | TRAIN 2 PROCESS GAS COOLER G2D | NON-HAZARDOUS | ISOLATION | WSD11-111-G2D-00205-50-SS16 | 900 | 50 | PN16 | TBA | 10000 | 10000 | 10000 | 30 | 600 | 600 | 600 | 1350 | NO | SS 316 | SS 316 | BALL | PTFE |  | FLANGED | 7289 |  | ECON | ECONOSTO | https://www.econosto.fi/en/ | (+65) 6862 5200 | (+65) 6861 3822 | econosto@singnet.com.sg | FINLAND | [7 empty] | CAMBI
0010300857 | AT_HVALVE | WSD11-111-HV-0246 | C4B | 131242-WSD11-DR-P-6027.dgn | BALL_VALVE | WSD11 | 111 | G2D | HV | 0246 |  | TRAIN 2 PROCESS GAS COOLER G2D FLUSH DRAIN 1 | TRAIN 2 PROCESS GAS COOLER G2D FLUSH DRAIN 1 | NON-HAZARDOUS | DRAIN | WSD11-111-G2D-00205A-25-SS16 | 900 | 25 | PN16 | TBA |  |  |  | 30 | 600 | 600 | 600 | 1350 | NC | SS316 | A182-F304 | BALL | PTFE |  | THREADED | 2006FEW |  | HAITIMA | HAITIMA | https://www.haitima.com.tw/ | +886-2-26585800 |  | haitima@haitima.com.tw | TAIWAN | [7 empty] | CAMBI
0010300849 | AT_HVALVE | WSD11-111-HV-0247 | C4B | 131242-WSD11-DR-P-6027.dgn | BALL_VALVE | WSD11 | 111 | G2D | HV | 0247 |  | TRAIN 2 PROCESS GAS COOLER G2D FLUSH DRAIN 2 | TRAIN 2 PROCESS GAS COOLER G2D FLUSH DRAIN 2 | NON-HAZARDOUS | DRAIN | WSD11-111-G2D-00207A-25-SS16 | 900 | 25 | PN16 | TBA |  |  |  | 30 | 600 | 600 | 600 | 1350 | NC | SS316 | A182-F304 | BALL | PTFE |  | THREADED | 2006FEW |  | HAITIMA | HAITIMA | https://www.haitima.com.tw/ | +886-2-26585800 |  | haitima@haitima.com.tw | TAIWAN | [7 empty] | CAMBI
0010300861 | AT_HVALVE | WSD11-111-HV-0248 | C4B | 131242-WSD11-DR-P-6027.dgn | GLOBE_VALVE | WSD11 | 111 | G2D | HV | 0248 |  | TRAIN 2 PROCESS GAS COOLER G2D INLET REGULATION | TRAIN 2 PROCESS GAS COOLER G2D INLET REGULATION | NON-HAZARDOUS | ISOLATION | WSD11-111-G2D-00207-25-SS16 | 900 | 25 | PN16 | TBA | 10000 | 10000 | 10000 | 35 | 600 | 600 | 600 | 1350 | LO | CARBON STEEL | STAINLESS STEEL | PLUG | STAINLESS STEEL |  | FLANGE | 35.046 |  | ARI-FABA PLUS ANSI | ARMATUREN | www.ari-armaturen.com | (+65) 62666039 | (+65) 62603035 | arising@singnet.com.sg | GERMANY | [7 empty] | CAMBI
0010283063 | AT_HVALVE | WSD11-111-HV-0249 | C4B | 131242-WSD11-DR-P-6028.dgn | BALL_VALVE | WSD11 | 111 | FA | HV | 0249 |  | TRAIN 2 PGS VESSEL FA INLET 1 | TRAIN 2 PGS VESSEL FA INLET 1 | NON-HAZARDOUS | ISOLATION | WSD11-111-FA-00217-50-SS16 | 900 | 50 | PN16 | TBA | 30 | 30 | 30 | 50 | 200 | 100 | 200 | 1350 | NO | SS 316 | SS 316 | BALL | PTFE |  | FLANGED | 7289 |  | ECON | ECONOSTO | https://www.econosto.fi/en/ | (+65) 6862 5200 | (+65) 6861 3822 | econosto@singnet.com.sg | FINLAND | [7 empty] | CAMBI
0010283066 | AT_HVALVE | WSD11-111-HV-0250 | C4B | 131242-WSD11-DR-P-6028.dgn | BALL_VALVE | WSD11 | 111 | FA | HV | 0250 |  | TRAIN 2 PGS STRAINER FLUSH DRAIN 1 | TRAIN 2 PGS STRAINER FLUSH DRAIN 1 | NON-HAZARDOUS | DRAIN | WSD11-111-FA-00217B-25-SS16 | 900 | 25 | PN16 | TBA |  |  |  | 50 | 200 | 200 | 200 | 1350 | NC | SS 316 | SS 316 | BALL | PTFE |  | FLANGED | 7289 |  | ECON | ECONOSTO | https://www.econosto.fi/en/ | (+65) 6862 5200 | (+65) 6861 3822 | econosto@singnet.com.sg | FINLAND | [7 empty] | CAMBI
0010283069 | AT_HVALVE | WSD11-111-HV-0251 | C4B | 131242-WSD11-DR-P-6028.dgn | BALL_VALVE | WSD11 | 111 | FA | HV | 0251 |  | TRAIN 2 PGS STRAINER FLUSH DRAIN 2 | TRAIN 2 PGS STRAINER FLUSH DRAIN 2 | NON-HAZARDOUS | DRAIN | WSD11-111-FA-00217D-25-SS16 | 900 | 25 | PN16 | TBA |  |  |  | 50 | 200 | 200 | 200 | 1350 | NC | SS 316 | SS 316 | BALL | PTFE |  | FLANGED | 7289 |  | ECON | ECONOSTO | https://www.econosto.fi/en/ | (+65) 6862 5200 | (+65) 6861 3822 | econosto@singnet.com.sg | FINLAND | [7 empty] | CAMBI
0010283070 | AT_HVALVE | WSD11-111-HV-0252 | C4B | 131242-WSD11-DR-P-6028.dgn | BALL_VALVE | WSD11 | 111 | FA | HV | 0252 |  | TRAIN 2 PGS VESSEL FA INLET 2 | TRAIN 2 PGS VESSEL FA INLET 2 | NON-HAZARDOUS | ISOLATION | WSD11-111-FA-00217-50-SS16 | 900 | 50 | PN16 | TBA | 30 | 30 | 30 | 50 | 200 | 100 | 200 | 1350 | NO | SS 316 | SS 316 | BALL | PTFE |  | FLANGED | 7289 |  | ECON | ECONOSTO | https://www.econosto.fi/en/ | (+65) 6862 5200 | (+65) 6861 3822 | econosto@singnet.com.sg | FINLAND | [7 empty] | CAMBI
0010283060 | AT_HVALVE | WSD11-111-HV-0253 | C4B | 131242-WSD11-DR-P-6028.dgn | BALL_VALVE | WSD11 | 111 | FA | HV | 0253 |  | TRAIN 2 PGS VESSEL DRAIN | TRAIN 2 PGS VESSEL DRAIN | NON-HAZARDOUS | DRAIN | WSD11-111-FA-00219A-50-SS16 | 900 | 50 | PN16 | TBA |  |  |  | 50 | 200 | 100 | 200 | 1350 | NC | SS 316 | SS 316 | BALL | PTFE |  | FLANGED | 7289 |  | ECON | ECONOSTO | https://www.econosto.fi/en/ | (+65) 6862 5200 | (+65) 6861 3822 | econosto@singnet.com.sg | FINLAND | [7 empty] | CAMBI
0010283038 | AT_HVALVE | WSD11-111-HV-0254A | C4B | 131242-WSD11-DR-P-6028.dgn | BALL_VALVE | WSD11 | 111 | FA | HV | 0254 | A | TRAIN 2 PROCESS GAS SKID PUMP A INLET | TRAIN 2 PROCESS GAS SKID PUMP A INLET | NON-HAZARDOUS | ISOLATION | WSD11-111-FA-00221-80-SS16 | 900 | 80 | PN16 | TBA | 42000 | 42000 | 42000 | 50 | 200 | 100 | 200 | 1350 | NO | SS 316 | SS 316 | BALL | PTFE |  | FLANGED | 7289 |  | ECON | ECONOSTO | https://www.econosto.fi/en/ | (+65) 6862 5200 | (+65) 6861 3822 | econosto@singnet.com.sg | FINLAND | [7 empty] | CAMBI
0010283033 | AT_HVALVE | WSD11-111-HV-0254B | C4B | 131242-WSD11-DR-P-6028.dgn | BALL_VALVE | WSD11 | 111 | FA | HV | 0254 | B | TRAIN 2 PROCESS GAS SKID PUMP B INLET | TRAIN 2 PROCESS GAS SKID PUMP B INLET | NON-HAZARDOUS | ISOLATION | WSD11-111-FA-00220-80-SS16 | 900 | 80 | PN16 | TBA | 42000 | 42000 | 42000 | 50 | 200 | 100 | 200 | 1350 | NO | SS 316 | SS 316 | BALL | PTFE |  | FLANGED | 7289 |  | ECON | ECONOSTO | https://www.econosto.fi/en/ | (+65) 6862 5200 | (+65) 6861 3822 | econosto@singnet.com.sg | FINLAND | [7 empty] | CAMBI
0010283074 | AT_HVALVE | WSD11-111-HV-0255A | C4B | 131242-WSD11-DR-P-6028.dgn | BALL_VALVE | WSD11 | 111 | FA | HV | 0255 | A | TRAIN 2 PROCESS GAS SKID PUMP A FLUSH DRAIN 1 | TRAIN 2 PROCESS GAS SKID PUMP A FLUSH DRAIN 1 | NON-HAZARDOUS | DRAIN | WSD11-111-FA-00221A-25-SS16 | 900 | 25 | PN16 | TBA |  |  |  | 50 | 200 | 200 | 200 | 1350 | NC | SS 316 | SS 316 | BALL | PTFE |  | FLANGED | 7289 |  | ECON | ECONOSTO | https://www.econosto.fi/en/ | (+65) 6862 5200 | (+65) 6861 3822 | econosto@singnet.com.sg | FINLAND | [7 empty] | CAMBI
0010283076 | AT_HVALVE | WSD11-111-HV-0255B | C4B | 131242-WSD11-DR-P-6028.dgn | BALL_VALVE | WSD11 | 111 | FA | HV | 0255 | B | TRAIN 2 PROCESS GAS SKID PUMP B FLUSH DRAIN 1 | TRAIN 2 PROCESS GAS SKID PUMP B FLUSH DRAIN 1 | NON-HAZARDOUS | DRAIN | WSD11-111-FA-00220A-25-SS16 | 900 | 25 | PN16 | TBA |  |  |  | 50 | 200 | 200 | 200 | 1350 | NC | SS 316 | SS 316 | BALL | PTFE |  | FLANGED | 7289 |  | ECON | ECONOSTO | https://www.econosto.fi/en/ | (+65) 6862 5200 | (+65) 6861 3822 | econosto@singnet.com.sg | FINLAND | [7 empty] | CAMBI
0010283073 | AT_HVALVE | WSD11-111-HV-0256A | C4B | 131242-WSD11-DR-P-6028.dgn | BALL_VALVE | WSD11 | 111 | FA | HV | 0256 | A | TRAIN 2 PROCESS GAS SKID PUMP A FLUSH DRAIN 2 | TRAIN 2 PROCESS GAS SKID PUMP A FLUSH DRAIN 2 | NON-HAZARDOUS | DRAIN | WSD11-111-FA-00222A-25-SS16 | 900 | 25 | PN16 | TBA |  |  |  | 50 | 200 | 200 | 200 | 1350 | NC | SS 316 | SS 316 | BALL | PTFE |  | FLANGED | 7289 |  | ECON | ECONOSTO | https://www.econosto.fi/en/ | (+65) 6862 5200 | (+65) 6861 3822 | econosto@singnet.com.sg | FINLAND | [7 empty] | CAMBI
0010283075 | AT_HVALVE | WSD11-111-HV-0256B | C4B | 131242-WSD11-DR-P-6028.dgn | BALL_VALVE | WSD11 | 111 | FA | HV | 0256 | B | TRAIN 2 PROCESS GAS SKID PUMP B FLUSH DRAIN 2 | TRAIN 2 PROCESS GAS SKID PUMP B FLUSH DRAIN 2 | NON-HAZARDOUS | DRAIN | WSD11-111-FA-00223A-25-SS16 | 900 | 25 | PN16 | TBA |  |  |  | 50 | 200 | 200 | 200 | 1350 | NC | SS 316 | SS 316 | BALL | PTFE |  | FLANGED | 7289 |  | ECON | ECONOSTO | https://www.econosto.fi/en/ | (+65) 6862 5200 | (+65) 6861 3822 | econosto@singnet.com.sg | FINLAND | [7 empty] | CAMBI
0010283046 | AT_HVALVE | WSD11-111-HV-0257A | C4B | 131242-WSD11-DR-P-6028.dgn | BALL_VALVE | WSD11 | 111 | FA | HV | 0257 | A | TRAIN 2 PROCESS GAS SKID PUMP A DISCHARGE | TRAIN 2 PROCESS GAS SKID PUMP A DISCHARGE | NON-HAZARDOUS | ISOLATION | WSD11-111-FA-00222-50-SS16 | 900 | 50 | PN16 | TBA | 42000 | 42000 | 42000 | 50 | 200 | 500 | 200 | 1350 | NO | SS 316 | SS 316 | BALL | PTFE |  | FLANGED | 7289 |  | ECON | ECONOSTO | https://www.econosto.fi/en/ | (+65) 6862 5200 | (+65) 6861 3822 | econosto@singnet.com.sg | FINLAND | [7 empty] | CAMBI
0010283053 | AT_HVALVE | WSD11-111-HV-0257B | C4B | 131242-WSD11-DR-P-6028.dgn | BALL_VALVE | WSD11 | 111 | FA | HV | 0257 | B | TRAIN 2 PROCESS GAS SKID PUMP B DISCHARGE | TRAIN 2 PROCESS GAS SKID PUMP B DISCHARGE | NON-HAZARDOUS | ISOLATION | WSD11-111-FA-00223-50-SS16 | 900 | 50 | PN16 | TBA | 42000 | 42000 | 42000 | 50 | 200 | 500 | 200 | 1350 | NO | SS 316 | SS 316 | BALL | PTFE |  | FLANGED | 7289 |  | ECON | ECONOSTO | https://www.econosto.fi/en/ | (+65) 6862 5200 | (+65) 6861 3822 | econosto@singnet.com.sg | FINLAND | [7 empty] | CAMBI
0010283025 | AT_HVALVE | WSD11-111-HV-0258 | C4B | 131242-WSD11-DR-P-6028.dgn | BALL_VALVE | WSD11 | 111 | FA | HV | 0258 |  | TRAIN 2 PROCESS GAS SKID DISCHARGE | TRAIN 2 PROCESS GAS SKID DISCHARGE | NON-HAZARDOUS | ISOLATION | WSD11-111-FA-00201-50-SS16 | 900 | 50 | PN16 | TBA | 420 | 420 | 420 | 50 | 200 | 320 | 350 | 1350 | NO | SS 316 | SS 316 | BALL | PTFE |  | FLANGED | 7289 |  | ECON | ECONOSTO | https://www.econosto.fi/en/ | (+65) 6862 5200 | (+65) 6861 3822 | econosto@singnet.com.sg | FINLAND | [7 empty] | CAMBI
0010283003 | AT_HVALVE | WSD11-111-HV-0259 | C4B | 131242-WSD11-DR-P-6028.dgn | BALL_VALVE | WSD11 | 111 | G2D | HV | 0259 |  | TRAIN 2 PGS VESSEL G2D INLET ISOLATION 1 | TRAIN 2 PGS VESSEL G2D INLET ISOLATION 1 | NON-HAZARDOUS | ISOLATION | WSD11-111-G2D-00208-25-SS16 | 900 | 25 | PN16 | TBA | 10000 | 10000 | 6000 | 30 | 600 | 600 | 600 | 1350 | NO | SS 316 | SS 316 | BALL | PTFE |  | FLANGED | 7289 |  | ECON | ECONOSTO | https://www.econosto.fi/en/ | (+65) 6862 5200 | (+65) 6861 3822 | econosto@singnet.com.sg | FINLAND | [7 empty] | CAMBI
0010283005 | AT_HVALVE | WSD11-111-HV-0260 | C4B | 131242-WSD11-DR-P-6028.dgn | BALL_VALVE | WSD11 | 111 | G2D | HV | 0260 |  | TRAIN 2 PGS VESSEL G2D INLET ISOLATION 2 | TRAIN 2 PGS VESSEL G2D INLET ISOLATION 2 | NON-HAZARDOUS | ISOLATION | WSD11-111-G2D-00208-25-SS16 | 900 | 25 | PN16 | TBA | 10000 | 10000 | 6000 | 30 | 600 | 600 | 600 | 1350 | NO | SS 316 | SS 316 | BALL | PTFE |  | FLANGED | 7289 |  | ECON | ECONOSTO | https://www.econosto.fi/en/ | (+65) 6862 5200 | (+65) 6861 3822 | econosto@singnet.com.sg | FINLAND | [7 empty] | CAMBI
0010283061 | AT_HVALVE | WSD11-111-HV-0261 | C4B | 131242-WSD11-DR-P-6028.dgn | BALL_VALVE | WSD11 | 111 | G2D | HV | 0261 |  | TRAIN 2 PGS VESSEL G2D INLET ISOLATION 3 | TRAIN 2 PGS VESSEL G2D INLET ISOLATION 3 | NON-HAZARDOUS | ISOLATION | WSD11-111-G2D-00208-25-SS16 | 900 | 25 | PN16 | TBA | 10000 | 10000 | 6000 | 30 | 600 | 600 | 600 | 1350 | NO | SS 316 | SS 316 | BALL | PTFE |  | FLANGED | 7289 |  | ECON | ECONOSTO | https://www.econosto.fi/en/ | (+65) 6862 5200 | (+65) 6861 3822 | econosto@singnet.com.sg | FINLAND | [7 empty] | CAMBI
0010283007 | AT_HVALVE | WSD11-111-HV-0262 | C4B | 131242-WSD11-DR-P-6028.dgn | BALL_VALVE | WSD11 | 111 | G2D | HV | 0262 |  | TRAIN 2 SERVICE WATER SUPPLY BY-PASS VALVE | TRAIN 2 SERVICE WATER SUPPLY BY-PASS VALVE | NON-HAZARDOUS | ISOLATION | WSD11-111-G2D-00209-25-SS16 | 900 | 25 | PN16 | TBA | 10000 | 10000 | 10000 | 30 | 600 | 600 | 600 | 1350 | LC | SS 316 | SS 316 | BALL | PTFE |  | FLANGED | 7289 |  | ECON | ECONOSTO | https://www.econosto.fi/en/ | (+65) 6862 5200 | (+65) 6861 3822 | econosto@singnet.com.sg | FINLAND | [7 empty] | CAMBI
0010283165 | AT_HVALVE | WSD11-111-HV-0264 | C4B | 131242-WSD11-DR-P-6029.dgn | GLOBE_VALVE | WSD11 | 111 | STHP | HV | 0264 |  | TRAIN 2 STEAM HEADER SUPPLY | TRAIN 2 STEAM HEADER SUPPLY | NON-HAZARDOUS | ISOLATION | WSD11-111-STHP-00012-100-SS16 | 1250 | 100 | PN25 | TBA | 2600 | 2600 | 4200 | 180 | 900 | 600 | 1150 | 1875 | NO | CARBON STEEL | STAINLESS STEEL | DISC/PLUG | STAINLESS STEEL |  | FLANGED | 35.046 |  | ARI-FABA PLUS ANSI | ARMATUREN | www.ari-armaturen.com | (+65) 62666039 | (+65) 62603035 | arising@singnet.com.sg | GERMANY | [7 empty] | CAMBI
0010283149 | AT_HVALVE | WSD11-111-HV-0267 | C4B | 131242-WSD11-DR-P-6029.dgn | GLOBE_VALVE | WSD11 | 111 | SC | HV | 0267 |  | TRAIN 2 STEAM TRAP INLET | TRAIN 2 STEAM TRAP INLET | NON-HAZARDOUS | ISOLATION | WSD11-111-SC-00202-15-SS16 | 1250 | 15 | PN25 | TBA |  |  |  | 180 | 900 | 600 | 1150 | 1875 | NO | CARBON STEEL | STAINLESS STEEL | DISC/PLUG | STAINLESS STEEL |  | FLANGED | 35.046 |  | ARI-FABA PLUS ANSI | ARMATUREN | www.ari-armaturen.com | (+65) 62666039 | (+65) 62603035 | arising@singnet.com.sg | GERMANY | [7 empty] | CAMBI
0010283150 | AT_HVALVE | WSD11-111-HV-0268 | C4B | 131242-WSD11-DR-P-6029.dgn | GLOBE_VALVE | WSD11 | 111 | SC | HV | 0268 |  | TRAIN 2 STEAM TRAP OUTLET | TRAIN 2 STEAM TRAP OUTLET | NON-HAZARDOUS | ISOLATION | WSD11-111-SC-00202-15-SS16 | 1250 | 15 | PN25 | TBA |  |  |  | 180 | 900 | 600 | 1150 | 1875 | NO | CARBON STEEL | STAINLESS STEEL | DISC/PLUG | STAINLESS STEEL |  | FLANGED | 35.046 |  | ARI-FABA PLUS ANSI | ARMATUREN | www.ari-armaturen.com | (+65) 62666039 | (+65) 62603035 | arising@singnet.com.sg | GERMANY | [7 empty] | CAMBI
0010283163 | AT_HVALVE | WSD11-111-HV-0269 | C4B | 131242-WSD11-DR-P-6029.dgn | GLOBE_VALVE | WSD11 | 111 | SC | HV | 0269 |  | TRAIN 2 STEAM TRAP BY-PASS | TRAIN 2 STEAM TRAP BY-PASS | NON-HAZARDOUS | ISOLATION | WSD11-111-SC-00204-15-SS16 | 1250 | 15 | PN25 | TBA |  |  |  | 180 | 900 | 600 | 1150 | 1875 | NC | CARBON STEEL | STAINLESS STEEL | DISC/PLUG | STAINLESS STEEL |  | FLANGED | 35.046 |  | ARI-FABA PLUS ANSI | ARMATUREN | www.ari-armaturen.com | (+65) 62666039 | (+65) 62603035 | arising@singnet.com.sg | GERMANY | [7 empty] | CAMBI
0010283164 | AT_HVALVE | WSD11-111-HV-0270 | C4B | 131242-WSD11-DR-P-6029.dgn | GLOBE_VALVE | WSD11 | 111 | SC | HV | 0270 |  | TRAIN 2 STEAM TRAP CONDENSATE | TRAIN 2 STEAM TRAP CONDENSATE | NON-HAZARDOUS | ISOLATION | WSD11-111-SC-00201-25-SS16 | 1250 | 25 | PN25 | TBA |  |  |  | 180 | 900 | 600 | 1150 | 1875 | NO | CARBON STEEL | STAINLESS STEEL | DISC/PLUG | STAINLESS STEEL |  | FLANGED | 35.046 |  | ARI-FABA PLUS ANSI | ARMATUREN | www.ari-armaturen.com | (+65) 62666039 | (+65) 62603035 | arising@singnet.com.sg | GERMANY | [7 empty] | CAMBI
0010283242 | AT_HVALVE | WSD11-111-HV-0271 | C4B | 131242-WSD11-DR-P-6030.dgn | BALL_VALVE | WSD11 | 006 | IA | HV | 0271 |  | TRAIN 2 IA HEADER INLET | TRAIN 2 IA HEADER INLET | NON-HAZARDOUS | ISOLATION | WSD11-111-IA-00201-25-SS16 | 1100 | 25 | PN16 | TBA |  |  |  | 42 | 750 | 750 | 1000 | 1500 | NO | SS316 | A182-F304 | BALL | PTFE |  | THREADED | 2006FEW |  | HAITIMA | HAITIMA | https://www.haitima.com.tw/ | +886-2-26585800 |  | haitima@haitima.com.tw | TAIWAN | [7 empty] | CAMBI
0010308820 | AT_HVALVE | WSD11-111-HV-0274 | C4B | 131242-WSD11-DR-P-6030.dgn | BALL_VALVE | WSD11 | 111 | IA | HV | 0274 |  | TRAIN 2 PULPER IA SUPPLY | TRAIN 2 PULPER IA SUPPLY | NON-HAZARDOUS | ISOLATION | WSD11-111-IA-00204-15-SS16 | 1100 | 15 | PN16 | TBA |  |  |  | 42 | 750 | 750 | 1000 | 1500 | NO | SS316 | A182-F304 | BALL | PTFE |  | THREADED | 2006FEW |  | HAITIMA | HAITIMA | https://www.haitima.com.tw/ | +886-2-26585800 |  | haitima@haitima.com.tw | TAIWAN | [7 empty] | CAMBI
0010308815 | AT_HVALVE | WSD11-111-HV-0275 | C4B | 131242-WSD11-DR-P-6030.dgn | BALL_VALVE | WSD11 | 111 | IA | HV | 0275 |  | TRAIN 2 REACTOR FEED PUMP SKID IA SUPPLY | TRAIN 2 REACTOR FEED PUMP SKID IA SUPPLY | NON-HAZARDOUS | ISOLATION | WSD11-111-IA-00205-15-SS16 | 1100 | 15 | PN16 | TBA |  |  |  | 42 | 750 | 750 | 1000 | 1500 | NO | SS316 | A182-F304 | BALL | PTFE |  | THREADED | 2006FEW |  | HAITIMA | HAITIMA | https://www.haitima.com.tw/ | +886-2-26585800 |  | haitima@haitima.com.tw | TAIWAN | [7 empty] | CAMBI
0010308814 | AT_HVALVE | WSD11-111-HV-0276 | C4B | 131242-WSD11-DR-P-6030.dgn | BALL_VALVE | WSD11 | 111 | IA | HV | 0276 |  | TRAIN 2 REACTOR 1 IA SUPPLY | TRAIN 2 REACTOR 1 IA SUPPLY | NON-HAZARDOUS | ISOLATION | WSD11-111-IA-00206-15-SS16 | 1100 | 15 | PN16 | TBA |  |  |  | 42 | 750 | 750 | 1000 | 1500 | NO | SS316 | A182-F304 | BALL | PTFE |  | THREADED | 2006FEW |  | HAITIMA | HAITIMA | https://www.haitima.com.tw/ | +886-2-26585800 |  | haitima@haitima.com.tw | TAIWAN | [7 empty] | CAMBI
0010308819 | AT_HVALVE | WSD11-111-HV-0277 | C4B | 131242-WSD11-DR-P-6030.dgn | BALL_VALVE | WSD11 | 111 | IA | HV | 0277 |  | TRAIN 2 REACTOR 2 IA SUPPLY | TRAIN 2 REACTOR 2 IA SUPPLY | NON-HAZARDOUS | ISOLATION | WSD11-111-IA-00207-15-SS16 | 1100 | 15 | PN16 | TBA |  |  |  | 42 | 750 | 750 | 1000 | 1500 | NO | SS316 | A182-F304 | BALL | PTFE |  | THREADED | 2006FEW |  | HAITIMA | HAITIMA | https://www.haitima.com.tw/ | +886-2-26585800 |  | haitima@haitima.com.tw | TAIWAN | [7 empty] | CAMBI
0010308813 | AT_HVALVE | WSD11-111-HV-0278 | C4B | 131242-WSD11-DR-P-6030.dgn | BALL_VALVE | WSD11 | 111 | IA | HV | 0278 |  | TRAIN 2 REACTOR 3 IA SUPPLY | TRAIN 2 REACTOR 3 IA SUPPLY | NON-HAZARDOUS | ISOLATION | WSD11-111-IA-00208-15-SS16 | 1100 | 15 | PN16 | TBA |  |  |  | 42 | 750 | 750 | 1000 | 1500 | NO | SS316 | A182-F304 | BALL | PTFE |  | THREADED | 2006FEW |  | HAITIMA | HAITIMA | https://www.haitima.com.tw/ | +886-2-26585800 |  | haitima@haitima.com.tw | TAIWAN | [7 empty] | CAMBI
0010308816 | AT_HVALVE | WSD11-111-HV-0279 | C4B | 131242-WSD11-DR-P-6030.dgn | BALL_VALVE | WSD11 | 111 | IA | HV | 0279 |  | TRAIN 2 REACTOR 4 IA SUPPLY | TRAIN 2 REACTOR 4 IA SUPPLY | NON-HAZARDOUS | ISOLATION | WSD11-111-IA-00209-15-SS16 | 1100 | 15 | PN16 | TBA |  |  |  | 42 | 750 | 750 | 1000 | 1500 | NO | SS316 | A182-F304 | BALL | PTFE |  | THREADED | 2006FEW |  | HAITIMA | HAITIMA | https://www.haitima.com.tw/ | +886-2-26585800 |  | haitima@haitima.com.tw | TAIWAN | [7 empty] | CAMBI
0010308812 | AT_HVALVE | WSD11-111-HV-0280 | C4B | 131242-WSD11-DR-P-6030.dgn | BALL_VALVE | WSD11 | 111 | IA | HV | 0280 |  | TRAIN 2 FLASHTANK PUMP SKID IA SUPPLY | TRAIN 2 FLASHTANK PUMP SKID IA SUPPLY | NON-HAZARDOUS | ISOLATION | WSD11-111-IA-00210-15-SS16 | 1100 | 15 | PN16 | TBA |  |  |  | 42 | 750 | 750 | 1000 | 1500 | NO | SS316 | A182-F304 | BALL | PTFE |  | THREADED | 2006FEW |  | HAITIMA | HAITIMA | https://www.haitima.com.tw/ | +886-2-26585800 |  | haitima@haitima.com.tw | TAIWAN | [7 empty] | CAMBI
0010308817 | AT_HVALVE | WSD11-111-HV-0281 | C4B | 131242-WSD11-DR-P-6030.dgn | BALL_VALVE | WSD11 | 111 | IA | HV | 0281 |  | TRAIN 2 PROCESS GAS SKID IA SUPPLY | TRAIN 2 PROCESS GAS SKID IA SUPPLY | NON-HAZARDOUS | ISOLATION | WSD11-111-IA-00211-15-SS16 | 1100 | 15 | PN16 | TBA |  |  |  | 42 | 750 | 750 | 1000 | 1500 | NO | SS316 | A182-F304 | BALL | PTFE |  | THREADED | 2006FEW |  | HAITIMA | HAITIMA | https://www.haitima.com.tw/ | +886-2-26585800 |  | haitima@haitima.com.tw | TAIWAN | [7 empty] | CAMBI
0010308811 | AT_HVALVE | WSD11-111-HV-0282 | C4B | 131242-WSD11-DR-P-6030.dgn | BALL_VALVE | WSD11 | 111 | IA | HV | 0282 |  | TRAIN 2 FLASHTANK IA SUPPLY | TRAIN 2 FLASHTANK IA SUPPLY | NON-HAZARDOUS | ISOLATION | WSD11-111-IA-00212-15-SS16 | 1100 | 15 | PN16 | TBA |  |  |  | 42 | 750 | 750 | 1000 | 1500 | NO | SS316 | A182-F304 | BALL | PTFE |  | THREADED | 2006FEW |  | HAITIMA | HAITIMA | https://www.haitima.com.tw/ | +886-2-26585800 |  | haitima@haitima.com.tw | TAIWAN | [7 empty] | CAMBI
0010283387 | AT_HVALVE | WSD11-111-HV-0284 | C4B | 131242-WSD11-DR-P-6032.dgn | BALL_VALVE | WSD11 | 111 | STLP | HV | 0284 |  | TRAIN 2 CAISSON DRAIN | TRAIN 2 CAISSON DRAIN | NON-HAZARDOUS | DRAIN | WSD11-111-STLP-00222-25-SS16 | 300 | 25 | PN16 | TBA |  |  |  | 30 |  |  |  | 450 | NC | SS316 | A182-F304 | BALL | PTFE |  | THREADED | 2006FEW |  | HAITIMA | HAITIMA | https://www.haitima.com.tw/ | +886-2-26585800 |  | haitima@haitima.com.tw | TAIWAN | [7 empty] | CAMBI
0010283390 | AT_HVALVE | WSD11-111-HV-0285 | C4B | 131242-WSD11-DR-P-6032.dgn | BALL_VALVE | WSD11 | 111 | STLP | HV | 0285 |  | TRAIN 2 CAISSON SAMPLING | TRAIN 2 CAISSON SAMPLING | NON-HAZARDOUS | ISOLATION | WSD11-111-STLP-00223-25-SS16 | 300 | 25 | PN16 | TBA |  |  |  | 30 |  |  |  | 450 | NC | SS316 | A182-F304 | BALL | PTFE |  | THREADED | 2006FEW |  | HAITIMA | HAITIMA | https://www.haitima.com.tw/ | +886-2-26585800 |  | haitima@haitima.com.tw | TAIWAN | [7 empty] | CAMBI
0010308593 | AT_HVALVE | WSD11-111-HV-0286A | C4B | 131242-WSD11-DR-P-6020.dgn | BALL_VALVE | WSD11 | 111 | DWAS | HV | 0286 | A | TRAIN 2 REACTOR FEED PUMP DISCHARGE DRAIN | TRAIN 2 REACTOR FEED PUMP DISCHARGE DRAIN | NON-HAZARDOUS | DRAIN | WSD11-111-DWAS-00208B-25-SS16 | 750 | 25 | PN16 | TBA |  |  |  | 95 | 200 | 200 | 600 | 1125 | NC | SS316 | A182-F304 | BALL | PTFE |  | THREADED | 2006FEW |  | HAITIMA | HAITIMA | https://www.haitima.com.tw/ | +886-2-26585800 |  | haitima@haitima.com.tw | TAIWAN | [7 empty] | CAMBI
0010308594 | AT_HVALVE | WSD11-111-HV-0286B | C4B | 131242-WSD11-DR-P-6020.dgn | BALL_VALVE | WSD11 | 111 | DWAS | HV | 0286 | B | TRAIN 2 PULPER CIRCU/REACTOR FEED PUMP DISCHARGE | TRAIN 2 PULPER CIRCU/REACTOR FEED PUMP DISCHARGE | NON-HAZARDOUS | DRAIN | WSD11-111-DWAS-00206B-25-SS16 | 750 | 25 | PN16 | TBA |  |  |  | 95 | 200 | 200 | 600 | 1125 | NC | SS316 | A182-F304 | BALL | PTFE |  | THREADED | 2006FEW |  | HAITIMA | HAITIMA | https://www.haitima.com.tw/ | +886-2-26585800 |  | haitima@haitima.com.tw | TAIWAN | [7 empty] | CAMBI
0010309515 | AT_HVALVE | WSD11-111-HV-0287A | C4B | 131242-WSD11-DR-P-6000.dgn | BALL_VALVE | WSD11 | 111 | DWAS | HV | 0287 | A | TRAIN 2 THP FEED PUMP 3 DISCHARGE PIT | TRAIN 2 THP FEED PUMP 3 DISCHARGE PIT | NON-HAZARDOUS | ISOLATION | WSD11-111-DWAS-00201C-50-SS16 | 2400 | 50 | PN25 | TBA |  |  |  | 25 | 1000 | 1000 | 1200 | 3750 | NO | SS 316 | SS 316 | BALL | PTFE |  | FLANGED | 7289 |  | ECON | ECONOSTO | https://www.econosto.fi/en/ | (+65) 6862 5200 | (+65) 6861 3822 | econosto@singnet.com.sg | FINLAND | [7 empty] | CAMBI
0010311898 | AT_HVALVE | WSD11-111-HV-0287B | C4B | 131242-WSD11-DR-P-6000.dgn | BALL_VALVE | WSD11 | 111 | DWAS | HV | 0287 | B | TRAIN 2 THP FEED PUMP 3 DISCHARGE PSHH | TRAIN 2 THP FEED PUMP 3 DISCHARGE PSHH | NON-HAZARDOUS | ISOLATION | WSD11-111-DWAS-00201D-50-SS16 | 2400 | 50 | PN25 | TBA |  |  |  | 25 | 1000 | 1000 | 1200 | 3750 | NO | SS 316 | SS 316 | BALL | HYPATITE PTFE |  | FLANGED | H SERIES |  | HEATON | HEATON | https://www.heaton-valves.com/ |  |  | sales@heaton-valves.com | TAIWAN | [7 empty] | OVS
0010309533 | AT_HVALVE | WSD11-111-HV-0288A | C4B | 131242-WSD11-DR-P-6000.dgn | BALL_VALVE | WSD11 | 111 | DWAS | HV | 0288 | A | TRAIN 2 THP FEED PUMP 4 DISCHARGE PIT | TRAIN 2 THP FEED PUMP 4 DISCHARGE PIT | NON-HAZARDOUS | ISOLATION | WSD11-111-DWAS-00202C-50-SS16 | 2400 | 50 | PN25 | TBA |  |  |  | 25 | 1000 | 1000 | 1200 | 3750 | NO | SS 316 | SS 316 | BALL | PTFE |  | FLANGED | 7289 |  | ECON | ECONOSTO | https://www.econosto.fi/en/ | (+65) 6862 5200 | (+65) 6861 3822 | econosto@singnet.com.sg | FINLAND | [7 empty] | CAMBI
0010311900 | AT_HVALVE | WSD11-111-HV-0288B | C4B | 131242-WSD11-DR-P-6000.dgn | BALL_VALVE | WSD11 | 111 | DWAS | HV | 0288 | B | TRAIN 2 THP FEED PUMP 4 DISCHARGE PSHH | TRAIN 2 THP FEED PUMP 4 DISCHARGE PSHH | NON-HAZARDOUS | ISOLATION | WSD11-111-DWAS-00202D-50-SS16 | 2400 | 50 | PN25 | TBA |  |  |  | 25 | 1000 | 1000 | 1200 | 3750 | NO | SS 316 | SS 316 | BALL | HYPATITE PTFE |  | FLANGED | H SERIES |  | HEATON | HEATON | https://www.heaton-valves.com/ |  |  | sales@heaton-valves.com | TAIWAN | [7 empty] | OVS
0010334406 | AT_HVALVE | WSD11-111-HV-0291 | C4B | 131242-WSD11-DR-P-6000.dgn | BALL_VALVE | WSD11 | 111 | G2D | HV | 0291 |  | TRAIN 2 THP FEED PUMP 3 G2D INLET 3 CHUTE 1 | TRAIN 2 THP FEED PUMP 3 G2D INLET 3 CHUTE 1 | NON-HAZARDOUS | ISOLATION | WSD11-111-G2D-00220-25-SS16 | 600 | 25 | PN16 | TBA | 6400 |  | 9000 | 30 | 530 | 530 | 530 | 900 | NC | SS 316 | SS 316 | BALL | HYPATITE PTFE |  | THREADED | H5V03 |  | HEATON | HEATON | https://www.heaton-valves.com/ |  |  | sales@heaton-valves.com | TAIWAN | [7 empty] | OVS
0010332967 | AT_HVALVE | WSD11-111-HV-0291A | C4B | 131242-WSD11-DR-P-6000.dgn | BALL_VALVE | WSD11 | 111 | G2D | HV | 0291 | A | TRAIN 1 THP FEED PUMP 2 G2D INLET 3 CHUTE | TRAIN 1 THP FEED PUMP 2 G2D INLET 3 CHUTE | NON-HAZARDOUS | ISOLATION | WSD11-111-G2D-00220-25-SS16 | 600 | 25 | PN16 | TBA | 10000 | 10000 | 10000 | 30 | 300 | 300 | 300 | 900 | NC | SS 316 | SS 316 | BALL | HYPATITE PTFE |  | THREADED | H5V03 |  | HEATON | HEATON | https://www.heaton-valves.com/ |  |  | sales@heaton-valves.com | TAIWAN | [7 empty] | OVS
0010332985 | AT_HVALVE | WSD11-111-HV-0292 | C4B | 131242-WSD11-DR-P-6000.dgn | BALL_VALVE | WSD11 | 111 | G2D | HV | 0292 |  | TRAIN 1 THP FEED PUMP 2 G2D INLET 3 CHUTE | TRAIN 1 THP FEED PUMP 2 G2D INLET 3 CHUTE | NON-HAZARDOUS | ISOLATION | WSD11-111-G2D-00221-25-SS16 | 600 | 25 | PN16 | TBA | 10000 | 10000 | 10000 | 30 | 300 | 300 | 300 | 900 | NC | SS 316 | SS 316 | BALL | HYPATITE PTFE |  | THREADED | H5V03 |  | HEATON | HEATON | https://www.heaton-valves.com/ |  |  | sales@heaton-valves.com | TAIWAN | [7 empty] | OVS
0010334410 | AT_HVALVE | WSD11-111-HV-0292A | C4B | 131242-WSD11-DR-P-6000.dgn | BALL_VALVE | WSD11 | 111 | G2D | HV | 0292 | A | TRAIN 2 THP FEED PUMP 4 G2D INLET 3 CHUTE 2 | TRAIN 2 THP FEED PUMP 4 G2D INLET 3 CHUTE 2 | NON-HAZARDOUS | ISOLATION | WSD11-111-G2D-00221-25-SS16 | 600 | 25 | PN16 | TBA | 6400 |  | 9000 | 30 | 530 | 530 | 530 | 900 | NC | SS 316 | SS 316 | BALL | HYPATITE PTFE |  | THREADED | H5V03 |  | HEATON | HEATON | https://www.heaton-valves.com/ |  |  | sales@heaton-valves.com | TAIWAN | [7 empty] | OVS
0010333536 | AT_HVALVE | WSD11-111-HV-0293 | C4B | 131242-WSD11-DR-P-6000.dgn | BALL_VALVE | WSD11 | 111 | DWAS | HV | 0293 |  | THP TRAIN 2 DWAS LINE FLUSH 1 | THP TRAIN 2 DWAS LINE FLUSH 1 | NON-HAZARDOUS | ISOLATION | WSD11-111-DWAS-00201E-25-SS16 | 2400 | 25 | PN25 | TBA |  |  |  | 25 | 1000 | 1000 | 1200 | 1800 | NC | SS 316 | SS 316 | BALL | HYPATITE PTFE |  | THREADED | H5V03 |  | HEATON | HEATON | https://www.heaton-valves.com/ |  |  | sales@heaton-valves.com | TAIWAN | [7 empty] | OVS
0010333535 | AT_HVALVE | WSD11-111-HV-0294 | C4B | 131242-WSD11-DR-P-6000.dgn | BALL_VALVE | WSD11 | 111 | DWAS | HV | 0294 |  | THP TRAIN 2 DWAS LINE FLUSH 2 | THP TRAIN 2 DWAS LINE FLUSH 2 | NON-HAZARDOUS | ISOLATION | WSD11-111-DWAS-00202E-25-SS16 | 2400 | 25 | PN25 | TBA |  |  |  | 25 | 1000 | 1000 | 1200 | 1800 | NC | SS 316 | SS 316 | BALL | HYPATITE PTFE |  | THREADED | H5V03 |  | HEATON | HEATON | https://www.heaton-valves.com/ |  |  | sales@heaton-valves.com | TAIWAN | [7 empty] | OVS
0010333498 | AT_HVALVE | WSD11-111-HV-0295 | C4B | 131242-WSD11-DR-P-6019.dgn | BALL_VALVE | WSD11 | 111 | DWAS | HV | 0295 |  | THP TRAIN 2 DWAS LINE FLUSH 3 | THP TRAIN 2 DWAS LINE FLUSH 3 | NON-HAZARDOUS | DRAIN | WSD11-111-DWAS-00201F-25-SS16 | 550 | 25 | PN16 | TBA |  |  |  | 25 | 550 | 550 | 550 | 825 | NC | SS 316 | SS 316 | BALL | HYPATITE PTFE |  | THREADED | H5V03 |  | HEATON | HEATON | https://www.heaton-valves.com/ |  |  | sales@heaton-valves.com | TAIWAN | [7 empty] | OVS
0010333136 | AT_HVALVE | WSD11-111-HV-0297 | C4B | 131242-WSD11-DR-P-6031.dgn | BALL_VALVE | WSD11 | 111 | G2D | HV | 0297 |  | TRAIN 2 G2D SUPPLY | TRAIN 2 G2D SUPPLY | NON-HAZARDOUS | ISOLATION | WSD11-111-G2D-00210-50-SS16 | 900 | 50 | PN16 | TBA | 10400 | 5000 | 20000 | 30 | 600 | 600 | 600 | 1350 | NO | SS 316 | SS 316 | BALL | PTFE |  | FLANGED | 7289 |  | ECON | ECONOSTO | https://www.econosto.fi/en/ | (+65) 6862 5200 | (+65) 6861 3822 | econosto@singnet.com.sg | FINLAND | [7 empty] | CAMBI
0010297864 | AT_HVALVE | WSD11-111-HV-0301 | C4B | 131242-WSD11-DR-P-6000.dgn | BALL_VALVE | WSD11 | 111 | G2D | HV | 0301 |  | FUTURE THP FEED PUMP G2D INLET 1 | FUTURE THP FEED PUMP G2D INLET 1 | NON-HAZARDOUS | ISOLATION | WSD11-111-G2D-00301-32-SS16 | 600 | 32 | PN16 | TBA |  |  |  | 30 | 530 | 530 | 530 | 900 | NC | SS 316 | SS 316 | BALL | PTFE |  | THREADED | H5V03 |  | HEATON | HEATON | https://www.heaton-valves.com/ |  |  | sales@heaton-valves.com | TAIWAN | [7 empty] | OVS
0010297865 | AT_HVALVE | WSD11-111-HV-0302 | C4B | 131242-WSD11-DR-P-6000.dgn | BALL_VALVE | WSD11 | 111 | G2D | HV | 0302 |  | FUTURE THP FEED PUMP G2D INLET 2 | FUTURE THP FEED PUMP G2D INLET 2 | NON-HAZARDOUS | ISOLATION | WSD11-111-G2D-00302-32-SS16 | 600 | 32 | PN16 | TBA |  |  |  | 30 | 530 | 530 | 530 | 900 | NC | SS 316 | SS 316 | BALL | PTFE |  | THREADED | H5V03 |  | HEATON | HEATON | https://www.heaton-valves.com/ |  |  | sales@heaton-valves.com | TAIWAN | [7 empty] | OVS
0010332950 | AT_HVALVE | WSD11-111-HV-0389 | C4B | 131242-WSD11-DR-P-6000.dgn | BALL_VALVE | WSD11 | 111 | G2D | HV | 0389 |  | TRAIN 3 THP FEED PUMP 5 G2D INLET CHUTE | TRAIN 3 THP FEED PUMP 5 G2D INLET CHUTE | NON-HAZARDOUS | ISOLATION | WSD11-111-G2D-00320-25-SS16 | 600 | 25 | PN16 | TBA | 10000 | 10000 | 10000 | 30 | 300 | 300 | 300 | 900 | NC | SS 316 | SS 316 | BALL | HYPATITE PTFE |  | THREADED | H5V03 |  | HEATON | HEATON | https://www.heaton-valves.com/ |  |  | sales@heaton-valves.com | TAIWAN | [7 empty] | OVS
0010332871 | AT_HVALVE | WSD11-111-HV-0390 | C4B | 131242-WSD11-DR-P-6000.dgn | BALL_VALVE | WSD11 | 111 | G2D | HV | 0390 |  | TRAIN 3 THP FEED PUMP 6 G2D INLET CHUTE | TRAIN 3 THP FEED PUMP 6 G2D INLET CHUTE | NON-HAZARDOUS | ISOLATION | WSD11-111-G2D-00321-25-SS16 | 600 | 25 | PN16 | TBA | 10000 | 10000 | 10000 | 30 | 300 | 300 | 300 | 900 | NC | SS 316 | SS 316 | BALL | HYPATITE PTFE |  | THREADED | H5V03 |  | HEATON | HEATON | https://www.heaton-valves.com/ |  |  | sales@heaton-valves.com | TAIWAN | [7 empty] | OVS
0010297866 | AT_HVALVE | WSD11-111-HV-0401 | C4B | 131242-WSD11-DR-P-6000.dgn | BALL_VALVE | WSD11 | 111 | G2D | HV | 0401 |  | FUTURE THP FEED PUMP G2D INLET 3 | FUTURE THP FEED PUMP G2D INLET 3 | NON-HAZARDOUS | ISOLATION | WSD11-111-G2D-00401-32-SS16 | 600 | 32 | PN16 | TBA |  |  |  | 30 | 530 | 530 | 530 | 900 | NC | SS 316 | SS 316 | BALL | PTFE |  | THREADED | H5V03 |  | HEATON | HEATON | https://www.heaton-valves.com/ |  |  | sales@heaton-valves.com | TAIWAN | [7 empty] | OVS
0010297867 | AT_HVALVE | WSD11-111-HV-0402 | C4B | 131242-WSD11-DR-P-6000.dgn | BALL_VALVE | WSD11 | 111 | G2D | HV | 0402 |  | FUTURE THP FEED PUMP G2D INLET 4 | FUTURE THP FEED PUMP G2D INLET 4 | NON-HAZARDOUS | ISOLATION | WSD11-111-G2D-00402-32-SS16 | 600 | 32 | PN16 | TBA |  |  |  | 30 | 530 | 530 | 530 | 900 | NC | SS 316 | SS 316 | BALL | PTFE |  | THREADED | H5V03 |  | HEATON | HEATON | https://www.heaton-valves.com/ |  |  | sales@heaton-valves.com | TAIWAN | [7 empty] | OVS
0010332948 | AT_HVALVE | WSD11-111-HV-0489 | C4B | 131242-WSD11-DR-P-6000.dgn | BALL_VALVE | WSD11 | 111 | G2D | HV | 0489 |  | TRAIN 4 THP FEED PUMP 7 G2D INLET CHUTE | TRAIN 4 THP FEED PUMP 7 G2D INLET CHUTE | NON-HAZARDOUS | ISOLATION | WSD11-111-G2D-00420-25-SS16 | 600 | 25 | PN16 | TBA | 1800 | 1800 | 1800 | 30 | 530 | 530 | 530 | 900 | NC | SS 316 | SS 316 | BALL | HYPATITE PTFE |  | THREADED | H5V03 |  | HEATON | HEATON | https://www.heaton-valves.com/ |  |  | sales@heaton-valves.com | TAIWAN | [7 empty] | OVS
0010332870 | AT_HVALVE | WSD11-111-HV-0490 | C4B | 131242-WSD11-DR-P-6000.dgn | BALL_VALVE | WSD11 | 111 | G2D | HV | 0490 |  | TRAIN 4 THP FEED PUMP 8 G2D INLET CHUTE | TRAIN 4 THP FEED PUMP 8 G2D INLET CHUTE | NON-HAZARDOUS | ISOLATION | WSD11-111-G2D-00421-25-SS16 | 600 | 25 | PN16 | TBA | 10000 | 10000 | 10000 | 30 | 300 | 300 | 300 | 900 | NC | SS 316 | SS 316 | BALL | HYPATITE PTFE |  | THREADED | H5V03 |  | HEATON | HEATON | https://www.heaton-valves.com/ |  |  | sales@heaton-valves.com | TAIWAN | [7 empty] | OVS
0010334361 | AT_HVALVE | WSD11-111-HV-0501 | C4B | 131242-WSD11-DR-P-6000.dgn | BALL_VALVE | WSD11 | 111 | G2D | HV | 0501 |  | TRAIN 1 THP FEED PUMP 1 G2D INLET CHUTE DRAIN | TRAIN 1 THP FEED PUMP 1 G2D INLET CHUTE DRAIN | NON-HAZARDOUS | DRAIN | WSD11-111-G2D-00120-25-SS16 | 600 | 25 | PN16 | TBA |  |  |  | 30 | 530 | 530 | 530 | 900 | NC | SS 316 | SS 316 | BALL | HYPATITE PTFE |  | THREADED | H5V03 |  | HEATON | HEATON | https://www.heaton-valves.com/ |  |  | sales@heaton-valves.com | TAIWAN | [7 empty] | OVS
0010334413 | AT_HVALVE | WSD11-111-HV-0502 | C4B | 131242-WSD11-DR-P-6000.dgn | BALL_VALVE | WSD11 | 111 | G2D | HV | 0502 |  | TRAIN 1 THP FEED PUMP 2 G2D INLET CHUTE DRAIN | TRAIN 1 THP FEED PUMP 2 G2D INLET CHUTE DRAIN | NON-HAZARDOUS | DRAIN | WSD11-111-G2D-00121-25-SS16 | 600 | 25 | PN16 | TBA |  |  |  | 30 | 530 | 530 | 530 | 900 | NC | SS 316 | SS 316 | BALL | HYPATITE PTFE |  | THREADED | H5V03 |  | HEATON | HEATON | https://www.heaton-valves.com/ |  |  | sales@heaton-valves.com | TAIWAN | [7 empty] | OVS
0010334412 | AT_HVALVE | WSD11-111-HV-0601 | C4B | 131242-WSD11-DR-P-6000.dgn | BALL_VALVE | WSD11 | 111 | G2D | HV | 0601 |  | TRAIN 2 THP FEED PUMP 3 G2D INLET CHUTE DRAIN | TRAIN 2 THP FEED PUMP 3 G2D INLET CHUTE DRAIN | NON-HAZARDOUS | DRAIN | WSD11-111-G2D-00220-25-SS16 | 600 | 25 | PN16 | TBA |  |  |  | 30 | 530 | 530 | 530 | 900 | NC | SS 316 | SS 316 | BALL | HYPATITE PTFE |  | THREADED | H5V03 |  | HEATON | HEATON | https://www.heaton-valves.com/ |  |  | sales@heaton-valves.com | TAIWAN | [7 empty] | OVS
0010334414 | AT_HVALVE | WSD11-111-HV-0602 | C4B | 131242-WSD11-DR-P-6000.dgn | BALL_VALVE | WSD11 | 111 | G2D | HV | 0602 |  | TRAIN 2 THP FEED PUMP 4 G2D INLET CHUTE DRAIN | TRAIN 2 THP FEED PUMP 4 G2D INLET CHUTE DRAIN | NON-HAZARDOUS | DRAIN | WSD11-111-G2D-00221-25-SS16 | 600 | 25 | PN16 | TBA |  |  |  | 30 | 530 | 530 | 530 | 900 | NC | SS 316 | SS 316 | BALL | HYPATITE PTFE |  | THREADED | H5V03 |  | HEATON | HEATON | https://www.heaton-valves.com/ |  |  | sales@heaton-valves.com | TAIWAN | [7 empty] | OVS
0010334654 | AT_HVALVE | WSD11-111-HV-1003 | C4B | 131242-WSD11-DR-P-6051.dgn | BALL_VALVE | WSD11 | 111 | STHP | HV | 1003 |  | STEAM LINE 1 & 2 INTERCONNECTING HEADER | STEAM LINE 1 & 2 INTERCONNECTING HEADER | NON-HAZARDOUS | ISOLATION | WSD11-111-STHP-00009-150-SS16 | 1500 | 150 | PN25 | TBA | 6400 | 2600 | 10000 | 190 | 1150 | 1150 | 1150 | 1410 | NO | A216 Gr. WCB | SS 316 | BALL | PEEK |  | FLANGED | H SERIES |  | HEATON | HEATON | https://www.heaton-valves.com/ |  |  | sales@heaton-valves.com | TAIWAN | [7 empty] | OVS
0010301210 | AT_HVALVE | WSD11-111-HV-1004 | C4B | 131242-WSD11-DR-P-6400.dgn | BALL_VALVE | WSD11 | 111 | FA | HV | 1004 |  | TRAIN 1 FA DISCHARGE | TRAIN 1 FA DISCHARGE | NON-HAZARDOUS | ISOLATION | WSD11-111-FA-00101-50-SS16 | 900 | 50 | PN16 | TBA | 420 | 420 | 42000 | 50 | 200 | 320 | 350 | 1350 | NO | SS316 | SS316 | BALL | HYPATITE PTFE |  | FLANGED | H SERIES |  | HEATON | HEATON | https://www.heaton-valves.com/ |  |  | sales@heaton-valves.com | TAIWAN | [7 empty] | OVS
0010297976 | AT_HVALVE | WSD11-111-HV-1005 | C4B | 131242-WSD11-DR-P-6400.dgn | BALL_VALVE | WSD11 | 111 | FA | HV | 1005 |  | FUTURE FA DISCHARGE 1 | FUTURE FA DISCHARGE 1 | NON-HAZARDOUS | ISOLATION | WSD11-111-FA-00004-50-SS16 | 900 | 50 | PN16 | TBA |  |  | 420 | 50 | 200 | 320 | 350 | 1350 | NO | SS316 | SS316 | BALL | HYPATITE PTFE |  | FLANGED | H SERIES |  | HEATON | HEATON | https://www.heaton-valves.com/ |  |  | sales@heaton-valves.com | TAIWAN | [7 empty] | OVS
0010306562 | AT_HVALVE | WSD11-111-HV-1006 | C4B | 131242-WSD11-DR-P-6400.dgn | BALL_VALVE | WSD11 | 111 | FA | HV | 1006 |  | TRAIN 2 FA DISCHARGE | TRAIN 2 FA DISCHARGE | NON-HAZARDOUS | ISOLATION | WSD11-111-FA-10201-50-SS16 | 900 | 50 | PN16 | TBA | 420 | 420 | 420 | 50 | 200 | 320 | 350 | 1350 | NO | SS316 | SS316 | BALL | HYPATITE PTFE |  | FLANGED | H SERIES |  | HEATON | HEATON | https://www.heaton-valves.com/ |  |  | sales@heaton-valves.com | TAIWAN | [7 empty] | OVS
0010297984 | AT_HVALVE | WSD11-111-HV-1007 | C4B | 131242-WSD11-DR-P-6400.dgn | BALL_VALVE | WSD11 | 111 | FA | HV | 1007 |  | FUTURE FA DISCHARGE 2 | FUTURE FA DISCHARGE 2 | NON-HAZARDOUS | ISOLATION | WSD11-111-FA-00005-50-SS16 | 900 | 50 | PN16 | TBA |  |  | 420 | 50 | 200 | 320 | 350 | 1350 | NO | SS316 | SS316 | BALL | HYPATITE PTFE |  | FLANGED | H SERIES |  | HEATON | HEATON | https://www.heaton-valves.com/ |  |  | sales@heaton-valves.com | TAIWAN | [7 empty] | OVS
0010334714 | AT_HVALVE | WSD11-111-HV-1101 | C4B | 131242-WSD11-DR-P-6051.dgn | BALL_VALVE | WSD11 | 111 | STHP | HV | 1101 |  | STHP SUPPLY HEADER 1 PIT 1 | STHP SUPPLY HEADER 1 PIT 1 | NON-HAZARDOUS | ISOLATION | WSD11-111-STHP-00003A-15-SS16 | 1500 | 15 | PN25 | TBA |  |  |  | 190 | 1150 | 1150 | 1150 | 3750 | NO | SS 316 | SS 316 | BALL | PEEK |  | THREADED | HV3 |  | HEATON | HEATON | https://www.heaton-valves.com/ |  |  | sales@heaton-valves.com | TAIWAN | [7 empty] | OVS
0010279708 | AT_HVALVE | WSD11-111-HV-1102 | C4B | 131242-WSD11-DR-P-6050.dgn | BALL_VALVE | WSD11 | 111 | STHP | HV | 1102 |  | STHP SUPPLY HEADER 1 PI 1 | STHP SUPPLY HEADER 1 PI 1 | NON-HAZARDOUS | ISOLATION | WSD11-111-STHP-00001B-15-SS16 | 1500 | 15 | PN25 | TBA |  |  |  | 217 | 1220 | 1220 | 1370 | 3750 | NO | SS 316 | SS 316 | BALL | PEEK |  | THREADED | HV3 |  | HEATON | HEATON | https://www.heaton-valves.com/ |  |  | sales@heaton-valves.com | TAIWAN | [7 empty] | OVS
0010279715 | AT_HVALVE | WSD11-111-HV-1104 | C4B | 131242-WSD11-DR-P-6050.dgn | BALL_VALVE | WSD11 | 111 | STHP | HV | 1104 |  | STHP SUPPLY HEADER 1 PRESSURE INDICATOR ISOLATION | STHP SUPPLY HEADER 1 PRESSURE INDICATOR ISOLATION | NON-HAZARDOUS | ISOLATION | WSD11-111-STHP-00001A-50-SS16 | 1500 | 50 | PN25 | TBA |  |  |  | 217 | 1220 | 1220 | 1370 | 3750 | NO | SS 316 | SS 316 | BALL | PEEK |  | THREADED | HV3 |  | HEATON | HEATON | https://www.heaton-valves.com/ |  |  | sales@heaton-valves.com | TAIWAN | [7 empty] | OVS
0010310399 | AT_HVALVE | WSD11-111-HV-1105 | C4B | 131242-WSD11-DR-P-6050.dgn | BALL_VALVE | WSD11 | 111 | STHP | HV | 1105 |  | STHP SUPPLY HEADER 1 FIT 1 | STHP SUPPLY HEADER 1 FIT 1 | NON-HAZARDOUS | ISOLATION | WSD11-111-STHP-00001C-15-SS16 | 1500 | 15 | PN25 | TBA |  |  | 10000 | 217 | 1220 | 1220 | 1370 | 3750 | NO | SS 316 | SS 316 | BALL | PEEK |  | THREADED | HV3 |  | HEATON | HEATON | https://www.heaton-valves.com/ |  |  | sales@heaton-valves.com | TAIWAN | [7 empty] | OVS
0010310401 | AT_HVALVE | WSD11-111-HV-1106 | C4B | 131242-WSD11-DR-P-6050.dgn | BALL_VALVE | WSD11 | 111 | STHP | HV | 1106 |  | STHP SUPPLY HEADER 1 FIT 2 | STHP SUPPLY HEADER 1 FIT 2 | NON-HAZARDOUS | ISOLATION | WSD11-111-STHP-00001F-15-SS16 | 1500 | 15 | PN25 | TBA |  |  | 10000 | 217 | 1220 | 1220 | 1370 | 3750 | NO | SS 316 | SS 316 | BALL | PEEK |  | THREADED | HV3 |  | HEATON | HEATON | https://www.heaton-valves.com/ |  |  | sales@heaton-valves.com | TAIWAN | [7 empty] | OVS
0010279649 | AT_HVALVE | WSD11-111-HV-1107 | C4B | 131242-WSD11-DR-P-6050.dgn | BALL_VALVE | WSD11 | 111 | G1 | HV | 1107 |  | C4A G1 INLET ISOLATION 1 | C4A G1 INLET ISOLATION 1 | NON-HAZARDOUS | ISOLATION | WSD11-111-G1-00001-25-SS16 | 500 | 25 | PN16 | TBA | 500 | 400 | 1000 | 30 | 230 | 230 | 300 | 750 | NO | SS 316 | SS 316 | BALL | HYPATITE PTFE |  | THREADED | H5V03 |  | HEATON | HEATON | https://www.heaton-valves.com/ |  |  | sales@heaton-valves.com | TAIWAN | [7 empty] | OVS
0010279651 | AT_HVALVE | WSD11-111-HV-1108 | C4B | 131242-WSD11-DR-P-6050.dgn | BALL_VALVE | WSD11 | 111 | G1 | HV | 1108 |  | C4A G1 INLET ISOLATION 2 | C4A G1 INLET ISOLATION 2 | NON-HAZARDOUS | ISOLATION | WSD11-111-G1-00001-25-SS16 | 500 | 25 | PN16 | TBA | 500 | 400 | 1000 | 30 | 230 | 230 | 300 | 750 | NO | SS 316 | SS 316 | BALL | HYPATITE PTFE |  | THREADED | H5V03 |  | HEATON | HEATON | https://www.heaton-valves.com/ |  |  | sales@heaton-valves.com | TAIWAN | [7 empty] | OVS
0010279667 | AT_HVALVE | WSD11-111-HV-1109 | C4B | 131242-WSD11-DR-P-6050.dgn | BALL_VALVE | WSD11 | 111 | G1 | HV | 1109 |  | DESUPERHEATER 1 G1HP INLET ISOLATION | DESUPERHEATER 1 G1HP INLET ISOLATION | NON-HAZARDOUS | ISOLATION | WSD11-111-G1-00203-25-SS16 | 3150 | 25 | PN40 | TBA | 123 | 50 | 10000 | 30 | 1750 | 1700 | 2100 | 3750 | NO | SS 316 | SS 316 | BALL | HYPATITE PTFE |  | THREADED | H5V03 |  | HEATON | HEATON | https://www.heaton-valves.com/ |  |  | sales@heaton-valves.com | TAIWAN | [7 empty] | OVS
0010334560 | AT_HVALVE | WSD11-111-HV-1110 | C4B | 131242-WSD11-DR-P-6051.dgn | BALL_VALVE | WSD11 | 111 | STHP | HV | 1110 |  | STEAM SPARGER A STHP SUPPLY 1 | STEAM SPARGER A STHP SUPPLY 1 | NON-HAZARDOUS | ISOLATION | WSD11-111-STHP-00005-100-SS16 | 1500 | 100 | PN25 | TBA | 2500 | 1800 | 5200 | 190 | 1150 | 1150 | 1150 | 1410 | NO | A216 Gr. WCB | SS 316 | BALL | PEEK |  | FLANGED | H SERIES |  | HEATON | HEATON | https://www.heaton-valves.com/ |  |  | sales@heaton-valves.com | TAIWAN | [7 empty] | OVS
0010334564 | AT_HVALVE | WSD11-111-HV-1111 | C4B | 131242-WSD11-DR-P-6051.dgn | BALL_VALVE | WSD11 | 111 | STHP | HV | 1111 |  | STEAM SPARGER A STHP SUPPLY PIT | STEAM SPARGER A STHP SUPPLY PIT | NON-HAZARDOUS | ISOLATION | WSD11-111-STHP-00005A-15-SS16 | 1500 | 15 | PN25 | TBA |  |  |  | 190 | 1150 | 1150 | 1150 | 3750 | NO | SS 316 | SS 316 | BALL | PEEK |  | THREADED | HV3 |  | HEATON | HEATON | https://www.heaton-valves.com/ |  |  | sales@heaton-valves.com | TAIWAN | [7 empty] | OVS
0010334571 | AT_HVALVE | WSD11-111-HV-1112 | C4B | 131242-WSD11-DR-P-6051.dgn | BALL_VALVE | WSD11 | 111 | STHP | HV | 1112 |  | STEAM SPARGER A STHP SUPPLY FIT 1 | STEAM SPARGER A STHP SUPPLY FIT 1 | NON-HAZARDOUS | ISOLATION | WSD11-111-STHP-00005E-15-SS16 | 1500 | 15 | PN25 | TBA |  |  |  | 190 | 1150 | 1150 | 1150 | 3750 | NO | SS 316 | SS 316 | BALL | PEEK |  | THREADED | HV3 |  | HEATON | HEATON | https://www.heaton-valves.com/ |  |  | sales@heaton-valves.com | TAIWAN | [7 empty] | OVS
0010334608 | AT_HVALVE | WSD11-111-HV-1113 | C4B | 131242-WSD11-DR-P-6051.dgn | BALL_VALVE | WSD11 | 111 | STHP | HV | 1113 |  | STEAM SPARGER A STHP SUPPLY FIT 2 | STEAM SPARGER A STHP SUPPLY FIT 2 | NON-HAZARDOUS | ISOLATION | WSD11-111-STHP-00005F-15-SS16 | 1500 | 15 | PN25 | TBA |  |  |  | 190 | 1150 | 1150 | 1150 | 3750 | NO | SS 316 | SS 316 | BALL | PEEK |  | THREADED | HV3 |  | HEATON | HEATON | https://www.heaton-valves.com/ |  |  | sales@heaton-valves.com | TAIWAN | [7 empty] | OVS
0010334569 | AT_HVALVE | WSD11-111-HV-1114 | C4B | 131242-WSD11-DR-P-6051.dgn | BALL_VALVE | WSD11 | 111 | STHP | HV | 1114 |  | STEAM SPARGER A STHP SUPPLY PI | STEAM SPARGER A STHP SUPPLY PI | NON-HAZARDOUS | ISOLATION | WSD11-111-STHP-00005D-15-SS16 | 1500 | 15 | PN25 | TBA |  |  |  | 190 | 1150 | 1150 | 1150 | 3750 | NO | SS 316 | SS 316 | BALL | PEEK |  | THREADED | HV3 |  | HEATON | HEATON | https://www.heaton-valves.com/ |  |  | sales@heaton-valves.com | TAIWAN | [7 empty] | OVS
0010334587 | AT_HVALVE | WSD11-111-HV-1115 | C4B | 131242-WSD11-DR-P-6051.dgn | BALL_VALVE | WSD11 | 111 | STHP | HV | 1115 |  | STEAM SPARGER A STHP SUPPLY 2 | STEAM SPARGER A STHP SUPPLY 2 | NON-HAZARDOUS | ISOLATION | WSD11-111-STHP-00005-100-SS16 | 1500 | 100 | PN25 | TBA | 2500 | 1800 | 5200 | 190 | 1150 | 1150 | 1150 | 1410 | NO | A216 Gr. WCB | SS 316 | BALL | PEEK |  | FLANGED | H SERIES |  | HEATON | HEATON | https://www.heaton-valves.com/ |  |  | sales@heaton-valves.com | TAIWAN | [7 empty] | OVS
0010334704 | AT_HVALVE | WSD11-111-HV-1116 | C4B | 131242-WSD11-DR-P-6051.dgn | BALL_VALVE | WSD11 | 111 | STHP | HV | 1116 |  | TRAIN 1 THP STHP SUPPLY | TRAIN 1 THP STHP SUPPLY | NON-HAZARDOUS | ISOLATION | WSD11-111-STHP-00011-100-SS16 | 1500 | 100 | PN25 | TBA | 2600 | 2600 | 4200 | 190 | 1150 | 1150 | 1150 | 1410 | NO | A216 Gr. WCB | SS 316 | BALL | PEEK |  | FLANGED | H SERIES |  | HEATON | HEATON | https://www.heaton-valves.com/ |  |  | sales@heaton-valves.com | TAIWAN | [7 empty] | OVS
0010334624 | AT_HVALVE | WSD11-111-HV-1117 | C4B | 131242-WSD11-DR-P-6051.dgn | BALL_VALVE | WSD11 | 111 | STHP | HV | 1117 |  | TRAIN 1 THP STHP SUPPLY PRESSURE TRANSMITTER | TRAIN 1 THP STHP SUPPLY PRESSURE TRANSMITTER | NON-HAZARDOUS | ISOLATION | WSD11-111-STHP-00011A-15-SS16 | 1500 | 15 | PN25 | TBA |  |  |  | 190 | 1150 | 1150 | 1150 | 3750 | NO | SS 316 | SS 316 | BALL | PTFE |  | FLANGED | 7289 |  | ECON | ECONOSTO | https://www.econosto.fi/en/ | (+65) 6862 5200 | (+65) 6861 3822 | econosto@singnet.com.sg | FINLAND | [7 empty] | CAMBI
0010334625 | AT_HVALVE | WSD11-111-HV-1118 | C4B | 131242-WSD11-DR-P-6051.dgn | BALL_VALVE | WSD11 | 111 | STHP | HV | 1118 |  | TRAIN 1 THP STHP SUPPLY FLOW TRANSMITTER 1 | TRAIN 1 THP STHP SUPPLY FLOW TRANSMITTER 1 | NON-HAZARDOUS | ISOLATION | WSD11-111-STHP-00011E-15-SS16 | 1500 | 15 | PN25 | TBA |  |  |  | 190 | 1150 | 1150 | 1150 | 3750 | NO | SS 316 | SS 316 | BALL | PEEK |  | THREADED | HV3 |  | HEATON | HEATON | https://www.heaton-valves.com/ |  |  | sales@heaton-valves.com | TAIWAN | [7 empty] | OVS
0010334632 | AT_HVALVE | WSD11-111-HV-1119 | C4B | 131242-WSD11-DR-P-6051.dgn | BALL_VALVE | WSD11 | 111 | STHP | HV | 1119 |  | TRAIN 1 THP STHP SUPPLY FLOW TRANSMITTER 2 | TRAIN 1 THP STHP SUPPLY FLOW TRANSMITTER 2 | NON-HAZARDOUS | ISOLATION | WSD11-111-STHP-00011F-15-SS16 | 1500 | 15 | PN25 | TBA |  |  |  | 190 | 1150 | 1150 | 1150 | 3750 | NO | SS 316 | SS 316 | BALL | PEEK |  | THREADED | HV3 |  | HEATON | HEATON | https://www.heaton-valves.com/ |  |  | sales@heaton-valves.com | TAIWAN | [7 empty] | OVS
0010334674 | AT_HVALVE | WSD11-111-HV-1120 | C4B | 131242-WSD11-DR-P-6051.dgn | BALL_VALVE | WSD11 | 111 | STHP | HV | 1120 |  | TRAIN 1 THP STHP SUPPLY PRESSURE INDICATOR | TRAIN 1 THP STHP SUPPLY PRESSURE INDICATOR | NON-HAZARDOUS | ISOLATION | WSD11-111-STHP-00011-15-SS16 | 1500 | 15 | PN25 | TBA |  |  |  | 190 | 1150 | 1150 | 1150 | 3750 | NO | SS 316 | SS 316 | BALL | PEEK |  | THREADED | HV3 |  | HEATON | HEATON | https://www.heaton-valves.com/ |  |  | sales@heaton-valves.com | TAIWAN | [7 empty] | OVS
0010334675 | AT_HVALVE | WSD11-111-HV-1121 | C4B | 131242-WSD11-DR-P-6051.dgn | BALL_VALVE | WSD11 | 111 | STHP | HV | 1121 |  | STHP SUPPLY HEADER 1 1 | STHP SUPPLY HEADER 1 1 | NON-HAZARDOUS | ISOLATION | WSD11-111-STHP-00003-150-SS16 | 1500 | 150 | PN25 | TBA | 6400 | 2600 | 10000 | 190 | 1150 | 1150 | 1150 | 1410 | NO | A216 Gr. WCB | SS 316 | BALL | PEEK |  | FLANGED | H SERIES |  | HEATON | HEATON | https://www.heaton-valves.com/ |  |  | sales@heaton-valves.com | TAIWAN | [7 empty] | OVS
0010334676 | AT_HVALVE | WSD11-111-HV-1123 | C4B | 131242-WSD11-DR-P-6051.dgn | BALL_VALVE | WSD11 | 111 | STHP | HV | 1123 |  | STHP SUPPLY HEADER 1 2 | STHP SUPPLY HEADER 1 2 | NON-HAZARDOUS | ISOLATION | WSD11-111-STHP-00003-150-SS16 | 1500 | 150 | PN25 | TBA | 6400 | 2600 | 10000 | 190 | 1150 | 1150 | 1150 | 1410 | NO | A216 Gr. WCB | SS 316 | BALL | PEEK |  | FLANGED | H SERIES |  | HEATON | HEATON | https://www.heaton-valves.com/ |  |  | sales@heaton-valves.com | TAIWAN | [7 empty] | OVS
0010334677 | AT_HVALVE | WSD11-111-HV-1124 | C4B | 131242-WSD11-DR-P-6051.dgn | BALL_VALVE | WSD11 | 111 | STHP | HV | 1124 |  | STHP SUPPLY HEADER 1 3 | STHP SUPPLY HEADER 1 3 | NON-HAZARDOUS | ISOLATION | WSD11-111-STHP-00003-150-SS16 | 1500 | 150 | PN25 | TBA | 6400 | 2600 | 10000 | 190 | 1150 | 1150 | 1150 | 1410 | NC | A216 Gr. WCB | SS 316 | BALL | PEEK |  | FLANGED | H SERIES |  | HEATON | HEATON | https://www.heaton-valves.com/ |  |  | sales@heaton-valves.com | TAIWAN | [7 empty] | OVS
0010279899 | AT_HVALVE | WSD11-111-HV-1126 | C4B | 131242-WSD11-DR-P-6050.dgn | BALL_VALVE | WSD11 | 111 | G1 | HV | 1126 |  | DESUPERHEATER 1 G1HP DRAIN | DESUPERHEATER 1 G1HP DRAIN | NON-HAZARDOUS | DRAIN | WSD11-111-G1-0203A-25-SS16 | 3150 | 25 | PN40 | TBA |  |  |  | 30 | 1750 | 1700 | 2100 | 3750 | NC | SS 316 | SS 316 | BALL | HYPATITE PTFE |  | THREADED | H5V03 |  | HEATON | HEATON | https://www.heaton-valves.com/ |  |  | sales@heaton-valves.com | TAIWAN | [7 empty] | OVS
0010330524 | AT_HVALVE | WSD11-111-HV-1127 | C4B | 131242-WSD11-DR-P-6050.dgn | BALL_VALVE | WSD11 | 111 | SC | HV | 1127 |  | STHP SUPPLY HEADER 1 STEAM TRAP 1 ISOLATION 1 | STHP SUPPLY HEADER 1 STEAM TRAP 1 ISOLATION 1 | NON-HAZARDOUS | ISOLATION | WSD11-111-SC-00110-25-SS16 | 1500 | 25 | PN25 | TBA |  |  |  | 216 | 350 | 300 | 1220 | 1875 | NO | SS 316 | SS 316 | BALL | PEEK |  | THREADED | HV3 |  | HEATON | HEATON | https://www.heaton-valves.com/ |  |  | sales@heaton-valves.com | TAIWAN | [7 empty] | OVS
0010330525 | AT_HVALVE | WSD11-111-HV-1128 | C4B | 131242-WSD11-DR-P-6050.dgn | BALL_VALVE | WSD11 | 111 | SC | HV | 1128 |  | STHP SUPPLY HEADER 1 STEAM TRAP 1 ISOLATION 2 | STHP SUPPLY HEADER 1 STEAM TRAP 1 ISOLATION 2 | NON-HAZARDOUS | ISOLATION | WSD11-111-SC-00110-25-SS16 | 1500 | 25 | PN25 | TBA |  |  |  | 216 | 350 | 300 | 1220 | 1875 | NO | SS 316 | SS 316 | BALL | PEEK |  | THREADED | HV3 |  | HEATON | HEATON | https://www.heaton-valves.com/ |  |  | sales@heaton-valves.com | TAIWAN | [7 empty] | OVS
0010330546 | AT_HVALVE | WSD11-111-HV-1129 | C4B | 131242-WSD11-DR-P-6050.dgn | BALL_VALVE | WSD11 | 111 | SC | HV | 1129 |  | STEAM TRAP BYPASS | STEAM TRAP BYPASS | NON-HAZARDOUS | ISOLATION | WSD11-111-SC-00110A-25-SS16 | 1250 | 25 | PN25 | TBA |  |  |  | 216 | 350 | 300 | 1220 | 1875 | NC | SS 316 | SS 316 | BALL | PEEK |  | THREADED | HV3 |  | HEATON | HEATON | https://www.heaton-valves.com/ |  |  | sales@heaton-valves.com | TAIWAN | [7 empty] | OVS
0010330531 | AT_HVALVE | WSD11-111-HV-1130 | C4B | 131242-WSD11-DR-P-6050.dgn | BALL_VALVE | WSD11 | 111 | SC | HV | 1130 |  | STHP SUPPLY HEADER 1 STEAM TRAP 2 ISOLATION 1 | STHP SUPPLY HEADER 1 STEAM TRAP 2 ISOLATION 1 | NON-HAZARDOUS | ISOLATION | WSD11-111-SC-00112A-25-SS16 | 1500 | 25 | PN25 | TBA |  |  |  | 216 | 350 | 300 | 1220 | 1875 | NO | SS 316 | SS 316 | BALL | PEEK |  | THREADED | HV3 |  | HEATON | HEATON | https://www.heaton-valves.com/ |  |  | sales@heaton-valves.com | TAIWAN | [7 empty] | OVS
0010310197 | AT_HVALVE | WSD11-111-HV-1130A | C4B | 131242-WSD11-DR-P-6050.dgn | BALL_VALVE | WSD11 | 111 | G1 | HV | 1130 | A | G1 BOOSTER PUMP A INLET ISOLATION | G1 BOOSTER PUMP A INLET ISOLATION | NON-HAZARDOUS | ISOLATION | WSD11-111-G1-00002-25-SS16 | 500 | 25 | PN16 | TBA | 500 | 400 | 1000 | 30 | 230 | 230 | 300 | 750 | NO | SS 316 | SS 316 | BALL | HYPATITE PTFE |  | THREADED | H5V03 |  | HEATON | HEATON | https://www.heaton-valves.com/ |  |  | sales@heaton-valves.com | TAIWAN | [7 empty] | OVS
0010310324 | AT_HVALVE | WSD11-111-HV-1130B | C4B | 131242-WSD11-DR-P-6050.dgn | BALL_VALVE | WSD11 | 111 | G1 | HV | 1130 | B | G1 BOOSTER PUMP B INLET ISOLATION | G1 BOOSTER PUMP B INLET ISOLATION | NON-HAZARDOUS | ISOLATION | WSD11-111-G1-00201-25-SS16 | 500 | 25 | PN16 | TBA | 500 | 400 | 1000 | 30 | 230 | 230 | 300 | 750 | NO | SS 316 | SS 316 | BALL | HYPATITE PTFE |  | THREADED | H5V03 |  | HEATON | HEATON | https://www.heaton-valves.com/ |  |  | sales@heaton-valves.com | TAIWAN | [7 empty] | OVS
0010330532 | AT_HVALVE | WSD11-111-HV-1131 | C4B | 131242-WSD11-DR-P-6050.dgn | BALL_VALVE | WSD11 | 111 | SC | HV | 1131 |  | STHP SUPPLY HEADER 1 STEAM TRAP 2 ISOLATION 2 | STHP SUPPLY HEADER 1 STEAM TRAP 2 ISOLATION 2 | NON-HAZARDOUS | ISOLATION | WSD11-111-SC-00112A-25-SS16 | 1500 | 25 | PN25 | TBA |  |  |  | 216 | 350 | 300 | 1220 | 1875 | NO | SS 316 | SS 316 | BALL | PEEK |  | THREADED | HV3 |  | HEATON | HEATON | https://www.heaton-valves.com/ |  |  | sales@heaton-valves.com | TAIWAN | [7 empty] | OVS
0010310125 | AT_HVALVE | WSD11-111-HV-1131A | C4B | 131242-WSD11-DR-P-6050.dgn | BALL_VALVE | WSD11 | 111 | G1 | HV | 1131 | A | G1 BOOSTER PUMP A DISCHARGE ISOLATION | G1 BOOSTER PUMP A DISCHARGE ISOLATION | NON-HAZARDOUS | ISOLATION | WSD11-111-G1-00102-25-SS16 | 3150 | 25 | PN40 | TBA | 500 | 400 | 1000 | 30 | 1750 | 1700 | 2100 | 3750 | NO | SS 316 | SS 316 | BALL | HYPATITE PTFE |  | THREADED | H5V03 |  | HEATON | HEATON | https://www.heaton-valves.com/ |  |  | sales@heaton-valves.com | TAIWAN | [7 empty] | OVS
0010310129 | AT_HVALVE | WSD11-111-HV-1131B | C4B | 131242-WSD11-DR-P-6050.dgn | BALL_VALVE | WSD11 | 111 | G1 | HV | 1131 | B | G1 BOOSTER PUMP B DISCHARGE ISOLATION | G1 BOOSTER PUMP B DISCHARGE ISOLATION | NON-HAZARDOUS | ISOLATION | WSD11-111-G1-00202-25-SS16 | 3150 | 25 | PN40 | TBA | 500 | 400 | 1000 | 30 | 1750 | 1700 | 2100 | 3750 | NO | SS 316 | SS 316 | BALL | HYPATITE PTFE |  | THREADED | H5V03 |  | HEATON | HEATON | https://www.heaton-valves.com/ |  |  | sales@heaton-valves.com | TAIWAN | [7 empty] | OVS
0010330547 | AT_HVALVE | WSD11-111-HV-1132 | C4B | 131242-WSD11-DR-P-6050.dgn | BALL_VALVE | WSD11 | 111 | SC | HV | 1132 |  | STHP SUPPLY HEADER 1 STEAM TRAP 2 BYPASS | STHP SUPPLY HEADER 1 STEAM TRAP 2 BYPASS | NON-HAZARDOUS | ISOLATION | WSD11-111-SC-00113-25-SS16 | 1500 | 25 | PN25 | TBA |  |  |  | 216 | 350 | 300 | 1220 | 1875 | NC | SS 316 | SS 316 | BALL | PEEK |  | THREADED | HV3 |  | HEATON | HEATON | https://www.heaton-valves.com/ |  |  | sales@heaton-valves.com | TAIWAN | [7 empty] | OVS
0010312487 | AT_HVALVE | WSD11-111-HV-1132A | C4B | 131242-WSD11-DR-P-6050.dgn | BALL_VALVE | WSD11 | 111 | G1 | HV | 1132 | A | G1 BOOSTER PUMP A INLET PSL | G1 BOOSTER PUMP A INLET PSL | NON-HAZARDOUS | ISOLATION | WSD11-111-G1-00101A-15-SS16 | 500 | 15 | PN16 | TBA |  |  |  | 30 | 230 | 230 | 300 | 750 | NO | SS 316 | SS 316 | BALL | HYPATITE PTFE |  | THREADED | H5V03 |  | HEATON | HEATON | https://www.heaton-valves.com/ |  |  | sales@heaton-valves.com | TAIWAN | [7 empty] | OVS
0010312491 | AT_HVALVE | WSD11-111-HV-1132B | C4B | 131242-WSD11-DR-P-6050.dgn | BALL_VALVE | WSD11 | 111 | G1 | HV | 1132 | B | G1 BOOSTER PUMP B INLET PSL | G1 BOOSTER PUMP B INLET PSL | NON-HAZARDOUS | ISOLATION | WSD11-111-G1-00201A-15-SS16 | 500 | 15 | PN16 | TBA |  |  |  | 30 | 230 | 230 | 300 | 750 | NO | SS 316 | SS 316 | BALL | HYPATITE PTFE |  | THREADED | H5V03 |  | HEATON | HEATON | https://www.heaton-valves.com/ |  |  | sales@heaton-valves.com | TAIWAN | [7 empty] | OVS
0010330593 | AT_HVALVE | WSD11-111-HV-1133 | C4B | 131242-WSD11-DR-P-6050.dgn | BALL_VALVE | WSD11 | 111 | SC | HV | 1133 |  | STHP SUPPLY HEADER 1 STEAM TRAP 3 ISOLATION 1 | STHP SUPPLY HEADER 1 STEAM TRAP 3 ISOLATION 1 | NON-HAZARDOUS | ISOLATION | WSD11-111-SC-00114-25-SS16 | 1500 | 25 | PN25 | TBA |  |  |  | 216 | 350 | 300 | 1220 | 1875 | NO | SS 316 | SS 316 | BALL | PEEK |  | THREADED | HV3 |  | HEATON | HEATON | https://www.heaton-valves.com/ |  |  | sales@heaton-valves.com | TAIWAN | [7 empty] | OVS
0010330594 | AT_HVALVE | WSD11-111-HV-1134 | C4B | 131242-WSD11-DR-P-6050.dgn | BALL_VALVE | WSD11 | 111 | SC | HV | 1134 |  | STHP SUPPLY HEADER 1 STEAM TRAP 3 ISOLATION 2 | STHP SUPPLY HEADER 1 STEAM TRAP 3 ISOLATION 2 | NON-HAZARDOUS | ISOLATION | WSD11-111-SC-00114-25-SS16 | 1500 | 25 | PN25 | TBA |  |  |  | 216 | 350 | 300 | 1220 | 1875 | NO | SS 316 | SS 316 | BALL | PEEK |  | THREADED | HV3 |  | HEATON | HEATON | https://www.heaton-valves.com/ |  |  | sales@heaton-valves.com | TAIWAN | [7 empty] | OVS
0010310130 | AT_HVALVE | WSD11-111-HV-1134A | C4B | 131242-WSD11-DR-P-6050.dgn | BALL_VALVE | WSD11 | 111 | G1 | HV | 1134 | A | G1 BOOSTER PUMP A DISCHARGE PI | G1 BOOSTER PUMP A DISCHARGE PI | NON-HAZARDOUS | ISOLATION | WSD11-111-G1-00102A-15-SS16 | 3150 | 15 | PN40 | TBA |  |  |  | 30 | 1750 | 1700 | 2100 | 3750 | NO | SS 316 | SS 316 | BALL | HYPATITE PTFE |  | THREADED | H5V03 |  | HEATON | HEATON | https://www.heaton-valves.com/ |  |  | sales@heaton-valves.com | TAIWAN | [7 empty] | OVS
0010310131 | AT_HVALVE | WSD11-111-HV-1134B | C4B | 131242-WSD11-DR-P-6050.dgn | BALL_VALVE | WSD11 | 111 | G1 | HV | 1134 | B | G1 BOOSTER PUMP B DISCHARGE PI | G1 BOOSTER PUMP B DISCHARGE PI | NON-HAZARDOUS | ISOLATION | WSD11-111-G1-00202A-15-SS16 | 3150 | 15 | PN40 | TBA |  |  |  | 30 | 1750 | 1700 | 2100 | 3750 | NO | SS 316 | SS 316 | BALL | HYPATITE PTFE |  | THREADED | H5V03 |  | HEATON | HEATON | https://www.heaton-valves.com/ |  |  | sales@heaton-valves.com | TAIWAN | [7 empty] | OVS
0010334718 | AT_HVALVE | WSD11-111-HV-1137 | C4B | 131242-WSD11-DR-P-6051.dgn | BALL_VALVE | WSD11 | 111 | SC | HV | 1137 |  | STEAM TRAP | STEAM TRAP | NON-HAZARDOUS | ISOLATION | WSD11-111-SC-00116A-25-SS16 | 1500 | 25 | PN25 | TBA |  |  |  | 190 | 350 | 300 | 1150 | 1875 | NO | SS 316 | SS 316 | BALL | PEEK |  | THREADED | HV3 |  | HEATON | HEATON | https://www.heaton-valves.com/ |  |  | sales@heaton-valves.com | TAIWAN | [7 empty] | OVS
0010334657 | AT_HVALVE | WSD11-111-HV-1138 | C4B | 131242-WSD11-DR-P-6051.dgn | BALL_VALVE | WSD11 | 111 | SC | HV | 1138 |  | STEAM TRAP BYPASS | STEAM TRAP BYPASS | NON-HAZARDOUS | ISOLATION | WSD11-111-SC-00117-25-SS16 | 1500 | 25 | PN25 | TBA |  |  |  | 190 | 350 | 300 | 1150 | 1875 | NC | SS 316 | SS 316 | BALL | PEEK |  | THREADED | HV3 |  | HEATON | HEATON | https://www.heaton-valves.com/ |  |  | sales@heaton-valves.com | TAIWAN | [7 empty] | OVS
0010334721 | AT_HVALVE | WSD11-111-HV-1139 | C4B | 131242-WSD11-DR-P-6051.dgn | BALL_VALVE | WSD11 | 111 | SC | HV | 1139 |  | STEAM TRAP | STEAM TRAP | NON-HAZARDOUS | ISOLATION | WSD11-111-SC-00118-25-SS16 | 1500 | 25 | PN25 | TBA |  |  |  | 190 | 350 | 300 | 1150 | 1875 | NO | SS 316 | SS 316 | BALL | PEEK |  | THREADED | HV3 |  | HEATON | HEATON | https://www.heaton-valves.com/ |  |  | sales@heaton-valves.com | TAIWAN | [7 empty] | OVS
0010334722 | AT_HVALVE | WSD11-111-HV-1140 | C4B | 131242-WSD11-DR-P-6051.dgn | BALL_VALVE | WSD11 | 111 | SC | HV | 1140 |  | STEAM TRAP | STEAM TRAP | NON-HAZARDOUS | ISOLATION | WSD11-111-SC-00118-25-SS16 | 1500 | 25 | PN25 | TBA |  |  |  | 190 | 350 | 300 | 1150 | 1875 | NO | SS 316 | SS 316 | BALL | PEEK |  | THREADED | HV3 |  | HEATON | HEATON | https://www.heaton-valves.com/ |  |  | sales@heaton-valves.com | TAIWAN | [7 empty] | OVS
0010334725 | AT_HVALVE | WSD11-111-HV-1141 | C4B | 131242-WSD11-DR-P-6051.dgn | BALL_VALVE | WSD11 | 111 | SC | HV | 1141 |  | STEAM TRAP BYPASS | STEAM TRAP BYPASS | NON-HAZARDOUS | ISOLATION | WSD11-111-SC-00119-25-SS16 | 1500 | 25 | PN25 | TBA |  |  |  | 190 | 350 | 300 | 1150 | 1875 | NC | SS 316 | SS 316 | BALL | PEEK |  | THREADED | HV3 |  | HEATON | HEATON | https://www.heaton-valves.com/ |  |  | sales@heaton-valves.com | TAIWAN | [7 empty] | OVS
0010330640 | AT_HVALVE | WSD11-111-HV-1142 | C4B | 131242-WSD11-DR-P-6063.dgn | BALL_VALVE | WSD11 | 111 | SC | HV | 1142 |  | STEAM TRAP DRAIN TO HWR PIPING | STEAM TRAP DRAIN TO HWR PIPING | NON-HAZARDOUS | ISOLATION | WSD11-111-SC-00120-40-SS16 | 1500 | 40 | PN25 | TBA |  |  |  | 190 | 900 | 600 | 1150 | 1875 | NO | SS 316 | SS 316 | BALL | PEEK |  | THREADED | HV3 |  | HEATON | HEATON | https://www.heaton-valves.com/ |  |  | sales@heaton-valves.com | TAIWAN | [7 empty] | OVS
0010330597 | AT_HVALVE | WSD11-111-HV-1143 | C4B | 131242-WSD11-DR-P-6050.dgn | BALL_VALVE | WSD11 | 111 | SC | HV | 1143 |  | STHP SUPPLY HEADER 1 STEAM TRAP 3 BYPASS | STHP SUPPLY HEADER 1 STEAM TRAP 3 BYPASS | NON-HAZARDOUS | ISOLATION | WSD11-111-SC-00115-25-SS16 | 1500 | 25 | PN25 | TBA |  |  |  | 216 | 350 | 300 | 1220 | 1875 | NC | SS 316 | SS 316 | BALL | PEEK |  | THREADED | HV3 |  | HEATON | HEATON | https://www.heaton-valves.com/ |  |  | sales@heaton-valves.com | TAIWAN | [7 empty] | OVS
0010334717 | AT_HVALVE | WSD11-111-HV-1144 | C4B | 131242-WSD11-DR-P-6051.dgn | BALL_VALVE | WSD11 | 111 | SC | HV | 1144 |  | STEAM TRAP | STEAM TRAP | NON-HAZARDOUS | ISOLATION | WSD11-111-SC-00116A-25-SS16 | 1500 | 25 | PN25 | TBA |  |  |  | 190 | 350 | 300 | 1150 | 1875 | NO | SS 316 | SS 316 | BALL | PEEK |  | THREADED | HV3 |  | HEATON | HEATON | https://www.heaton-valves.com/ |  |  | sales@heaton-valves.com | TAIWAN | [7 empty] | OVS
0010309186 | AT_HVALVE | WSD11-111-HV-1145 | C4B | 131242-WSD11-DR-P-6063.dgn | GLOBE_VALVE | WSD11 | 111 | STHP | HV | 1145 |  | STEAM SPARGER A INLET 1 | STEAM SPARGER A INLET 1 | NON-HAZARDOUS | ISOLATION | WSD11-111-STHP-00005-100-SS16 | 1500 | 100 | PN25 | TBA | 2500 | 1800 | 5200 | 190 | 1150 | 1150 | 1150 | 1875 | NO | CAST IRON | STAINLESS STEEL | PLUG | STAINLESS STEEL |  | FLANGED | 22.006 |  | ARI-STOBU | ARMATUREN | www.ari-armaturen.com | (+65) 62666039 | (+65) 62603035 | arising@singnet.com.sg | GERMANY | [7 empty] | CAMBI
0010309187 | AT_HVALVE | WSD11-111-HV-1146 | C4B | 131242-WSD11-DR-P-6063.dgn | GLOBE_VALVE | WSD11 | 111 | STHP | HV | 1146 |  | STEAM SPARGER A INLET 2 | STEAM SPARGER A INLET 2 | NON-HAZARDOUS | ISOLATION | WSD11-111-STHP-00005-100-SS16 | 1500 | 80 | PN25 | TBA | 2500 | 1800 | 5200 | 190 | 1150 | 1150 | 1150 | 1875 | NO | CAST IRON | STAINLESS STEEL | PLUG | STAINLESS STEEL |  | FLANGED | 22.006 |  | ARI-STOBU | ARMATUREN | www.ari-armaturen.com | (+65) 62666039 | (+65) 62603035 | arising@singnet.com.sg | GERMANY | [7 empty] | CAMBI
0010330716 | AT_HVALVE | WSD11-111-HV-1147 | C4B | 131242-WSD11-DR-P-6050.dgn | BALL_VALVE | WSD11 | 111 | SC | HV | 1147 |  | STHP SUPPLY HEADER 1 STEAM TRAP 5 ISOLATION 1 | STHP SUPPLY HEADER 1 STEAM TRAP 5 ISOLATION 1 | NON-HAZARDOUS | ISOLATION | WSD11-111-SC-00120A-25-SS16 | 1500 | 25 | PN25 | TBA |  |  |  | 216 | 350 | 300 | 1220 | 1875 | NO | SS 316 | SS 316 | BALL | PEEK |  | THREADED | HV3 |  | HEATON | HEATON | https://www.heaton-valves.com/ |  |  | sales@heaton-valves.com | TAIWAN | [7 empty] | OVS
0010330717 | AT_HVALVE | WSD11-111-HV-1148 | C4B | 131242-WSD11-DR-P-6050.dgn | BALL_VALVE | WSD11 | 111 | SC | HV | 1148 |  | STHP SUPPLY HEADER 1 STEAM TRAP 5 ISOLATION 2 | STHP SUPPLY HEADER 1 STEAM TRAP 5 ISOLATION 2 | NON-HAZARDOUS | ISOLATION | WSD11-111-SC-00120A-25-SS16 | 1500 | 25 | PN25 | TBA |  |  |  | 216 | 350 | 300 | 1220 | 1875 | NO | SS 316 | SS 316 | BALL | PEEK |  | THREADED | HV3 |  | HEATON | HEATON | https://www.heaton-valves.com/ |  |  | sales@heaton-valves.com | TAIWAN | [7 empty] | OVS
0010330720 | AT_HVALVE | WSD11-111-HV-1149 | C4B | 131242-WSD11-DR-P-6050.dgn | BALL_VALVE | WSD11 | 111 | SC | HV | 1149 |  | STHP SUPPLY HEADER 1 STEAM TRAP 5 BYPASS | STHP SUPPLY HEADER 1 STEAM TRAP 5 BYPASS | NON-HAZARDOUS | ISOLATION | WSD11-111-SC-00121-25-SS16 | 1500 | 25 | PN25 | TBA |  |  |  | 216 | 350 | 300 | 1220 | 1875 | NC | SS 316 | SS 316 | BALL | PEEK |  | THREADED | HV3 |  | HEATON | HEATON | https://www.heaton-valves.com/ |  |  | sales@heaton-valves.com | TAIWAN | [7 empty] | OVS
0010333897 | AT_HVALVE | WSD11-111-HV-1150 | C4B | 131242-WSD11-DR-P-6050.dgn | BALL_VALVE | WSD11 | 111 | G1 | HV | 1150 |  | G1 RECYCLE | G1 RECYCLE | NON-HAZARDOUS | ISOLATION | WSD11-111-G1-00205-25-SS16 | 500 | 25 | PN16 | TBA |  |  |  | 30 | 230 | 230 | 300 | 750 | NO | SS 316 | SS 316 | BALL | HYPATITE PTFE |  | THREADED | H5V03 |  | HEATON | HEATON | https://www.heaton-valves.com/ |  |  | sales@heaton-valves.com | TAIWAN | [7 empty] | OVS
0010334038 | AT_HVALVE | WSD11-111-HV-1151 | C4B | 131242-WSD11-DR-P-6050.dgn | BALL_VALVE | WSD11 | 111 | STHP | HV | 1151 |  | STHP SUPPLY HEADER 1 PIT 2 | STHP SUPPLY HEADER 1 PIT 2 | NON-HAZARDOUS | ISOLATION | WSD11-111-STHP-00001E-15-SS16 | 1500 | 15 | PN25 | TBA |  |  |  | 217 | 1220 | 1220 | 1370 | 3750 | NO | SS316 | SS316 | BALL | PEEK |  | THREADED | HV3 |  | HEATON | HEATON | https://www.heaton-valves.com/ |  |  | sales@heaton-valves.com | TAIWAN | [7 empty] | OVS
0010335362 | AT_HVALVE | WSD11-111-HV-1152 | C4B | 131242-WSD11-DR-P-6050.dgn | BALL_VALVE | WSD11 | 111 | SC | HV | 1152 |  | SC DRAIN | SC DRAIN | NON-HAZARDOUS | DRAIN | WSD11-111-SC-00111-25-SS16 | 1500 | 25 | PN25 | TBA |  |  |  | 216 | 350 | 300 | 1220 | 1875 | NC | SS316 | SS316 | BALL | PEEK |  | THREADED | HV3 |  | HEATON | HEATON | https://www.heaton-valves.com/ |  |  | sales@heaton-valves.com | TAIWAN | [7 empty] | OVS
0010335530 | AT_HVALVE | WSD11-111-HV-1153 | C4B | 131242-WSD11-DR-P-6051.dgn | BALL_VALVE | WSD11 | 111 | STHP | HV | 1153 |  | STHP SUPPLY HEADER 1 VACUUM BREAKER | STHP SUPPLY HEADER 1 VACUUM BREAKER | NON-HAZARDOUS | ISOLATION | WSD11-111-STHP-00003B-15-SS16 | 1500 | 15 | PN25 | TBA |  |  |  | 190 | 1150 | 1150 | 1150 | 1410 | NO | SS 316 | SS 316 | BALL | PEEK |  | THREADED | HV3 |  | HEATON | HEATON | https://www.heaton-valves.com/ |  |  | sales@heaton-valves.com | TAIWAN | [7 empty] | OVS
0010335520 | AT_HVALVE | WSD11-111-HV-1154 | C4B | 131242-WSD11-DR-P-6051.dgn | BALL_VALVE | WSD11 | 111 | STHP | HV | 1154 |  | STHP SUPPLY HEADER 1 SPARE | STHP SUPPLY HEADER 1 SPARE | NON-HAZARDOUS | ISOLATION | WSD11-111-STHP-00005-15-SS16 | 1500 | 15 | PN25 | TBA |  |  |  | 190 | 1150 | 1150 | 1150 | 1410 | NC | SS 316 | SS 316 | BALL | PEEK |  | THREADED | HV3 |  | HEATON | HEATON | https://www.heaton-valves.com/ |  |  | sales@heaton-valves.com | TAIWAN | [7 empty] | OVS
0010336701 | AT_HVALVE | WSD11-111-HV-1155 | C4B | 131242-WSD11-DR-P-6050.dgn | BALL_VALVE | WSD11 | 111 | SC | HV | 1155 |  | SC DRAIN | SC DRAIN | NON-HAZARDOUS | DRAIN | WSD11-111-SC-00001-25-SS16 | 1500 | 25 | PN25 | TBA | 94000 | 2600 | 10000 | 217 | 1220 | 1220 | 1370 | 2400 | NC | SS316 | SS316 | BALL | PEEK |  | THREADED | HV3 |  | HEATON | HEATON | https://www.heaton-valves.com/ |  |  | sales@heaton-valves.com | TAIWAN | [7 empty] | OVS
0010336700 | AT_HVALVE | WSD11-111-HV-1156 | C4B | 131242-WSD11-DR-P-6050.dgn | BALL_VALVE | WSD11 | 111 | SC | HV | 1156 |  | SC DRAIN | SC DRAIN | NON-HAZARDOUS | DRAIN | WSD11-111-SC-00001-25-SS16 | 1500 | 25 | PN25 | TBA | 94000 | 2600 | 10000 | 217 | 1220 | 1220 | 1370 | 2400 | NC | SS316 | SS316 | BALL | PEEK |  | THREADED | HV3 |  | HEATON | HEATON | https://www.heaton-valves.com/ |  |  | sales@heaton-valves.com | TAIWAN | [7 empty] | OVS
0010335470 | AT_HVALVE | WSD11-111-HV-1157 | C4B | 131242-WSD11-DR-P-6050.dgn | BALL_VALVE | WSD11 | 111 | SC | HV | 1157 |  | SC DRAIN | SC DRAIN | NON-HAZARDOUS | DRAIN | WSD11-111-SC-00115-25-SS16 | 1500 | 25 | PN25 | TBA |  |  |  | 216 | 350 | 300 | 1220 | 1875 | NC | SS316 | SS316 | BALL | PEEK |  | THREADED | HV3 |  | HEATON | HEATON | https://www.heaton-valves.com/ |  |  | sales@heaton-valves.com | TAIWAN | [7 empty] | OVS
0010335491 | AT_HVALVE | WSD11-111-HV-1158 | C4B | 131242-WSD11-DR-P-6050.dgn | BALL_VALVE | WSD11 | 111 | STHP | HV | 1158 |  | STHP SUPPLY HEADER 1 DROP LEG DRAIN | STHP SUPPLY HEADER 1 DROP LEG DRAIN | NON-HAZARDOUS | DRAIN | WSD11-111-STHP-00001B-25-SS16 | 1500 | 25 | PN25 | TBA | 94000 | 2600 | 10000 | 217 | 1220 | 1220 | 1370 | 3750 | NC | SS316 | SS316 | BALL | PEEK |  | THREADED | HV3 |  | HEATON | HEATON | https://www.heaton-valves.com/ |  |  | sales@heaton-valves.com | TAIWAN | [7 empty] | OVS
0010336246 | AT_HVALVE | WSD11-111-HV-1159 | C4B | 131242-WSD11-DR-P-6051.dgn | BALL_VALVE | WSD11 | 111 | SC | HV | 1159 |  | STHP SUPPLY HEADER 1 DROP LEG DRAIN | STHP SUPPLY HEADER 1 DROP LEG DRAIN | NON HAZARDOUS | ISOLATION | WSD11-111-STHP-00003C-25-SS16 | 1500 | 25 | PN25 | TBA |  |  |  | 190 | 350 | 300 | 1150 | 1875 | NO | SS316 | SS316 | BALL | PEEK |  | THREADED | HV3 |  | HEATON | HEATON | https://www.heaton-valves.com/ |  |  | sales@heaton-valves.com | TAIWAN | [7 empty] | OVS
0010335359 | AT_HVALVE | WSD11-111-HV-1160 | C4B | 131242-WSD11-DR-P-6050.dgn | BALL_VALVE | WSD11 | 111 | SC | HV | 1160 |  | SC DRAIN | SC DRAIN | NON-HAZARDOUS | DRAIN | WSD11-111-SC-00113-25-SS16 | 1500 | 25 | PN25 | TBA |  |  |  | 216 | 350 | 300 | 1220 | 1875 | NC | SS316 | SS316 | BALL | PEEK |  | THREADED | HV3 |  | HEATON | HEATON | https://www.heaton-valves.com/ |  |  | sales@heaton-valves.com | TAIWAN | [7 empty] | OVS
0010335497 | AT_HVALVE | WSD11-111-HV-1160A | C4B | 131242-WSD11-DR-P-6050.dgn | BALL_VALVE | WSD11 | 111 | SC | HV | 1160 | A | SC DRAIN | SC DRAIN | NON-HAZARDOUS | DRAIN | WSD11-111-SC-00112A-25-SS16 | 1500 | 15 | PN25 | TBA |  |  |  | 216 | 350 | 300 | 1220 | 1875 | NC | SS316 | SS316 | BALL | PEEK |  | THREADED | HV3 |  | HEATON | HEATON | https://www.heaton-valves.com/ |  |  | sales@heaton-valves.com | TAIWAN | [7 empty] | OVS
0010335357 | AT_HVALVE | WSD11-111-HV-1161 | C4B | 131242-WSD11-DR-P-6050.dgn | BALL_VALVE | WSD11 | 111 | SC | HV | 1161 |  | SC DRAIN | SC DRAIN | NON-HAZARDOUS | DRAIN | WSD11-111-SC-00121-25-SS16 | 1500 | 25 | PN25 | TBA |  |  |  | 216 | 350 | 300 | 1220 | 1875 | NC | SS316 | SS316 | BALL | PEEK |  | THREADED | HV3 |  | HEATON | HEATON | https://www.heaton-valves.com/ |  |  | sales@heaton-valves.com | TAIWAN | [7 empty] | OVS
0010335498 | AT_HVALVE | WSD11-111-HV-1161A | C4B | 131242-WSD11-DR-P-6050.dgn | BALL_VALVE | WSD11 | 111 | SC | HV | 1161 | A | SC DRAIN | SC DRAIN | NON-HAZARDOUS | DRAIN | WSD11-111-SC-00120A-15-SS16 | 1500 | 15 | PN25 | TBA |  |  |  | 216 | 350 | 300 | 1220 | 1875 | NC | SS316 | SS316 | BALL | PEEK |  | THREADED | HV3 |  | HEATON | HEATON | https://www.heaton-valves.com/ |  |  | sales@heaton-valves.com | TAIWAN | [7 empty] | OVS
0010335537 | AT_HVALVE | WSD11-111-HV-1162 | C4B | 131242-WSD11-DR-P-6051.dgn | BALL_VALVE | WSD11 | 111 | STHP | HV | 1162 |  | STHP SUPPLY HEADER 1 DROP LEG DRAIN | STHP SUPPLY HEADER 1 DROP LEG DRAIN | NON-HAZARDOUS | ISOLATION | WSD11-111-STHP-0009B-25-SS16 | 1500 | 25 | PN25 | TBA |  |  |  | 190 | 1150 | 1150 | 1150 | 1410 | NC | SS 316 | SS 316 | BALL | PEEK |  | THREADED | HV3 |  | HEATON | HEATON | https://www.heaton-valves.com/ |  |  | sales@heaton-valves.com | TAIWAN | [7 empty] | OVS
0010335515 | AT_HVALVE | WSD11-111-HV-1163 | C4B | 131242-WSD11-DR-P-6050.dgn | BALL_VALVE | WSD11 | 111 | STHP | HV | 1163 |  | STHP SUPPLY HEADER 1 VACUUM BREAKER | STHP SUPPLY HEADER 1 VACUUM BREAKER | NON-HAZARDOUS | ISOLATION | WSD11-111-STHP-00001A-15-SS16 | 1500 | 15 | PN25 | TBA | 94000 | 2600 | 10000 | 217 | 1220 | 1220 | 1370 | 3750 | NO | SS316 | SS316 | BALL | PEEK |  | THREADED | HV3 |  | HEATON | HEATON | https://www.heaton-valves.com/ |  |  | sales@heaton-valves.com | TAIWAN | [7 empty] | OVS
0010279607 | AT_HVALVE | WSD11-111-HV-1164 | C4B | 131242-WSD11-DR-P-6050.dgn | GLOBE_VALVE | WSD11 | 111 | STHP | HV | 1164 |  | C3D2 G1 INLET ISOLATION 2 | C3D2 G1 INLET ISOLATION 2 | NON-HAZARDOUS | ISOLATION | WSD11-111-STHP-00001-100-SS16 | 500 | 25 | PN16 | TBA | 500 | 400 | 1000 | 30 | 230 | 230 | 300 | 750 | NO | SS 316 | SS 316 | BALL | HYPATITE PTFE |  | None | H5V03 |  | HEATON | HEATON | https://www.heaton-valves.com/ |  |  | sales@heaton-valves.com | TAIWAN | [7 empty] | OVS
0010279607 | AT_HVALVE | WSD11-111-HV-1164 | C4B | 131242-WSD11-DR-P-6063.dgn | GLOBE_VALVE | WSD11 | 111 | STHP | HV | 1164 |  | C3D2 G1 INLET ISOLATION 2 | C3D2 G1 INLET ISOLATION 2 | NON-HAZARDOUS | ISOLATION | WSD11-111-STHP-00001-100-SS16 | 500 | 25 | PN16 | TBA | 500 | 400 | 1000 | 30 | 230 | 230 | 300 | 750 | NO | SS 316 | SS 316 | BALL | HYPATITE PTFE |  | None | H5V03 |  | HEATON | HEATON | https://www.heaton-valves.com/ |  |  | sales@heaton-valves.com | TAIWAN | [7 empty] | OVS
0010334604 | AT_HVALVE | WSD11-111-HV-1165 | C4B | 131242-WSD11-DR-P-6051.dgn | GLOBE_VALVE | WSD11 | 111 | STHP | HV | 1165 |  | STEAM SPARGER B STHP SUPPLY 1 | STEAM SPARGER B STHP SUPPLY 1 | NON-HAZARDOUS | ISOLATION | WSD11-111-STHP-00001-80-SS16 | 1500 | 100 | PN25 | TBA | 2500 | 1800 | 5200 | 190 | 1150 | 1150 | 1150 | 1410 | NO | A216 Gr. WCB | SS 316 | BALL | PEEK |  | None | H SERIES |  | HEATON | HEATON | https://www.heaton-valves.com/ |  |  | sales@heaton-valves.com | TAIWAN | [7 empty] | OVS
0010334604 | AT_HVALVE | WSD11-111-HV-1165 | C4B | 131242-WSD11-DR-P-6063.dgn | GLOBE_VALVE | WSD11 | 111 | STHP | HV | 1165 |  | STEAM SPARGER B STHP SUPPLY 1 | STEAM SPARGER B STHP SUPPLY 1 | NON-HAZARDOUS | ISOLATION | WSD11-111-STHP-00001-80-SS16 | 1500 | 100 | PN25 | TBA | 2500 | 1800 | 5200 | 190 | 1150 | 1150 | 1150 | 1410 | NO | A216 Gr. WCB | SS 316 | BALL | PEEK |  | None | H SERIES |  | HEATON | HEATON | https://www.heaton-valves.com/ |  |  | sales@heaton-valves.com | TAIWAN | [7 empty] | OVS
0010334592 | AT_HVALVE | WSD11-111-HV-1201 | C4B | 131242-WSD11-DR-P-6051.dgn | BALL_VALVE | WSD11 | 111 | STHP | HV | 1201 |  | STHP SUPPLY HEADER 2 PIT 1 | STHP SUPPLY HEADER 2 PIT 1 | NON-HAZARDOUS | ISOLATION | WSD11-111-STHP-00004B-15-SS16 | 1500 | 15 | PN25 | TBA |  |  |  | 190 | 1150 | 1150 | 1150 | 3750 | NO | SS 316 | SS 316 | BALL | PEEK |  | THREADED | HV3 |  | HEATON | HEATON | https://www.heaton-valves.com/ |  |  | sales@heaton-valves.com | TAIWAN | [7 empty] | OVS
0010279768 | AT_HVALVE | WSD11-111-HV-1202 | C4B | 131242-WSD11-DR-P-6050.dgn | BALL_VALVE | WSD11 | 111 | STHP | HV | 1202 |  | STHP SUPPLY HEADER 2 PI 1 | STHP SUPPLY HEADER 2 PI 1 | NON-HAZARDOUS | ISOLATION | WSD11-111-STHP-00002D-15-SS16 | 1500 | 15 | PN25 | TBA |  |  |  | 217 | 1220 | 1220 | 1370 | 3750 | NO | SS 316 | SS 316 | BALL | PEEK |  | THREADED | HV3 |  | HEATON | HEATON | https://www.heaton-valves.com/ |  |  | sales@heaton-valves.com | TAIWAN | [7 empty] | OVS
0010279775 | AT_HVALVE | WSD11-111-HV-1204 | C4B | 131242-WSD11-DR-P-6050.dgn | BALL_VALVE | WSD11 | 111 | STHP | HV | 1204 |  | STHP SUPPLY HEADER 2 PRESSURE INDICATOR ISOLATION | STHP SUPPLY HEADER 2 PRESSURE INDICATOR ISOLATION | NON-HAZARDOUS | ISOLATION | WSD11-111-STHP-00002A-50-SS16 | 1500 | 50 | PN25 | TBA |  |  |  | 217 | 1220 | 1220 | 1370 | 3750 | NO | SS 316 | SS 316 | BALL | PEEK |  | THREADED | HV3 |  | HEATON | HEATON | https://www.heaton-valves.com/ |  |  | sales@heaton-valves.com | TAIWAN | [7 empty] | OVS
0010310409 | AT_HVALVE | WSD11-111-HV-1205 | C4B | 131242-WSD11-DR-P-6050.dgn | BALL_VALVE | WSD11 | 111 | STHP | HV | 1205 |  | STHP SUPPLY HEADER 2 FIT 1 | STHP SUPPLY HEADER 2 FIT 1 | NON-HAZARDOUS | ISOLATION | WSD11-111-STHP-00002B-15-SS16 | 1500 | 15 | PN25 | TBA | 10000 | 6800 | 2600 | 217 | 1220 | 1220 | 1370 | 3750 | NO | SS 316 | SS 316 | BALL | PEEK |  | THREADED | HV3 |  | HEATON | HEATON | https://www.heaton-valves.com/ |  |  | sales@heaton-valves.com | TAIWAN | [7 empty] | OVS
0010310408 | AT_HVALVE | WSD11-111-HV-1206 | C4B | 131242-WSD11-DR-P-6050.dgn | BALL_VALVE | WSD11 | 111 | STHP | HV | 1206 |  | STHP SUPPLY HEADER 2 FIT 2 | STHP SUPPLY HEADER 2 FIT 2 | NON-HAZARDOUS | ISOLATION | WSD11-111-STHP-00002C-15-SS16 | 1500 | 15 | PN25 | TBA | 10000 | 6800 | 2600 | 217 | 1220 | 1220 | 1370 | 3750 | NO | SS 316 | SS 316 | BALL | PEEK |  | THREADED | HV3 |  | HEATON | HEATON | https://www.heaton-valves.com/ |  |  | sales@heaton-valves.com | TAIWAN | [7 empty] | OVS
0010279605 | AT_HVALVE | WSD11-111-HV-1207 | C4B | 131242-WSD11-DR-P-6050.dgn | BALL_VALVE | WSD11 | 111 | G1 | HV | 1207 |  | C3D2 G1 INLET ISOLATION 1 | C3D2 G1 INLET ISOLATION 1 | NON-HAZARDOUS | ISOLATION | WSD11-111-G1-00002-25-SS16 | 500 | 25 | PN16 | TBA | 500 | 400 | 1000 | 30 | 230 | 230 | 300 | 750 | NO | SS 316 | SS 316 | BALL | HYPATITE PTFE |  | THREADED | H5V03 |  | HEATON | HEATON | https://www.heaton-valves.com/ |  |  | sales@heaton-valves.com | TAIWAN | [7 empty] | OVS
0010279675 | AT_HVALVE | WSD11-111-HV-1209 | C4B | 131242-WSD11-DR-P-6050.dgn | BALL_VALVE | WSD11 | 111 | G1 | HV | 1209 |  | DESUPERHEATER 2 G1HP INLET ISOLATION | DESUPERHEATER 2 G1HP INLET ISOLATION | NON-HAZARDOUS | ISOLATION | WSD11-111-G1-00204-25-SS16 | 3150 | 25 | PN40 | TBA | 123 | 50 | 250 | 30 | 1750 | 1700 | 2100 | 3750 | NO | SS 316 | SS 316 | BALL | HYPATITE PTFE |  | THREADED | H5V03 |  | HEATON | HEATON | https://www.heaton-valves.com/ |  |  | sales@heaton-valves.com | TAIWAN | [7 empty] | OVS
0010334605 | AT_HVALVE | WSD11-111-HV-1211 | C4B | 131242-WSD11-DR-P-6051.dgn | BALL_VALVE | WSD11 | 111 | STHP | HV | 1211 |  | STEAM SPARGER B STHP SUPPLY PIT | STEAM SPARGER B STHP SUPPLY PIT | NON-HAZARDOUS | ISOLATION | WSD11-111-STHP-00006A-15-SS16 | 1500 | 15 | PN25 | TBA |  |  |  | 190 | 1150 | 1150 | 1150 | 3750 | NO | SS 316 | SS 316 | BALL | PEEK |  | THREADED | HV3 |  | HEATON | HEATON | https://www.heaton-valves.com/ |  |  | sales@heaton-valves.com | TAIWAN | [7 empty] | OVS
0010334552 | AT_HVALVE | WSD11-111-HV-1212 | C4B | 131242-WSD11-DR-P-6051.dgn | BALL_VALVE | WSD11 | 111 | STHP | HV | 1212 |  | STEAM SPARGER B STHP SUPPLY FIT 1 | STEAM SPARGER B STHP SUPPLY FIT 1 | NON-HAZARDOUS | ISOLATION | WSD11-111-STHP-00006B-25-SS16 | 1500 | 15 | PN25 | TBA |  |  |  | 190 | 1150 | 1150 | 1150 | 3750 | NO | SS 316 | SS 316 | BALL | PEEK |  | THREADED | HV3 |  | HEATON | HEATON | https://www.heaton-valves.com/ |  |  | sales@heaton-valves.com | TAIWAN | [7 empty] | OVS
0010334622 | AT_HVALVE | WSD11-111-HV-1213 | C4B | 131242-WSD11-DR-P-6051.dgn | BALL_VALVE | WSD11 | 111 | STHP | HV | 1213 |  | STEAM SPARGER B STHP SUPPLY FIT 2 | STEAM SPARGER B STHP SUPPLY FIT 2 | NON-HAZARDOUS | ISOLATION | WSD11-111-STHP-00006C-15-SS16 | 1500 | 15 | PN25 | TBA |  |  |  | 190 | 1150 | 1150 | 1150 | 3750 | NO | SS 316 | SS 316 | BALL | PEEK |  | THREADED | HV3 |  | HEATON | HEATON | https://www.heaton-valves.com/ |  |  | sales@heaton-valves.com | TAIWAN | [7 empty] | OVS
0010334612 | AT_HVALVE | WSD11-111-HV-1214 | C4B | 131242-WSD11-DR-P-6051.dgn | BALL_VALVE | WSD11 | 111 | STHP | HV | 1214 |  | STEAM SPARGER B STHP SUPPLY PIT | STEAM SPARGER B STHP SUPPLY PIT | NON-HAZARDOUS | ISOLATION | WSD11-111-STHP-00006D-15-SS16 | 1500 | 15 | PN25 | TBA |  |  |  | 190 | 1150 | 1150 | 1150 | 3750 | NO | SS 316 | SS 316 | BALL | PEEK |  | THREADED | HV3 |  | HEATON | HEATON | https://www.heaton-valves.com/ |  |  | sales@heaton-valves.com | TAIWAN | [7 empty] | OVS
0010334599 | AT_HVALVE | WSD11-111-HV-1215 | C4B | 131242-WSD11-DR-P-6051.dgn | BALL_VALVE | WSD11 | 111 | STHP | HV | 1215 |  | STEAM SPARGER B STHP SUPPLY 2 | STEAM SPARGER B STHP SUPPLY 2 | NON-HAZARDOUS | ISOLATION | WSD11-111-STHP-00006-100-SS16 | 1500 | 100 | PN25 | TBA | 2500 | 1800 | 5200 | 190 | 1150 | 1150 | 1150 | 1410 | NO | A216 Gr. WCB | SS 316 | BALL | PEEK |  | FLANGED | H SERIES |  | HEATON | HEATON | https://www.heaton-valves.com/ |  |  | sales@heaton-valves.com | TAIWAN | [7 empty] | OVS
0010334683 | AT_HVALVE | WSD11-111-HV-1216 | C4B | 131242-WSD11-DR-P-6051.dgn | BALL_VALVE | WSD11 | 111 | STHP | HV | 1216 |  | TRAIN 2 THP STHP SUPPLY | TRAIN 2 THP STHP SUPPLY | NON-HAZARDOUS | ISOLATION | WSD11-111-STHP-00012-100-SS16 | 1500 | 100 | PN25 | TBA | 2600 | 2600 | 4200 | 190 | 1150 | 1150 | 1150 | 1410 | NO | A216 Gr. WCB | SS 316 | BALL | PEEK |  | FLANGED | H SERIES |  | HEATON | HEATON | https://www.heaton-valves.com/ |  |  | sales@heaton-valves.com | TAIWAN | [7 empty] | OVS
0010334661 | AT_HVALVE | WSD11-111-HV-1217 | C4B | 131242-WSD11-DR-P-6051.dgn | BALL_VALVE | WSD11 | 111 | STHP | HV | 1217 |  | TRAIN 2 THP STHP SUPPLY PIT | TRAIN 2 THP STHP SUPPLY PIT | NON-HAZARDOUS | ISOLATION | WSD11-111-STHP-00012-15-SS16 | 1500 | 15 | PN25 | TBA |  |  |  | 190 | 1150 | 1150 | 1150 | 3750 | NO | SS 316 | SS 316 | BALL | PTFE |  | FLANGED | 7289 |  | ECON | ECONOSTO | https://www.econosto.fi/en/ | (+65) 6862 5200 | (+65) 6861 3822 | econosto@singnet.com.sg | FINLAND | [7 empty] | CAMBI
0010334634 | AT_HVALVE | WSD11-111-HV-1218 | C4B | 131242-WSD11-DR-P-6051.dgn | BALL_VALVE | WSD11 | 111 | STHP | HV | 1218 |  | TRAIN 2 THP STHP SUPPLY FIT 1 | TRAIN 2 THP STHP SUPPLY FIT 1 | NON-HAZARDOUS | ISOLATION | WSD11-111-STHP-00012A-15-SS16 | 1500 | 15 | PN25 | TBA |  |  |  | 190 | 1150 | 1150 | 1150 | 3750 | NO | SS 316 | SS 316 | BALL | PEEK |  | THREADED | HV3 |  | HEATON | HEATON | https://www.heaton-valves.com/ |  |  | sales@heaton-valves.com | TAIWAN | [7 empty] | OVS
0010334660 | AT_HVALVE | WSD11-111-HV-1219 | C4B | 131242-WSD11-DR-P-6051.dgn | BALL_VALVE | WSD11 | 111 | STHP | HV | 1219 |  | TRAIN 2 THP STHP SUPPLY FIT 2 | TRAIN 2 THP STHP SUPPLY FIT 2 | NON-HAZARDOUS | ISOLATION | WSD11-111-STHP-00012B-15-SS16 | 1500 | 15 | PN25 | TBA |  |  |  | 190 | 1150 | 1150 | 1150 | 3750 | NO | SS 316 | SS 316 | BALL | PEEK |  | THREADED | HV3 |  | HEATON | HEATON | https://www.heaton-valves.com/ |  |  | sales@heaton-valves.com | TAIWAN | [7 empty] | OVS
0010334669 | AT_HVALVE | WSD11-111-HV-1220 | C4B | 131242-WSD11-DR-P-6051.dgn | BALL_VALVE | WSD11 | 111 | STHP | HV | 1220 |  | TRAIN 2 THP STHP SUPPLY PIT | TRAIN 2 THP STHP SUPPLY PIT | NON-HAZARDOUS | ISOLATION | WSD11-111-STHP-00012C-15-SS16 | 1500 | 15 | PN25 | TBA |  |  |  | 190 | 1150 | 1150 | 1150 | 3750 | NO | SS 316 | SS 316 | BALL | PEEK |  | THREADED | HV3 |  | HEATON | HEATON | https://www.heaton-valves.com/ |  |  | sales@heaton-valves.com | TAIWAN | [7 empty] | OVS
0010334684 | AT_HVALVE | WSD11-111-HV-1221 | C4B | 131242-WSD11-DR-P-6051.dgn | BALL_VALVE | WSD11 | 111 | STHP | HV | 1221 |  | STHP SUPPLY HEADER 2 1 | STHP SUPPLY HEADER 2 1 | NON-HAZARDOUS | ISOLATION | WSD11-111-STHP-00004-150-SS16 | 1500 | 150 | PN25 | TBA | 6400 | 2600 | 10000 | 190 | 1150 | 1150 | 1150 | 1410 | NO | A216 Gr. WCB | SS 316 | BALL | PEEK |  | FLANGED | H SERIES |  | HEATON | HEATON | https://www.heaton-valves.com/ |  |  | sales@heaton-valves.com | TAIWAN | [7 empty] | OVS
0010334687 | AT_HVALVE | WSD11-111-HV-1222 | C4B | 131242-WSD11-DR-P-6051.dgn | BALL_VALVE | WSD11 | 111 | STHP | HV | 1222 |  | TRAIN 4 THP STHP SUPPLY | TRAIN 4 THP STHP SUPPLY | NON-HAZARDOUS | ISOLATION | WSD11-111-STHP-00008-100-SS16 | 1500 | 100 | PN25 | TBA |  |  |  | 190 | 1150 | 1150 | 1150 | 1410 | NC | A216 Gr. WCB | SS 316 | BALL | PEEK |  | FLANGED | H SERIES |  | HEATON | HEATON | https://www.heaton-valves.com/ |  |  | sales@heaton-valves.com | TAIWAN | [7 empty] | OVS
0010334685 | AT_HVALVE | WSD11-111-HV-1223 | C4B | 131242-WSD11-DR-P-6051.dgn | BALL_VALVE | WSD11 | 111 | STHP | HV | 1223 |  | STHP SUPPLY HEADER 2 2 | STHP SUPPLY HEADER 2 2 | NON-HAZARDOUS | ISOLATION | WSD11-111-STHP-00004-150-SS16 | 1500 | 150 | PN25 | TBA | 6400 | 2600 | 10000 | 190 | 1150 | 1150 | 1150 | 1410 | NO | A216 Gr. WCB | SS 316 | BALL | PEEK |  | FLANGED | H SERIES |  | HEATON | HEATON | https://www.heaton-valves.com/ |  |  | sales@heaton-valves.com | TAIWAN | [7 empty] | OVS
0010334686 | AT_HVALVE | WSD11-111-HV-1224 | C4B | 131242-WSD11-DR-P-6051.dgn | BALL_VALVE | WSD11 | 111 | STHP | HV | 1224 |  | STHP SUPPLY HEADER 2 3 | STHP SUPPLY HEADER 2 3 | NON-HAZARDOUS | ISOLATION | WSD11-111-STHP-00004-150-SS16 | 1500 | 150 | PN25 | TBA | 6400 | 2600 | 10000 | 190 | 1150 | 1150 | 1150 | 1410 | NO | A216 Gr. WCB | SS 316 | BALL | PEEK |  | FLANGED | H SERIES |  | HEATON | HEATON | https://www.heaton-valves.com/ |  |  | sales@heaton-valves.com | TAIWAN | [7 empty] | OVS
0010335400 | AT_HVALVE | WSD11-111-HV-1225 | C4B | 131242-WSD11-DR-P-6063.dgn | BALL_VALVE | WSD11 | 111 | STHP | HV | 1225 |  | STEAM SPARGER A PI | STEAM SPARGER A PI | NON-HAZARDOUS | ISOLATION | WSD11-111-STHP-00005G-15-SS16 | 1500 | 15 | PN25 | TBA | 640 | 1190 | 3700 | 190 | 1150 | 1150 | 1150 | 1875 | NO | SS 316 | SS 316 | BALL | PEEK |  | THREADED | HV3 |  | HEATON | HEATON | https://www.heaton-valves.com/ |  |  | sales@heaton-valves.com | TAIWAN | [7 empty] | OVS
0010330537 | AT_HVALVE | WSD11-111-HV-1227 | C4B | 131242-WSD11-DR-P-6050.dgn | BALL_VALVE | WSD11 | 111 | SC | HV | 1227 |  | STHP SUPPLY HEADER 2 STEAM TRAP 1 ISOLATION 1 | STHP SUPPLY HEADER 2 STEAM TRAP 1 ISOLATION 1 | NON-HAZARDOUS | ISOLATION | WSD11-111-SC-00210-25-SS16 | 1500 | 25 | PN25 | TBA |  |  |  | 216 | 350 | 300 | 1220 | 1875 | NO | SS 316 | SS 316 | BALL | PEEK |  | THREADED | HV3 |  | HEATON | HEATON | https://www.heaton-valves.com/ |  |  | sales@heaton-valves.com | TAIWAN | [7 empty] | OVS
0010330538 | AT_HVALVE | WSD11-111-HV-1228 | C4B | 131242-WSD11-DR-P-6050.dgn | BALL_VALVE | WSD11 | 111 | SC | HV | 1228 |  | STHP SUPPLY HEADER 2 STEAM TRAP 1 ISOLATION 2 | STHP SUPPLY HEADER 2 STEAM TRAP 1 ISOLATION 2 | NON-HAZARDOUS | ISOLATION | WSD11-111-SC-00210-25-SS16 | 1500 | 25 | PN25 | TBA |  |  |  | 216 | 350 | 300 | 1220 | 1875 | NO | SS 316 | SS 316 | BALL | PEEK |  | THREADED | HV3 |  | HEATON | HEATON | https://www.heaton-valves.com/ |  |  | sales@heaton-valves.com | TAIWAN | [7 empty] | OVS
0010330548 | AT_HVALVE | WSD11-111-HV-1229 | C4B | 131242-WSD11-DR-P-6050.dgn | BALL_VALVE | WSD11 | 111 | SC | HV | 1229 |  | STEAM TRAP BYPASS | STEAM TRAP BYPASS | NON-HAZARDOUS | ISOLATION | WSD11-111-SC-00210A-25-SS16 | 1250 | 25 | PN25 | TBA |  |  |  | 216 | 350 | 300 | 1220 | 1875 | NC | SS 316 | SS 316 | BALL | PEEK |  | THREADED | HV3 |  | HEATON | HEATON | https://www.heaton-valves.com/ |  |  | sales@heaton-valves.com | TAIWAN | [7 empty] | OVS
0010330544 | AT_HVALVE | WSD11-111-HV-1230 | C4B | 131242-WSD11-DR-P-6050.dgn | BALL_VALVE | WSD11 | 111 | SC | HV | 1230 |  | STHP SUPPLY HEADER 2 STEAM TRAP 2 ISOLATION 2 | STHP SUPPLY HEADER 2 STEAM TRAP 2 ISOLATION 2 | NON-HAZARDOUS | ISOLATION | WSD11-111-SC-00212A-25-SS16 | 1500 | 25 | PN25 | TBA |  |  |  | 216 | 350 | 300 | 1220 | 1875 | NO | SS 316 | SS 316 | BALL | PEEK |  | THREADED | HV3 |  | HEATON | HEATON | https://www.heaton-valves.com/ |  |  | sales@heaton-valves.com | TAIWAN | [7 empty] | OVS
0010330543 | AT_HVALVE | WSD11-111-HV-1231 | C4B | 131242-WSD11-DR-P-6050.dgn | BALL_VALVE | WSD11 | 111 | SC | HV | 1231 |  | STHP SUPPLY HEADER 2 STEAM TRAP 2 ISOLATION 1 | STHP SUPPLY HEADER 2 STEAM TRAP 2 ISOLATION 1 | NON-HAZARDOUS | ISOLATION | WSD11-111-SC-00212A-25-SS16 | 1500 | 25 | PN25 | TBA |  |  |  | 216 | 350 | 300 | 1220 | 1875 | NO | SS 316 | SS 316 | BALL | PEEK |  | THREADED | HV3 |  | HEATON | HEATON | https://www.heaton-valves.com/ |  |  | sales@heaton-valves.com | TAIWAN | [7 empty] | OVS
0010330549 | AT_HVALVE | WSD11-111-HV-1232 | C4B | 131242-WSD11-DR-P-6050.dgn | BALL_VALVE | WSD11 | 111 | SC | HV | 1232 |  | STHP SUPPLY HEADER 2 STEAM TRAP 2 BYPASS | STHP SUPPLY HEADER 2 STEAM TRAP 2 BYPASS | NON-HAZARDOUS | ISOLATION | WSD11-111-SC-00213-25-SS16 | 1500 | 25 | PN25 | TBA |  |  |  | 216 | 350 | 300 | 1220 | 1875 | NC | SS 316 | SS 316 | BALL | PEEK |  | THREADED | HV3 |  | HEATON | HEATON | https://www.heaton-valves.com/ |  |  | sales@heaton-valves.com | TAIWAN | [7 empty] | OVS
0010330586 | AT_HVALVE | WSD11-111-HV-1233 | C4B | 131242-WSD11-DR-P-6050.dgn | BALL_VALVE | WSD11 | 111 | SC | HV | 1233 |  | STHP SUPPLY HEADER 2 STEAM TRAP 3 ISOLATION 1 | STHP SUPPLY HEADER 2 STEAM TRAP 3 ISOLATION 1 | NON-HAZARDOUS | ISOLATION | WSD11-111-SC-00214A-25-SS16 | 1500 | 25 | PN25 | TBA |  |  |  | 216 | 350 | 300 | 1220 | 1875 | NO | SS 316 | SS 316 | BALL | PEEK |  | THREADED | HV3 |  | HEATON | HEATON | https://www.heaton-valves.com/ |  |  | sales@heaton-valves.com | TAIWAN | [7 empty] | OVS
0010330587 | AT_HVALVE | WSD11-111-HV-1234 | C4B | 131242-WSD11-DR-P-6050.dgn | BALL_VALVE | WSD11 | 111 | SC | HV | 1234 |  | STHP SUPPLY HEADER 2 STEAM TRAP 3 ISOLATION 2 | STHP SUPPLY HEADER 2 STEAM TRAP 3 ISOLATION 2 | NON-HAZARDOUS | ISOLATION | WSD11-111-SC-00214A-25-SS16 | 1500 | 25 | PN25 | TBA |  |  |  | 216 | 350 | 300 | 1220 | 1875 | NO | SS 316 | SS 316 | BALL | PEEK |  | THREADED | HV3 |  | HEATON | HEATON | https://www.heaton-valves.com/ |  |  | sales@heaton-valves.com | TAIWAN | [7 empty] | OVS
0010330590 | AT_HVALVE | WSD11-111-HV-1235 | C4B | 131242-WSD11-DR-P-6050.dgn | BALL_VALVE | WSD11 | 111 | SC | HV | 1235 |  | STHP SUPPLY HEADER 2 STEAM TRAP 3 BYPASS | STHP SUPPLY HEADER 2 STEAM TRAP 3 BYPASS | NON-HAZARDOUS | ISOLATION | WSD11-111-SC-00215-15-SS16 | 1500 | 25 | PN25 | TBA |  |  |  | 216 | 350 | 300 | 1220 | 1875 | NC | SS 316 | SS 316 | BALL | PEEK |  | THREADED | HV3 |  | HEATON | HEATON | https://www.heaton-valves.com/ |  |  | sales@heaton-valves.com | TAIWAN | [7 empty] | OVS
0010334693 | AT_HVALVE | WSD11-111-HV-1236 | C4B | 131242-WSD11-DR-P-6051.dgn | BALL_VALVE | WSD11 | 111 | SC | HV | 1236 |  | STEAM TRAP | STEAM TRAP | NON-HAZARDOUS | ISOLATION | WSD11-111-SC-00216-25-SS16 | 1500 | 25 | PN25 | TBA |  |  |  | 190 | 350 | 300 | 1150 | 1875 | NO | SS 316 | SS 316 | BALL | PEEK |  | THREADED | HV3 |  | HEATON | HEATON | https://www.heaton-valves.com/ |  |  | sales@heaton-valves.com | TAIWAN | [7 empty] | OVS
0010334694 | AT_HVALVE | WSD11-111-HV-1237 | C4B | 131242-WSD11-DR-P-6051.dgn | BALL_VALVE | WSD11 | 111 | SC | HV | 1237 |  | STEAM TRAP | STEAM TRAP | NON-HAZARDOUS | ISOLATION | WSD11-111-SC-00216-25-SS16 | 1500 | 25 | PN25 | TBA |  |  |  | 190 | 350 | 300 | 1150 | 1875 | NO | SS 316 | SS 316 | BALL | PEEK |  | THREADED | HV3 |  | HEATON | HEATON | https://www.heaton-valves.com/ |  |  | sales@heaton-valves.com | TAIWAN | [7 empty] | OVS
0010334715 | AT_HVALVE | WSD11-111-HV-1238 | C4B | 131242-WSD11-DR-P-6051.dgn | BALL_VALVE | WSD11 | 111 | SC | HV | 1238 |  | STEAM TRAP BYPASS | STEAM TRAP BYPASS | NON-HAZARDOUS | ISOLATION | WSD11-111-SC-00217-25-SS16 | 1500 | 25 | PN25 | TBA |  |  |  | 190 | 350 | 300 | 1150 | 1875 | NC | SS 316 | SS 316 | BALL | PEEK |  | THREADED | HV3 |  | HEATON | HEATON | https://www.heaton-valves.com/ |  |  | sales@heaton-valves.com | TAIWAN | [7 empty] | OVS
0010334728 | AT_HVALVE | WSD11-111-HV-1239 | C4B | 131242-WSD11-DR-P-6051.dgn | BALL_VALVE | WSD11 | 111 | SC | HV | 1239 |  | STEAM TRAP | STEAM TRAP | NON-HAZARDOUS | ISOLATION | WSD11-111-SC-00218-25-SS16 | 1500 | 25 | PN25 | TBA |  |  |  | 190 | 350 | 300 | 1150 | 1875 | NO | SS 316 | SS 316 | BALL | PEEK |  | THREADED | HV3 |  | HEATON | HEATON | https://www.heaton-valves.com/ |  |  | sales@heaton-valves.com | TAIWAN | [7 empty] | OVS
0010334729 | AT_HVALVE | WSD11-111-HV-1240 | C4B | 131242-WSD11-DR-P-6051.dgn | BALL_VALVE | WSD11 | 111 | SC | HV | 1240 |  | STEAM TRAP | STEAM TRAP | NON-HAZARDOUS | ISOLATION | WSD11-111-SC-00218-25-SS16 | 1500 | 25 | PN25 | TBA |  |  |  | 190 | 350 | 300 | 1150 | 1875 | NO | SS 316 | SS 316 | BALL | PEEK |  | THREADED | HV3 |  | HEATON | HEATON | https://www.heaton-valves.com/ |  |  | sales@heaton-valves.com | TAIWAN | [7 empty] | OVS
0010334732 | AT_HVALVE | WSD11-111-HV-1241 | C4B | 131242-WSD11-DR-P-6051.dgn | BALL_VALVE | WSD11 | 111 | SC | HV | 1241 |  | STEAM TRAP BYPASS | STEAM TRAP BYPASS | NON-HAZARDOUS | ISOLATION | WSD11-111-SC-00219-25-SS16 | 1500 | 25 | PN25 | TBA |  |  |  | 190 | 350 | 300 | 1150 | 1875 | NC | SS 316 | SS 316 | BALL | PEEK |  | THREADED | HV3 |  | HEATON | HEATON | https://www.heaton-valves.com/ |  |  | sales@heaton-valves.com | TAIWAN | [7 empty] | OVS
0010279898 | AT_HVALVE | WSD11-111-HV-1242 | C4B | 131242-WSD11-DR-P-6050.dgn | BALL_VALVE | WSD11 | 111 | STHP | HV | 1242 |  | DESUPERHEATER 1 G1HP DRAIN | DESUPERHEATER 1 G1HP DRAIN | NON-HAZARDOUS | DRAIN | WSD11-111-STHP-00001A-15-SS16 | 3150 | 15 | PN40 | TBA |  |  |  | 30 | 1750 | 1700 | 2100 | 3750 | NC | SS 316 | SS 316 | BALL | HYPATITE PTFE |  | None | H5V03 |  | HEATON | HEATON | https://www.heaton-valves.com/ |  |  | sales@heaton-valves.com | TAIWAN | [7 empty] | OVS
0010279898 | AT_HVALVE | WSD11-111-HV-1242 | C4B | 131242-WSD11-DR-P-6063.dgn | BALL_VALVE | WSD11 | 111 | STHP | HV | 1242 |  | DESUPERHEATER 1 G1HP DRAIN | DESUPERHEATER 1 G1HP DRAIN | NON-HAZARDOUS | DRAIN | WSD11-111-STHP-00001A-15-SS16 | 3150 | 15 | PN40 | TBA |  |  |  | 30 | 1750 | 1700 | 2100 | 3750 | NC | SS 316 | SS 316 | BALL | HYPATITE PTFE |  | None | H5V03 |  | HEATON | HEATON | https://www.heaton-valves.com/ |  |  | sales@heaton-valves.com | TAIWAN | [7 empty] | OVS
0010330710 | AT_HVALVE | WSD11-111-HV-1247 | C4B | 131242-WSD11-DR-P-6050.dgn | BALL_VALVE | WSD11 | 111 | SC | HV | 1247 |  | STHP SUPPLY HEADER 2 STEAM TRAP 5 ISOLATION 1 | STHP SUPPLY HEADER 2 STEAM TRAP 5 ISOLATION 1 | NON-HAZARDOUS | ISOLATION | WSD11-111-SC-00220A-25-SS16 | 1500 | 25 | PN25 | TBA |  |  |  | 216 | 350 | 300 | 1220 | 1875 | NO | SS 316 | SS 316 | BALL | PEEK |  | THREADED | HV3 |  | HEATON | HEATON | https://www.heaton-valves.com/ |  |  | sales@heaton-valves.com | TAIWAN | [7 empty] | OVS
0010330711 | AT_HVALVE | WSD11-111-HV-1248 | C4B | 131242-WSD11-DR-P-6050.dgn | BALL_VALVE | WSD11 | 111 | SC | HV | 1248 |  | STHP SUPPLY HEADER 2 STEAM TRAP 5 ISOLATION 2 | STHP SUPPLY HEADER 2 STEAM TRAP 5 ISOLATION 2 | NON-HAZARDOUS | ISOLATION | WSD11-111-SC-00220A-25-SS16 | 1500 | 25 | PN25 | TBA |  |  |  | 216 | 350 | 300 | 1220 | 1875 | NO | SS 316 | SS 316 | BALL | PEEK |  | THREADED | HV3 |  | HEATON | HEATON | https://www.heaton-valves.com/ |  |  | sales@heaton-valves.com | TAIWAN | [7 empty] | OVS
0010330713 | AT_HVALVE | WSD11-111-HV-1249 | C4B | 131242-WSD11-DR-P-6050.dgn | BALL_VALVE | WSD11 | 111 | SC | HV | 1249 |  | STHP SUPPLY HEADER 2 STEAM TRAP 5 BYPASS | STHP SUPPLY HEADER 2 STEAM TRAP 5 BYPASS | NON-HAZARDOUS | ISOLATION | WSD11-111-SC-00220A-25-SS16 | 1500 | 25 | PN25 | TBA |  |  |  | 216 | 350 | 300 | 1220 | 1875 | NC | SS 316 | SS 316 | BALL | PEEK |  | THREADED | HV3 |  | HEATON | HEATON | https://www.heaton-valves.com/ |  |  | sales@heaton-valves.com | TAIWAN | [7 empty] | OVS
0010334039 | AT_HVALVE | WSD11-111-HV-1250 | C4B | 131242-WSD11-DR-P-6050.dgn | BALL_VALVE | WSD11 | 111 | STHP | HV | 1250 |  | STHP SUPPLY HEADER 2 PIT 2 | STHP SUPPLY HEADER 2 PIT 2 | NON-HAZARDOUS | ISOLATION | WSD11-111-STHP-00002E-15-SS16 | 1500 | 15 | PN25 | TBA |  |  |  | 217 | 1220 | 1220 | 1370 | 3750 | NO | SS316 | SS316 | BALL | PEEK |  | THREADED | HV3 |  | HEATON | HEATON | https://www.heaton-valves.com/ |  |  | sales@heaton-valves.com | TAIWAN | [7 empty] | OVS
0010335354 | AT_HVALVE | WSD11-111-HV-1252 | C4B | 131242-WSD11-DR-P-6050.dgn | BALL_VALVE | WSD11 | 111 | SC | HV | 1252 |  | SC DRAIN | SC DRAIN | NON-HAZARDOUS | DRAIN | WSD11-111-SC-00211-25-SS16 | 1500 | 25 | PN25 | TBA |  |  |  | 216 | 350 | 300 | 1220 | 1875 | NC | SS316 | SS316 | BALL | PEEK |  | THREADED | HV3 |  | HEATON | HEATON | https://www.heaton-valves.com/ |  |  | sales@heaton-valves.com | TAIWAN | [7 empty] | OVS
0010335361 | AT_HVALVE | WSD11-111-HV-1253 | C4B | 131242-WSD11-DR-P-6050.dgn | BALL_VALVE | WSD11 | 111 | SC | HV | 1253 |  | SC DRAIN | SC DRAIN | NON-HAZARDOUS | DRAIN | WSD11-111-SC-00120-25-SS16 | 1500 | 25 | PN25 | TBA |  |  |  | 216 | 350 | 300 | 1220 | 1875 | NC | SS316 | SS316 | BALL | PEEK |  | THREADED | HV3 |  | HEATON | HEATON | https://www.heaton-valves.com/ |  |  | sales@heaton-valves.com | TAIWAN | [7 empty] | OVS
0010335535 | AT_HVALVE | WSD11-111-HV-1254 | C4B | 131242-WSD11-DR-P-6051.dgn | BALL_VALVE | WSD11 | 111 | STHP | HV | 1254 |  | STHP SUPPLY HEADER 2 SPARE | STHP SUPPLY HEADER 2 SPARE | NON-HAZARDOUS | ISOLATION | WSD11-111-STHP-00006E-15-SS16 | 1500 | 15 | PN25 | TBA |  |  |  | 190 | 1150 | 1150 | 1150 | 1410 | NC | A216 Gr. WCB | SS 316 | BALL | PEEK |  | FLANGED | H SERIES |  | HEATON | HEATON | https://www.heaton-valves.com/ |  |  | sales@heaton-valves.com | TAIWAN | [7 empty] | OVS
0010335489 | AT_HVALVE | WSD11-111-HV-1255 | C4B | 131242-WSD11-DR-P-6050.dgn | BALL_VALVE | WSD11 | 111 | STHP | HV | 1255 |  | STHP SUPPLY HEADER 2 DROP LEG DRAIN | STHP SUPPLY HEADER 2 DROP LEG DRAIN | NON-HAZARDOUS | DRAIN | WSD11-111-STHP-00002-150-SS16 | 1500 | 25 | PN25 | TBA | 1570000 | 2600 | 10000 | 217 | 1220 | 1220 | 1370 | 3750 | NC | SS316 | SS316 | BALL | PEEK |  | THREADED | HV3 |  | HEATON | HEATON | https://www.heaton-valves.com/ |  |  | sales@heaton-valves.com | TAIWAN | [7 empty] | OVS
0010335490 | AT_HVALVE | WSD11-111-HV-1256 | C4B | 131242-WSD11-DR-P-6050.dgn | BALL_VALVE | WSD11 | 111 | STHP | HV | 1256 |  | STHP SUPPLY HEADER 2 DROP LEG DRAIN | STHP SUPPLY HEADER 2 DROP LEG DRAIN | NON-HAZARDOUS | DRAIN | WSD11-111-STHP-00002-150-SS16 | 1500 | 25 | PN25 | TBA | 1570000 | 2600 | 10000 | 217 | 1220 | 1220 | 1370 | 3750 | NC | SS316 | SS316 | BALL | PEEK |  | THREADED | HV3 |  | HEATON | HEATON | https://www.heaton-valves.com/ |  |  | sales@heaton-valves.com | TAIWAN | [7 empty] | OVS
0010335494 | AT_HVALVE | WSD11-111-HV-1257 | C4B | 131242-WSD11-DR-P-6050.dgn | BALL_VALVE | WSD11 | 111 | SC | HV | 1257 |  | SC DRAIN | SC DRAIN | NON-HAZARDOUS | DRAIN | WSD11-111-SC-00215-15-SS16 | 1500 | 25 | PN25 | TBA |  |  |  | 216 | 350 | 300 | 1220 | 1875 | NC | SS316 | SS316 | BALL | PEEK |  | THREADED | HV3 |  | HEATON | HEATON | https://www.heaton-valves.com/ |  |  | sales@heaton-valves.com | TAIWAN | [7 empty] | OVS
0010335495 | AT_HVALVE | WSD11-111-HV-1257A | C4B | 131242-WSD11-DR-P-6050.dgn | BALL_VALVE | WSD11 | 111 | SC | HV | 1257 | A | SC DRAIN | SC DRAIN | NON-HAZARDOUS | DRAIN | WSD11-111-SC-00214A-15-SS16 | 1500 | 25 | PN25 | TBA |  |  |  | 216 | 350 | 300 | 1220 | 1875 | NC | SS316 | SS316 | BALL | PEEK |  | THREADED | HV3 |  | HEATON | HEATON | https://www.heaton-valves.com/ |  |  | sales@heaton-valves.com | TAIWAN | [7 empty] | OVS
0010335531 | AT_HVALVE | WSD11-111-HV-1259 | C4B | 131242-WSD11-DR-P-6051.dgn | BALL_VALVE | WSD11 | 111 | STHP | HV | 1259 |  | STHP SUPPLY HEADER 2 DROP LEG DRAIN | STHP SUPPLY HEADER 2 DROP LEG DRAIN | NON-HAZARDOUS | ISOLATION | WSD11-111-STHP-00004A-15-SS16 | 1500 | 25 | PN25 | TBA |  |  |  | 190 | 1150 | 1150 | 1150 | 1410 | NC | SS 316 | SS 316 | BALL | PEEK |  | THREADED | HV3 |  | HEATON | HEATON | https://www.heaton-valves.com/ |  |  | sales@heaton-valves.com | TAIWAN | [7 empty] | OVS
0010335349 | AT_HVALVE | WSD11-111-HV-1260 | C4B | 131242-WSD11-DR-P-6050.dgn | BALL_VALVE | WSD11 | 111 | SC | HV | 1260 |  | SC DRAIN | SC DRAIN | NON-HAZARDOUS | DRAIN | WSD11-111-SC-00213-15-SS16 | 1500 | 25 | PN25 | TBA |  |  |  | 216 | 350 | 300 | 1220 | 1875 | NC | SS316 | SS316 | BALL | PEEK |  | THREADED | HV3 |  | HEATON | HEATON | https://www.heaton-valves.com/ |  |  | sales@heaton-valves.com | TAIWAN | [7 empty] | OVS
0010335492 | AT_HVALVE | WSD11-111-HV-1260A | C4B | 131242-WSD11-DR-P-6050.dgn | BALL_VALVE | WSD11 | 111 | SC | HV | 1260 | A | SC DRAIN | SC DRAIN | NON-HAZARDOUS | DRAIN | WSD11-111-SC-00212A-25-SS16 | 1500 | 25 | PN25 | TBA |  |  |  | 216 | 350 | 300 | 1220 | 1875 | NC | SS316 | SS316 | BALL | PEEK |  | THREADED | HV3 |  | HEATON | HEATON | https://www.heaton-valves.com/ |  |  | sales@heaton-valves.com | TAIWAN | [7 empty] | OVS
0010335356 | AT_HVALVE | WSD11-111-HV-1261 | C4B | 131242-WSD11-DR-P-6050.dgn | BALL_VALVE | WSD11 | 111 | SC | HV | 1261 |  | SC DRAIN | SC DRAIN | NON-HAZARDOUS | DRAIN | WSD11-111-SC-00220A-25-SS16 | 1500 | 25 | PN25 | TBA |  |  |  | 216 | 350 | 300 | 1220 | 1875 | NC | SS316 | SS316 | BALL | PEEK |  | THREADED | HV3 |  | HEATON | HEATON | https://www.heaton-valves.com/ |  |  | sales@heaton-valves.com | TAIWAN | [7 empty] | OVS
0010335493 | AT_HVALVE | WSD11-111-HV-1261A | C4B | 131242-WSD11-DR-P-6050.dgn | BALL_VALVE | WSD11 | 111 | SC | HV | 1261 | A | SC DRAIN | SC DRAIN | NON-HAZARDOUS | DRAIN | WSD11-111-SC-00220A-25-SS16 | 1500 | 25 | PN25 | TBA |  |  |  | 216 | 350 | 300 | 1220 | 1875 | NC | SS316 | SS316 | BALL | PEEK |  | THREADED | HV3 |  | HEATON | HEATON | https://www.heaton-valves.com/ |  |  | sales@heaton-valves.com | TAIWAN | [7 empty] | OVS
0010335536 | AT_HVALVE | WSD11-111-HV-1262 | C4B | 131242-WSD11-DR-P-6051.dgn | BALL_VALVE | WSD11 | 111 | STHP | HV | 1262 |  | STHP SUPPLY HEADER 2 DROP LEG DRAIN | STHP SUPPLY HEADER 2 DROP LEG DRAIN | NON-HAZARDOUS | ISOLATION | WSD11-111-STHP-00009A-25-SS16 | 1500 | 25 | PN25 | TBA |  |  |  | 190 | 1150 | 1150 | 1150 | 1410 | NC | SS 316 | SS 316 | BALL | PEEK |  | THREADED | HV3 |  | HEATON | HEATON | https://www.heaton-valves.com/ |  |  | sales@heaton-valves.com | TAIWAN | [7 empty] | OVS
0010335516 | AT_HVALVE | WSD11-111-HV-1263 | C4B | 131242-WSD11-DR-P-6050.dgn | BALL_VALVE | WSD11 | 111 | STHP | HV | 1263 |  | STHP SUPPLY HEADER 2 VACUUM BREAKER | STHP SUPPLY HEADER 2 VACUUM BREAKER | NON-HAZARDOUS | ISOLATION | WSD11-111-STHP-00002-15-SS16 | 1500 | 15 | PN25 | TBA | 1570000 | 2600 | 10000 | 217 | 1220 | 1220 | 1370 | 3750 | NO | SS316 | SS316 | BALL | PEEK |  | THREADED | HV3 |  | HEATON | HEATON | https://www.heaton-valves.com/ |  |  | sales@heaton-valves.com | TAIWAN | [7 empty] | OVS
0010335533 | AT_HVALVE | WSD11-111-HV-1264 | C4B | 131242-WSD11-DR-P-6051.dgn | BALL_VALVE | WSD11 | 111 | STHP | HV | 1264 |  | STHP SUPPLY HEADER 2 VACUUM BREAKER | STHP SUPPLY HEADER 2 VACUUM BREAKER | NON-HAZARDOUS | ISOLATION | WSD11-111-STHP-00004-150-SS16 | 1500 | 15 | PN25 | TBA |  |  |  | 190 | 1150 | 1150 | 1150 | 1410 | N0 | SS 316 | SS 316 | BALL | PEEK |  | THREADED | HV3 |  | HEATON | HEATON | https://www.heaton-valves.com/ |  |  | sales@heaton-valves.com | TAIWAN | [7 empty] | OVS
0010274297 | AT_HVALVE | WSD11-111-NRV-0101 | C4B | 131242-WSD11-DR-P-6000.dgn | CHECK_VALVE | WSD11 | 111 | G2D | NRV | 0101 |  | TRAIN 1 THP FEED PUMP 1 G2D INLET CHECK | TRAIN 1 THP FEED PUMP 1 G2D INLET CHECK | NON-HAZARDOUS | ISOLATION | WSD11-111-G2D-00101-32-SS16 | 600 | 32 | PN16 | TBA | 2100 | 2100 | 5000 | 30 | 530 | 530 | 530 | 900 | NC | STAINLESS STEEL |  | DISC |  |  | WAFER | RK 86 |  | GESTRA | GESTRA | https://www.gestra.com/ | (+49) 421 3503-0 | (+49) 421 3503-393 | info@de.gestra.com | [8 empty] | CAMBI
0010274367 | AT_HVALVE | WSD11-111-NRV-0102 | C4B | 131242-WSD11-DR-P-6000.dgn | CHECK_VALVE | WSD11 | 111 | G2D | NRV | 0102 |  | TRAIN 1 THP FEED PUMP 2 G2D INLET CHECK | TRAIN 1 THP FEED PUMP 2 G2D INLET CHECK | NON-HAZARDOUS | ISOLATION | WSD11-111-G2D-00102-32-SS16 | 600 | 32 | PN16 | TBA | 2100 | 2100 | 5000 | 30 | 530 | 530 | 530 | 900 | NC | STAINLESS STEEL |  | DISC |  |  | WAFER | RK 86 |  | GESTRA | GESTRA | https://www.gestra.com/ | (+49) 421 3503-0 | (+49) 421 3503-393 | info@de.gestra.com | [8 empty] | CAMBI
0010279069 | AT_HVALVE | WSD11-111-NRV-0103 | C4B | 131242-WSD11-DR-P-6002.dgn | CHECK_VALVE | WSD11 | 111 | G2D | NRV | 0103 |  | TRAIN 1 G2D INLET CHECK | TRAIN 1 G2D INLET CHECK | NON-HAZARDOUS | ISOLATION | WSD11-111-G2D-00103-25-SS16 | 900 | 25 | PN16 | TBA |  |  |  | 30 | 600 | 600 | 600 | 1350 |  | A 743-CA6-NM |  | DISC |  |  | WAFER | RK 86 |  | GESTRA | GESTRA | https://www.gestra.com/ | (+49) 421 3503-0 | (+49) 421 3503-393 | info@de.gestra.com | [8 empty] | CAMBI
0010277518 | AT_HVALVE | WSD11-111-NRV-0104A | C4B | 131242-WSD11-DR-P-6010.dgn | CHECK_VALVE | WSD11 | 111 | FA | NRV | 0104 | A | TRAIN 1 PROCESS GAS PUMP SKID A DISCHARGE CHECK | TRAIN 1 PROCESS GAS PUMP SKID A DISCHARGE CHECK | NON-HAZARDOUS | ISOLATION | WSD11-111-FA-00122-50-SS16 | 900 | 50 | PN16 | TBA | 42000 | 42000 | 42000 | 50 | 200 | 200 | 500 | 1350 | NC | SS 316 |  | DISC |  |  | WAFER | RM |  | OBINOX | OBINOX | https://www.orbinox.com | +44 (0) 1243 810240 | +44 (0)1243 870040 |  | SPAIN | [7 empty] | CAMBI
0010277524 | AT_HVALVE | WSD11-111-NRV-0104B | C4B | 131242-WSD11-DR-P-6010.dgn | CHECK_VALVE | WSD11 | 111 | FA | NRV | 0104 | B | TRAIN 1 PROCESS GAS PUMP SKID B DISCHARGE CHECK | TRAIN 1 PROCESS GAS PUMP SKID B DISCHARGE CHECK | NON-HAZARDOUS | ISOLATION | WSD11-111-FA-00123-50-SS16 | 900 | 50 | PN16 | TBA | 42000 | 42000 | 42000 | 50 | 200 | 200 | 500 | 1350 | NC | SS 316 |  | DISC |  |  | WAFER | RM |  | OBINOX | OBINOX | https://www.orbinox.com | +44 (0) 1243 810240 | +44 (0)1243 870040 |  | SPAIN | [7 empty] | CAMBI
0010277490 | AT_HVALVE | WSD11-111-NRV-0105 | C4B | 131242-WSD11-DR-P-6010.dgn | CHECK_VALVE | WSD11 | 111 | FA | NRV | 0105 |  | TRAIN 1 PROCESS GAS SKID TO DIGESTER CHECK | TRAIN 1 PROCESS GAS SKID TO DIGESTER CHECK | NON-HAZARDOUS | ISOLATION | WSD11-111-FA-00101-50-SS16 | 900 | 50 | PN16 | TBA | 420 | 420 | 42000 | 50 | 200 | 320 | 350 | 1350 | NC | SS 316 |  | DISC |  |  | WAFER | RM |  | OBINOX | OBINOX | https://www.orbinox.com | +44 (0) 1243 810240 | +44 (0)1243 870040 |  | SPAIN | [7 empty] | CAMBI
0010277534 | AT_HVALVE | WSD11-111-NRV-0106 | C4B | 131242-WSD11-DR-P-6010.dgn | CHECK_VALVE | WSD11 | 111 | G2D | NRV | 0106 |  | TRAIN 1 SERVICE WATER SUPPLY TO PG SKID CHECK | TRAIN 1 SERVICE WATER SUPPLY TO PG SKID CHECK | NON-HAZARDOUS | ISOLATION | WSD11-111-G2D-00108-25-SS16 | 900 | 25 | PN16 | TBA | 390 | 390 | 390 | 30 | 600 | 600 | 600 | 1350 |  | A 743-CA6-NM |  | DISC |  |  | WAFER | RK 86 |  | GESTRA | GESTRA | https://www.gestra.com/ | (+49) 421 3503-0 | (+49) 421 3503-393 | info@de.gestra.com | [8 empty] | CAMBI
0010278863 | AT_HVALVE | WSD11-111-NRV-0107 | C4B | 131242-WSD11-DR-P-6011.dgn | CHECK_VALVE | WSD11 | 111 | STHP | NRV | 0107 |  | TRAIN 1 STEAM HEADER SUPPLY CHECK | TRAIN 1 STEAM HEADER SUPPLY CHECK | NON-HAZARDOUS | ISOLATION | WSD11-111-STHP-00117-100-SS16 | 1250 | 100 | PN25 | TBA | 2600 | 2600 | 4200 | 180 | 900 | 600 | 1150 | 1875 |  | SS 316 |  | DISC |  |  | WAFER | NAF 528620 |  | FLOWSERVE | FLOWSERVE | [12 empty] | CAMBI
0010333042 | AT_HVALVE | WSD11-111-NRV-0110 | C4B | 131242-WSD11-DR-P-6000.dgn | CHECK_VALVE | WSD11 | 111 | G2D | NRV | 0110 |  | TRAIN 1 THP FEED PUMP 1 CHUTE G2D INLET CHECK | TRAIN 1 THP FEED PUMP 1 CHUTE G2D INLET CHECK | NON-HAZARDOUS | ISOLATION | WSD11-111-G2D-00120-25-SS16 | 600 | 25 | PN16 | TBA | 10000 | 10000 | 10000 | 30 | 200 | 200 | 200 | 900 | NC | STAINLESS STEEL |  | DISC |  |  | WAFER | RK 86 |  | GESTRA | GESTRA | https://www.gestra.com/ | (+49) 421 3503-0 | (+49) 421 3503-393 | info@de.gestra.com | [8 empty] | BREEN
0010333044 | AT_HVALVE | WSD11-111-NRV-0111 | C4B | 131242-WSD11-DR-P-6000.dgn | CHECK_VALVE | WSD11 | 111 | G2D | NRV | 0111 |  | TRAIN 1 THP FEED PUMP 2 CHUTE G2D INLET CHECK | TRAIN 1 THP FEED PUMP 2 CHUTE G2D INLET CHECK | NON-HAZARDOUS | ISOLATION | WSD11-111-G2D-00121-25-SS16 | 600 | 25 | PN16 | TBA | 10000 | 10000 | 10000 | 30 | 200 | 200 | 200 | 900 | NC | STAINLESS STEEL |  | DISC |  |  | WAFER | RK 86 |  | GESTRA | GESTRA | https://www.gestra.com/ | (+49) 421 3503-0 | (+49) 421 3503-393 | info@de.gestra.com | [8 empty] | BREEN
0010274351 | AT_HVALVE | WSD11-111-NRV-0201 | C4B | 131242-WSD11-DR-P-6000.dgn | CHECK_VALVE | WSD11 | 111 | G2D | NRV | 0201 |  | TRAIN 2 THP FEED PUMP 3 G2D INLET CHECK | TRAIN 2 THP FEED PUMP 3 G2D INLET CHECK | NON-HAZARDOUS | ISOLATION | WSD11-111-G2D-00201-80-SS16 | 600 | 32 | PN16 | TBA | 2100 | 2100 | 5000 | 30 | 530 | 530 | 530 | 900 | NC | STAINLESS STEEL |  | DISC |  |  | WAFER | RK 86 |  | GESTRA | GESTRA | https://www.gestra.com/ | (+49) 421 3503-0 | (+49) 421 3503-393 | info@de.gestra.com | [8 empty] | CAMBI
0010274373 | AT_HVALVE | WSD11-111-NRV-0202 | C4B | 131242-WSD11-DR-P-6000.dgn | CHECK_VALVE | WSD11 | 111 | G2D | NRV | 0202 |  | TRAIN 2 THP FEED PUMP 4 G2D INLET CHECK | TRAIN 2 THP FEED PUMP 4 G2D INLET CHECK | NON-HAZARDOUS | ISOLATION | WSD11-111-G2D-00202-32-SS16 | 600 | 32 | PN16 | TBA | 2100 | 2100 | 5000 | 30 | 530 | 530 | 530 | 900 | NC | STAINLESS STEEL |  | DISC |  |  | WAFER | RK 86 |  | GESTRA | GESTRA | https://www.gestra.com/ | (+49) 421 3503-0 | (+49) 421 3503-393 | info@de.gestra.com | [8 empty] | CAMBI
0010282243 | AT_HVALVE | WSD11-111-NRV-0203 | C4B | 131242-WSD11-DR-P-6020.dgn | CHECK_VALVE | WSD11 | 111 | G2D | NRV | 0203 |  | TRAIN 2 G2D INLET CHECK | TRAIN 2 G2D INLET CHECK | NON-HAZARDOUS | ISOLATION | WSD11-111-G1-00203-25-SS16 | 900 | 25 | PN16 | TBA |  |  |  | 30 | 600 | 600 | 600 | 1350 |  | A 743-CA6-NM |  | DISC |  |  | WAFER | RK 86 |  | GESTRA | GESTRA | https://www.gestra.com/ | (+49) 421 3503-0 | (+49) 421 3503-393 | info@de.gestra.com | [8 empty] | CAMBI
0010283047 | AT_HVALVE | WSD11-111-NRV-0204A | C4B | 131242-WSD11-DR-P-6028.dgn | CHECK_VALVE | WSD11 | 111 | FA | NRV | 0204 | A | TRAIN 2 PROCESS GAS PUMP SKID A DISCHARGE CHECK | TRAIN 2 PROCESS GAS PUMP SKID A DISCHARGE CHECK | NON-HAZARDOUS | ISOLATION | WSD11-111-FA-00222-50-SS16 | 900 | 50 | PN16 | TBA | 42000 | 42000 | 42000 | 50 | 200 | 200 | 500 | 1350 | NC | SS 316 |  | DISC |  |  | WAFER | RM |  | OBINOX | OBINOX | https://www.orbinox.com | +44 (0) 1243 810240 | +44 (0)1243 870040 |  | SPAIN | [7 empty] | CAMBI
0010283054 | AT_HVALVE | WSD11-111-NRV-0204B | C4B | 131242-WSD11-DR-P-6028.dgn | CHECK_VALVE | WSD11 | 111 | FA | NRV | 0204 | B | TRAIN 2 PROCESS GAS PUMP SKID B DISCHARGE CHECK | TRAIN 2 PROCESS GAS PUMP SKID B DISCHARGE CHECK | NON-HAZARDOUS | ISOLATION | WSD11-111-FA-00223-50-SS16 | 900 | 50 | PN16 | TBA | 42000 | 42000 | 42000 | 50 | 200 | 200 | 500 | 1350 | NC | SS 316 |  | DISC |  |  | WAFER | RM |  | OBINOX | OBINOX | https://www.orbinox.com | +44 (0) 1243 810240 | +44 (0)1243 870040 |  | SPAIN | [7 empty] | CAMBI
0010283026 | AT_HVALVE | WSD11-111-NRV-0205 | C4B | 131242-WSD11-DR-P-6028.dgn | CHECK_VALVE | WSD11 | 111 | FA | NRV | 0205 |  | TRAIN 2 PROCESS GAS SKID TO DIGESTER CHECK | TRAIN 2 PROCESS GAS SKID TO DIGESTER CHECK | NON-HAZARDOUS | ISOLATION | WSD11-111-FA-00201-50-SS16 | 900 | 50 | PN16 | TBA | 420 | 420 | 420 | 50 | 200 | 320 | 350 | 1350 | NC | SS 316 |  | DISC |  |  | WAFER | RM |  | OBINOX | OBINOX | https://www.orbinox.com | +44 (0) 1243 810240 | +44 (0)1243 870040 |  | SPAIN | [7 empty] | CAMBI
0010283004 | AT_HVALVE | WSD11-111-NRV-0206 | C4B | 131242-WSD11-DR-P-6028.dgn | CHECK_VALVE | WSD11 | 111 | G2D | NRV | 0206 |  | TRAIN 2 SERVICE WATER SUPPLY TO PG SKID CHECK | TRAIN 2 SERVICE WATER SUPPLY TO PG SKID CHECK | NON-HAZARDOUS | ISOLATION | WSD11-111-G2D-00208-25-SS16 | 900 | 25 | PN16 | TBA | 390 | 390 | 6000 | 30 | 600 | 600 | 600 | 1350 |  | A 743-CA6-NM |  | DISC |  |  | WAFER | RK 86 |  | GESTRA | GESTRA | https://www.gestra.com/ | (+49) 421 3503-0 | (+49) 421 3503-393 | info@de.gestra.com | [8 empty] | CAMBI
0010283160 | AT_HVALVE | WSD11-111-NRV-0207 | C4B | 131242-WSD11-DR-P-6029.dgn | CHECK_VALVE | WSD11 | 111 | STHP | NRV | 0207 |  | TRAIN 2 STEAM HEADER SUPPLY CHECK | TRAIN 2 STEAM HEADER SUPPLY CHECK | NON-HAZARDOUS | ISOLATION | WSD11-111-STHP-00012-100-SS16 | 1250 | 100 | PN25 | TBA | 2600 | 2600 | 4200 | 180 | 900 | 600 | 1150 | 1875 |  | SS 316 |  | DISC |  |  | WAFER | NAF 528620 |  | FLOWSERVE | FLOWSERVE | [12 empty] | CAMBI
0010333043 | AT_HVALVE | WSD11-111-NRV-0210 | C4B | 131242-WSD11-DR-P-6000.dgn | CHECK_VALVE | WSD11 | 111 | G2D | NRV | 0210 |  | TRAIN 1 THP FEED PUMP 3 CHUTE G2D INLET CHECK | TRAIN 1 THP FEED PUMP 3 CHUTE G2D INLET CHECK | NON-HAZARDOUS | ISOLATION | WSD11-111-G2D-00220-25-SS16 | 600 | 25 | PN16 | TBA | 10000 | 10000 | 10000 | 30 | 200 | 200 | 200 | 900 | NC | STAINLESS STEEL |  | DISC |  |  | WAFER | RK 86 |  | GESTRA | GESTRA | https://www.gestra.com/ | (+49) 421 3503-0 | (+49) 421 3503-393 | info@de.gestra.com | [8 empty] | BREEN
0010333045 | AT_HVALVE | WSD11-111-NRV-0211 | C4B | 131242-WSD11-DR-P-6000.dgn | CHECK_VALVE | WSD11 | 111 | G2D | NRV | 0211 |  | TRAIN 1 THP FEED PUMP 4 CHUTE G2D INLET CHECK | TRAIN 1 THP FEED PUMP 4 CHUTE G2D INLET CHECK | NON-HAZARDOUS | ISOLATION | WSD11-111-G2D-00221-25-SS16 | 600 | 25 | PN16 | TBA | 10000 | 10000 | 10000 | 30 | 200 | 200 | 200 | 900 | NC | STAINLESS STEEL |  | DISC |  |  | WAFER | RK 86 |  | GESTRA | GESTRA | https://www.gestra.com/ | (+49) 421 3503-0 | (+49) 421 3503-393 | info@de.gestra.com | [8 empty] | BREEN
0010297986 | AT_HVALVE | WSD11-111-NRV-1004 | C4B | 131242-WSD11-DR-P-6400.dgn | CHECK_VALVE | WSD11 | 111 | FA | NRV | 1004 |  | TRAIN 1 FA DISCHARGE CHECK PROCESS GAS HEADER | TRAIN 1 FA DISCHARGE CHECK PROCESS GAS HEADER | NON-HAZARDOUS | ISOLATION | WSD11-111-FA-00101-50-SS16 | 900 | 50 | PN16 | TBA | 420 | 42 | 42000 | 50 | 200 | 320 | 350 | 1350 | NC | SS316 |  | DISC | EPDM |  | WAFER |  |  | GESTRA | GESTRA | https://www.gestra.com/ | (+49) 421 3503-0 | (+49) 421 3503-393 | info@de.gestra.com | [8 empty] | BREEN
0010297980 | AT_HVALVE | WSD11-111-NRV-1006 | C4B | 131242-WSD11-DR-P-6400.dgn | CHECK_VALVE | WSD11 | 111 | FA | NRV | 1006 |  | TRAIN 2 FA DISCHARGE CHECK PROCESS GAS HEADER | TRAIN 2 FA DISCHARGE CHECK PROCESS GAS HEADER | NON-HAZARDOUS | ISOLATION | WSD11-111-FA-10201-50-SS16 | 900 | 50 | PN16 | TBA | 420 | 42 | 420 | 50 | 200 | 320 | 350 | 1350 | NC | SS316 |  | DISC | EPDM |  | WAFER |  |  | GESTRA | GESTRA | https://www.gestra.com/ | (+49) 421 3503-0 | (+49) 421 3503-393 | info@de.gestra.com | [8 empty] | BREEN
0010312017 | AT_HVALVE | WSD11-111-NRV-1101 | C4B | 131242-WSD11-DR-P-6050.dgn | CHECK_VALVE | WSD11 | 111 | G1 | NRV | 1101 |  | G1 BOOSTER PUMP COMMON HEADER OUTLET CHECK | G1 BOOSTER PUMP COMMON HEADER OUTLET CHECK | NON-HAZARDOUS | ISOLATION | WSD11-111-G1-00203-25-SS16 | 3150 | 25 | PN40 | TBA | 2000 | 1000 | 10000 | 30 | 1750 | 1700 | 2100 | 3750 | NC | SS 316 | SS 316 | DISC | HYPATITE PTFE |  | WAFER |  |  | SCI | SCI | [12 empty] | BREEN
0010333117 | AT_HVALVE | WSD11-111-NRV-1102 | C4B | 131242-WSD11-DR-P-6050.dgn | CHECK_VALVE | WSD11 | 111 | G1 | NRV | 1102 |  | G1 RECYCLE CHECK | G1 RECYCLE CHECK | NON-HAZARDOUS | ISOLATION | WSD11-111-G1-00205-25-SS16 | 500 | 25 | PN40 | TBA |  |  |  | 30 | 230 | 230 | 300 | 750 | NC | SS 316 | SS 316 | DISC | HYPATITE PTFE |  | WAFER |  |  | SCI | SCI | [12 empty] | BREEN
0010334846 | AT_HVALVE | WSD11-111-NRV-1103 | C4B | 131242-WSD11-DR-P-6050.dgn | CHECK_VALVE | WSD11 | 111 | G1 | NRV | 1103 |  | C4A ROP CHECK | C4A ROP CHECK | NON-HAZARDOUS | ISOLATION | WSD11-111-G1-00001-25-SS16 | 500 | 25 | PN16 | TBA | 500 | 400 | 1000 | 30 | 230 | 230 | 300 | 750 | NC | SS316 |  | DISC | EPDM |  | WAFER |  |  | GESTRA | GESTRA | https://www.gestra.com/ | (+49) 421 3503-0 | (+49) 421 3503-393 | info@de.gestra.com | [8 empty] | BREEN
0010334847 | AT_HVALVE | WSD11-111-NRV-1104 | C4B | 131242-WSD11-DR-P-6050.dgn | CHECK_VALVE | WSD11 | 111 | G1 | NRV | 1104 |  | C4A ROP CHECK | C4A ROP CHECK | NON-HAZARDOUS | ISOLATION | WSD11-111-G1-00001-25-SS16 | 500 | 25 | PN16 | TBA | 500 | 400 | 1000 | 30 | 230 | 230 | 300 | 750 | NC | SS316 |  | DISC | EPDM |  | WAFER |  |  | GESTRA | GESTRA | https://www.gestra.com/ | (+49) 421 3503-0 | (+49) 421 3503-393 | info@de.gestra.com | [8 empty] | BREEN
0010310124 | AT_HVALVE | WSD11-111-NRV-1110A | C4B | 131242-WSD11-DR-P-6050.dgn | CHECK_VALVE | WSD11 | 111 | G1 | NRV | 1110 | A | G1 BOOSTER PUMP A DISCHARGE CHECK | G1 BOOSTER PUMP A DISCHARGE CHECK | NON-HAZARDOUS | ISOLATION | WSD11-111-G1-00102-25-SS16 | 3150 | 25 | PN40 | TBA | 2000 | 1000 | 1000 | 30 | 1750 | 1700 | 2100 | 3750 | NC | SS 316 | SS 316 | DISC | HYPATITE PTFE |  | WAFER |  |  | SCI | SCI | [12 empty] | BREEN
0010310128 | AT_HVALVE | WSD11-111-NRV-1110B | C4B | 131242-WSD11-DR-P-6050.dgn | CHECK_VALVE | WSD11 | 111 | G1 | NRV | 1110 | B | G1 BOOSTER PUMP B DISCHARGE CHECK | G1 BOOSTER PUMP B DISCHARGE CHECK | NON-HAZARDOUS | ISOLATION | WSD11-111-G1-00202-25-SS16 | 3150 | 25 | PN40 | TBA | 123 | 50 | 1000 | 30 | 1750 | 1700 | 2100 | 3750 | NC | SS 316 | SS 316 | DISC | HYPATITE PTFE |  | WAFER |  |  | SCI | SCI | [12 empty] | BREEN
0010330526 | AT_HVALVE | WSD11-111-NRV-1111 | C4B | 131242-WSD11-DR-P-6050.dgn | BALLCHECK_VALVE | WSD11 | 111 | SC | NRV | 1111 |  | STHP SUPPLY HEADER 1 STEAM TRAP 1 CHECK | STHP SUPPLY HEADER 1 STEAM TRAP 1 CHECK | NON-HAZARDOUS | ISOLATION | WSD11-111-SC-00110-25-SS16 | 1500 | 25 | PN25 | TBA |  |  |  | 216 | 350 | 300 | 1220 | 1875 | NC | SS 316 |  | DISC |  |  | WAFER | RK76 |  | GESTRA | GESTRA | https://www.gestra.com/ | (+49) 421 3503-0 | (+49) 421 3503-393 | info@de.gestra.com | [8 empty] | BREEN
0010330530 | AT_HVALVE | WSD11-111-NRV-1112 | C4B | 131242-WSD11-DR-P-6050.dgn | BALLCHECK_VALVE | WSD11 | 111 | SC | NRV | 1112 |  | STHP SUPPLY HEADER 1 STEAM TRAP 2 CHECK | STHP SUPPLY HEADER 1 STEAM TRAP 2 CHECK | NON-HAZARDOUS | ISOLATION | WSD11-111-SC-00112A-25-SS16 | 1500 | 25 | PN25 | TBA |  |  |  | 216 | 350 | 300 | 1220 | 1875 | NC | SS 316 |  | DISC |  |  | WAFER | RK76 |  | GESTRA | GESTRA | https://www.gestra.com/ | (+49) 421 3503-0 | (+49) 421 3503-393 | info@de.gestra.com | [8 empty] | BREEN
0010330596 | AT_HVALVE | WSD11-111-NRV-1113 | C4B | 131242-WSD11-DR-P-6050.dgn | BALLCHECK_VALVE | WSD11 | 111 | SC | NRV | 1113 |  | STHP SUPPLY HEADER 1 STEAM TRAP 3 CHECK | STHP SUPPLY HEADER 1 STEAM TRAP 3 CHECK | NON-HAZARDOUS | ISOLATION | WSD11-111-SC-00114-25-SS16 | 1500 | 25 | PN25 | TBA |  |  |  | 216 | 350 | 300 | 1220 | 1875 | NC | SS 316 |  | DISC |  |  | WAFER | RK76 |  | GESTRA | GESTRA | https://www.gestra.com/ | (+49) 421 3503-0 | (+49) 421 3503-393 | info@de.gestra.com | [8 empty] | BREEN
0010334716 | AT_HVALVE | WSD11-111-NRV-1114 | C4B | 131242-WSD11-DR-P-6051.dgn | BALLCHECK_VALVE | WSD11 | 111 | SC | NRV | 1114 |  | SC CHECK | SC CHECK | NON-HAZARDOUS | ISOLATION | WSD11-111-SC-00116A-25-SS16 | 1500 | 25 | PN25 | TBA |  |  |  | 190 | 350 | 300 | 1150 | 1875 | NC | SS 316 | SS 316 | DISC |  |  | WAFER | RK76 |  | GESTRA | GESTRA | https://www.gestra.com/ | (+49) 421 3503-0 | (+49) 421 3503-393 | info@de.gestra.com | [8 empty] | OVS
0010334724 | AT_HVALVE | WSD11-111-NRV-1115 | C4B | 131242-WSD11-DR-P-6051.dgn | BALLCHECK_VALVE | WSD11 | 111 | SC | NRV | 1115 |  | SC CHECK | SC CHECK | NON-HAZARDOUS | ISOLATION | WSD11-111-SC-00118-25-SS16 | 1500 | 25 | PN25 | TBA |  |  |  | 190 | 350 | 300 | 1150 | 1875 | NC | SS 316 | SS 316 | DISC |  |  | WAFER | RK76 |  | GESTRA | GESTRA | https://www.gestra.com/ | (+49) 421 3503-0 | (+49) 421 3503-393 | info@de.gestra.com | [8 empty] | OVS
0010330729 | AT_HVALVE | WSD11-111-NRV-1116 | C4B | 131242-WSD11-DR-P-6063.dgn | BALLCHECK_VALVE | WSD11 | 111 | SC | NRV | 1116 |  | STEAM CONDENSATE HEADER CHECK | STEAM CONDENSATE HEADER CHECK | NON-HAZARDOUS | ISOLATION | WSD11-111-SC-00120-40-SS16 | 1500 | 40 | PN25 | TBA |  |  |  | 190 | 350 | 300 | 1150 | 1875 | NC | SS 316 | SS 316 | DISC |  |  | WAFER | RK76 |  | GESTRA | GESTRA | https://www.gestra.com/ | (+49) 421 3503-0 | (+49) 421 3503-393 | info@de.gestra.com | [8 empty] | BREEN
0010330719 | AT_HVALVE | WSD11-111-NRV-1117 | C4B | 131242-WSD11-DR-P-6050.dgn | BALLCHECK_VALVE | WSD11 | 111 | SC | NRV | 1117 |  | STHP SUPPLY HEADER 1 STEAM TRAP 5 CHECK | STHP SUPPLY HEADER 1 STEAM TRAP 5 CHECK | NON-HAZARDOUS | ISOLATION | WSD11-111-SC-00120A-25-SS16 | 1500 | 25 | PN25 | TBA |  |  |  | 216 | 350 | 300 | 1220 | 1875 | NC | SS 316 |  | DISC |  |  | WAFER | RK76 |  | GESTRA | GESTRA | https://www.gestra.com/ | (+49) 421 3503-0 | (+49) 421 3503-393 | info@de.gestra.com | [8 empty] | BREEN
0010334844 | AT_HVALVE | WSD11-111-NRV-1203 | C4B | 131242-WSD11-DR-P-6050.dgn | CHECK_VALVE | WSD11 | 111 | G1 | NRV | 1203 |  | C3D2 ROP CHECK | C3D2 ROP CHECK | NON-HAZARDOUS | ISOLATION | WSD11-111-G1-00002-25-SS16 | 500 | 25 | PN16 | TBA | 500 | 400 | 1000 | 35 | 230 | 230 | 300 | 750 | NC | SS316 |  | DISC | EPDM |  | WAFER |  |  | GESTRA | GESTRA | https://www.gestra.com/ | (+49) 421 3503-0 | (+49) 421 3503-393 | info@de.gestra.com | [8 empty] | BREEN
0010334845 | AT_HVALVE | WSD11-111-NRV-1204 | C4B | 131242-WSD11-DR-P-6050.dgn | CHECK_VALVE | WSD11 | 111 | G1 | NRV | 1204 |  | C3D2 ROP CHECK | C3D2 ROP CHECK | NON-HAZARDOUS | ISOLATION | WSD11-111-G1-00002-25-SS16 | 500 | 25 | PN16 | TBA | 500 | 400 | 1000 | 35 | 230 | 230 | 300 | 750 | NC | SS316 |  | DISC | EPDM |  | WAFER |  |  | GESTRA | GESTRA | https://www.gestra.com/ | (+49) 421 3503-0 | (+49) 421 3503-393 | info@de.gestra.com | [8 empty] | BREEN
0010330536 | AT_HVALVE | WSD11-111-NRV-1211 | C4B | 131242-WSD11-DR-P-6050.dgn | BALLCHECK_VALVE | WSD11 | 111 | SC | NRV | 1211 |  | STHP SUPPLY HEADER 2 STEAM TRAP 1 CHECK | STHP SUPPLY HEADER 2 STEAM TRAP 1 CHECK | NON-HAZARDOUS | ISOLATION | WSD11-111-SC-00210-25-SS16 | 1500 | 25 | PN25 | TBA |  |  |  | 216 | 350 | 300 | 1220 | 1875 | NC | SS 316 |  | DISC |  |  | WAFER | RK76 |  | GESTRA | GESTRA | https://www.gestra.com/ | (+49) 421 3503-0 | (+49) 421 3503-393 | info@de.gestra.com | [8 empty] | BREEN
0010330542 | AT_HVALVE | WSD11-111-NRV-1212 | C4B | 131242-WSD11-DR-P-6050.dgn | BALLCHECK_VALVE | WSD11 | 111 | SC | NRV | 1212 |  | STHP SUPPLY HEADER 2 STEAM TRAP 2 CHECK | STHP SUPPLY HEADER 2 STEAM TRAP 2 CHECK | NON-HAZARDOUS | ISOLATION | WSD11-111-SC-00212A-25-SS16 | 1500 | 25 | PN25 | TBA |  |  |  | 216 | 350 | 300 | 1220 | 1875 | NC | SS 316 |  | DISC |  |  | WAFER | RK76 |  | GESTRA | GESTRA | https://www.gestra.com/ | (+49) 421 3503-0 | (+49) 421 3503-393 | info@de.gestra.com | [8 empty] | BREEN
0010330589 | AT_HVALVE | WSD11-111-NRV-1213 | C4B | 131242-WSD11-DR-P-6050.dgn | BALLCHECK_VALVE | WSD11 | 111 | SC | NRV | 1213 |  | STHP SUPPLY HEADER 2 STEAM TRAP 3 CHECK | STHP SUPPLY HEADER 2 STEAM TRAP 3 CHECK | NON-HAZARDOUS | ISOLATION | WSD11-111-SC-00214A-25-SS16 | 1500 | 25 | PN25 | TBA |  |  |  | 216 | 350 | 300 | 1220 | 1875 | NC | SS 316 |  | DISC |  |  | WAFER | RK76 |  | GESTRA | GESTRA | https://www.gestra.com/ | (+49) 421 3503-0 | (+49) 421 3503-393 | info@de.gestra.com | [8 empty] | BREEN
0010334696 | AT_HVALVE | WSD11-111-NRV-1214 | C4B | 131242-WSD11-DR-P-6051.dgn | BALLCHECK_VALVE | WSD11 | 111 | SC | NRV | 1214 |  | SC CHECK | SC CHECK | NON-HAZARDOUS | ISOLATION | WSD11-111-SC-00216-25-SS16 | 1500 | 25 | PN25 | TBA |  |  |  | 190 | 350 | 300 | 1150 | 1875 | NC | SS 316 | SS 316 | DISC |  |  | WAFER | RK76 |  | GESTRA | GESTRA | https://www.gestra.com/ | (+49) 421 3503-0 | (+49) 421 3503-393 | info@de.gestra.com | [8 empty] | OVS
0010334731 | AT_HVALVE | WSD11-111-NRV-1215 | C4B | 131242-WSD11-DR-P-6051.dgn | BALLCHECK_VALVE | WSD11 | 111 | SC | NRV | 1215 |  | SC CHECK | SC CHECK | NON-HAZARDOUS | ISOLATION | WSD11-111-SC-00218-25-SS16 | 1500 | 25 | PN25 | TBA |  |  |  | 190 | 350 | 300 | 1150 | 1875 | NC | SS 316 | SS 316 | DISC |  |  | WAFER | RK76 |  | GESTRA | GESTRA | https://www.gestra.com/ | (+49) 421 3503-0 | (+49) 421 3503-393 | info@de.gestra.com | [8 empty] | OVS
0010330708 | AT_HVALVE | WSD11-111-NRV-1217 | C4B | 131242-WSD11-DR-P-6050.dgn | BALLCHECK_VALVE | WSD11 | 111 | SC | NRV | 1217 |  | STHP SUPPLY HEADER 2 STEAM TRAP 5 CHECK | STHP SUPPLY HEADER 2 STEAM TRAP 5 CHECK | NON-HAZARDOUS | ISOLATION | WSD11-111-SC-00220A-25-SS16 | 1500 | 25 | PN25 | TBA |  |  |  | 216 | 350 | 300 | 1220 | 1875 | NC | SS 316 |  | DISC |  |  | WAFER | RK76 |  | GESTRA | GESTRA | https://www.gestra.com/ | (+49) 421 3503-0 | (+49) 421 3503-393 | info@de.gestra.com | [8 empty] | BREEN
0010307231 | AT_HVALVE | WSD11-112-HV-0010 | C4B | 131242-WSD11-DR-P-6200.dgn | BUTTERFLY_VALVE | WSD11 | 112 | G2D | HV | 0010 |  | TRAIN 2 PRE-COOLER STAGE 1 G2D INLET | TRAIN 2 PRE-COOLER STAGE 1 G2D INLET | NON-HAZARDOUS | ISOLATION | WSD11-112-G2D-00207-50-SS16 | 900 | 100 | PN16 | TBA | 39000 | 32000 | 60000 | 30 | 530 | 530 | 530 | 1500 | NO | DI WITH EPOXY COATING | SS316 | DISC | EPDM |  | LUGGED | HBRL |  | HEATON | HEATON | https://www.heaton-valves.com/ |  |  | sales@heaton-valves.com | TAIWAN | [7 empty] | OVS
0010334939 | AT_HVALVE | WSD11-112-HV-0023 | C4B | 131242-WSD11-DR-P-6200.dgn | BUTTERFLY_VALVE | WSD11 | 112 | G2D | HV | 0023 |  | THP FEED PUMPS G2D INLET 2 | THP FEED PUMPS G2D INLET 2 | NON-HAZARDOUS | ISOLATION | WSD11-112-G2D-00215-150-SS16 | 900 | 150 | PN16 | TBA | 8400 | 2100 | 20000 | 30 | 530 | 530 | 530 | 1350 | NO | DI WITH EPOXY COATING | SS316 | DISC | EPDM |  | LUGGED | HBRL |  | HEATON | HEATON | https://www.heaton-valves.com/ |  |  | sales@heaton-valves.com | TAIWAN | [7 empty] | OVS
0010334376 | AT_HVALVE | WSD11-112-HV-0035 | C4B | 131242-WSD11-DR-P-6015.dgn | GATE_VALVE | WSD11 | 112 | G2D | HV | 0035 |  | G2D WATER SUPPLY | G2D WATER SUPPLY | NON-HAZARDOUS | ISOLATION | WSD11-112-G2D-00107B-50-SS16 | 600 | 50 | PN16 | TBA |  |  | 2760 | 30 | 500 | 450 | 530 | 900 | NC | BRASS | SS 316 | DISC |  |  | THREADED |  |  | COMBAT | COMBAT | [12 empty] | COMBAT
0010334377 | AT_HVALVE | WSD11-112-HV-0036 | C4B | 131242-WSD11-DR-P-6015.dgn | GATE_VALVE | WSD11 | 112 | G2D | HV | 0036 |  | HOSE REEL | HOSE REEL | NON-HAZARDOUS | ISOLATION | WSD11-112-G2D-00107A-50-SS16 | 600 | 25 | PN16 | TBA |  |  | 2760 | 30 | 500 | 450 | 530 | 900 | NC | BRASS | SS 316 | DISC |  |  | THREADED |  |  | COMBAT | COMBAT | [12 empty] | COMBAT
0010334392 | AT_HVALVE | WSD11-112-HV-0037 | C4B | 131242-WSD11-DR-P-6017.dgn | BALL_VALVE | WSD11 | 112 | G2D | HV | 0037 |  | G2D WATER SUPPLY | G2D WATER SUPPLY | NON-HAZARDOUS | ISOLATION | WSD11-112-G2D-00115B-50-SS16 | 600 | 50 | PN16 | TBA |  |  | 2760 | 30 | 500 | 450 | 530 | 900 | NO | SS316 | SS 316 | BALL | HYPATITE PTFE |  | THREADED | HV503 |  | HEATON | HEATON | https://www.heaton-valves.com/ |  |  | sales@heaton-valves.com | TAIWAN | [7 empty] | OVS
0010334393 | AT_HVALVE | WSD11-112-HV-0038 | C4B | 131242-WSD11-DR-P-6017.dgn | GATE_VALVE | WSD11 | 112 | G2D | HV | 0038 |  | HOSE REEL | HOSE REEL | NON-HAZARDOUS | ISOLATION | WSD11-112-G2D-00115A-50-SS16 | 600 | 25 | PN16 | TBA |  |  | 2760 | 30 | 500 | 450 | 530 | 900 | NO | BRASS | SS 316 | DISC |  |  | THREADED |  |  | COMBAT | COMBAT | [12 empty] | COMBAT
0010334458 | AT_HVALVE | WSD11-112-HV-0039 | C4B | 131242-WSD11-DR-P-6033.dgn | BALL_VALVE | WSD11 | 112 | G2D | HV | 0039 |  | G2D WATER SUPPLY | G2D WATER SUPPLY | NON-HAZARDOUS | ISOLATION | WSD11-112-G2D-00207B-50-SS16 | 600 | 50 | PN16 | TBA |  |  | 2760 | 30 | 500 | 450 | 530 | 900 | NC | BRASS | SS 316 | DISC |  |  | THREADED |  |  | COMBAT | COMBAT | [12 empty] | COMBAT
0010334459 | AT_HVALVE | WSD11-112-HV-0040 | C4B | 131242-WSD11-DR-P-6033.dgn | GATE_VALVE | WSD11 | 112 | G2D | HV | 0040 |  | HOSE REEL | HOSE REEL | NON-HAZARDOUS | ISOLATION | WSD11-112-G2D-00207A-50-SS16 | 600 | 25 | PN16 | TBA |  |  | 2760 | 30 | 500 | 450 | 530 | 900 | NC | BRASS | SS 316 | DISC |  |  | THREADED |  |  | COMBAT | COMBAT | [12 empty] | COMBAT
0010279508 | AT_HVALVE | WSD11-112-HV-0101A | C4B | 131242-WSD11-DR-P-6008.dgn | KNIFE_GATE_VALVE | WSD11 | 112 | HS | HV | 0101 | A | TRAIN 1 FLASHTANK DISCHARGE PUMP A INLET | TRAIN 1 FLASHTANK DISCHARGE PUMP A INLET | NON-HAZARDOUS | ISOLATION | WSD11-112-HS-00101-200-SS16 | 550 | 200 | PN16 | TBA | 33000 | 9200 | 46000 | 80 | 50 | 50 | 50 | 825 | NO | CAST IRON | STAINLESS STEEL | DISC | AFLAS |  | FLANGED | CUK-200 |  | COTSWOLD VALVES | COTSWOLD VALVES | https://cotswoldvalves.co.uk/ | (+44) 012175 28870 |  | sales@cotswoldvalves.co.uk | UNITED KINGDOM | [7 empty] | CAMBI
0010279496 | AT_HVALVE | WSD11-112-HV-0102A | C4B | 131242-WSD11-DR-P-6008.dgn | BALL_VALVE | WSD11 | 112 | HS | HV | 0102 | A | TRAIN 1 FLASHTANK DISCHARGE PUMP A FLUSH DRAIN 1 | TRAIN 1 FLASHTANK DISCHARGE PUMP A FLUSH DRAIN 1 | NON-HAZARDOUS | DRAIN | WSD11-112-HS-00101H-25-SS16 | 550 | 25 | PN16 | TBA |  |  |  | 80 | 50 | 50 | 50 | 825 | NC | SS316 | A182-F304 | BALL | PTFE |  | THREADED | 2006FEW |  | HAITIMA | HAITIMA | https://www.haitima.com.tw/ | +886-2-26585800 |  | haitima@haitima.com.tw | TAIWAN | [7 empty] | CAMBI
0010279503 | AT_HVALVE | WSD11-112-HV-0103A | C4B | 131242-WSD11-DR-P-6008.dgn | BALL_VALVE | WSD11 | 112 | HS | HV | 0103 | A | TRAIN 1 FLASHTANK DISCHARGE PUMP A FLUSH DRAIN 2 | TRAIN 1 FLASHTANK DISCHARGE PUMP A FLUSH DRAIN 2 | NON-HAZARDOUS | DRAIN | WSD11-112-HS-00102C-25-SS16 | 1200 | 25 | PN16 | TBA |  |  |  | 80 | 245 | 245 | 600 | 1800 | NC | SS316 | A182-F304 | BALL | PTFE |  | THREADED | 2006FEW |  | HAITIMA | HAITIMA | https://www.haitima.com.tw/ | +886-2-26585800 |  | haitima@haitima.com.tw | TAIWAN | [7 empty] | CAMBI
0010279507 | AT_HVALVE | WSD11-112-HV-0103B | C4B | 131242-WSD11-DR-P-6008.dgn | BALL_VALVE | WSD11 | 112 | HS | HV | 0103 | B | TRAIN 1 FLASHTANK DISCHARGE PUMP B FLUSH DRAIN 2 | TRAIN 1 FLASHTANK DISCHARGE PUMP B FLUSH DRAIN 2 | NON-HAZARDOUS | DRAIN | WSD11-112-HS-00103C-25-SS16 | 1200 | 25 | PN16 | TBA |  |  |  | 80 | 245 | 245 | 600 | 1800 | NC | SS316 | A182-F304 | BALL | PTFE |  | THREADED | 2006FEW |  | HAITIMA | HAITIMA | https://www.haitima.com.tw/ | +886-2-26585800 |  | haitima@haitima.com.tw | TAIWAN | [7 empty] | CAMBI
0010312235 | AT_HVALVE | WSD11-112-HV-0104A | C4B | 131242-WSD11-DR-P-6008.dgn | KNIFE_GATE_VALVE | WSD11 | 112 | HS | HV | 0104 | A | TRAIN 1 FLASHTANK DISCHARGE PUMP A DISCHARGE | TRAIN 1 FLASHTANK DISCHARGE PUMP A DISCHARGE | NON-HAZARDOUS | ISOLATION | WSD11-112-HS-00102-100-SS16 | 1200 | 100 | PN16 | TBA | 33000 | 9200 | 46000 | 80 | 245 | 245 | 600 | 1800 | NO | CAST IRON | STAINLESS STEEL | DISC | AFLAS |  | FLANGED | CUK-100 |  | COTSWOLD VALVES | COTSWOLD VALVES | https://cotswoldvalves.co.uk/ | (+44) 012175 28870 |  | sales@cotswoldvalves.co.uk | UNITED KINGDOM | [7 empty] | CAMBI
0010279510 | AT_HVALVE | WSD11-112-HV-0104B | C4B | 131242-WSD11-DR-P-6008.dgn | KNIFE_GATE_VALVE | WSD11 | 112 | HS | HV | 0104 | B | TRAIN 1 FLASHTANK DISCHARGE PUMP B DISCHARGE | TRAIN 1 FLASHTANK DISCHARGE PUMP B DISCHARGE | NON-HAZARDOUS | ISOLATION | WSD11-112-HS-00103-100-SS16 | 1200 | 100 | PN16 | TBA | 33000 | 9200 | 46000 | 80 | 245 | 245 | 600 | 1800 | NO | CAST IRON | STAINLESS STEEL | DISC | AFLAS |  | FLANGED | CUK-100 |  | COTSWOLD VALVES | COTSWOLD VALVES | https://cotswoldvalves.co.uk/ | (+44) 012175 28870 |  | sales@cotswoldvalves.co.uk | UNITED KINGDOM | [7 empty] | CAMBI
0010279529 | AT_HVALVE | WSD11-112-HV-0105A | C4B | 131242-WSD11-DR-P-6008.dgn | BALL_VALVE | WSD11 | 112 | HS | HV | 0105 | A | TRAIN 1 FLASHTANK DISCHARGE PUMP A FLUSH DRAIN 3 | TRAIN 1 FLASHTANK DISCHARGE PUMP A FLUSH DRAIN 3 | NON-HAZARDOUS | DRAIN | WSD11-112-HS-00102E-25-SS16 | 1200 | 25 | PN16 | TBA |  |  |  | 80 | 245 | 245 | 600 | 1800 | NC | SS316 | A182-F304 | BALL | PTFE |  | THREADED | 2006FEW |  | HAITIMA | HAITIMA | https://www.haitima.com.tw/ | +886-2-26585800 |  | haitima@haitima.com.tw | TAIWAN | [7 empty] | CAMBI
0010312233 | AT_HVALVE | WSD11-112-HV-0106A | C4B | 131242-WSD11-DR-P-6008.dgn | KNIFE_GATE_VALVE | WSD11 | 112 | HS | HV | 0106 | A | TRAIN 1 PRE COOLER S1 A INLET | TRAIN 1 PRE COOLER S1 A INLET | NON-HAZARDOUS | ISOLATION | WSD11-112-HS-00102-100-SS16 | 1200 | 100 | PN16 | TBA | 33000 | 9200 | 46000 | 80 | 245 | 245 | 600 | 1800 | NO | CAST IRON | STAINLESS STEEL | DISC | AFLAS |  | FLANGED | CUK-100 |  | COTSWOLD VALVES | COTSWOLD VALVES | https://cotswoldvalves.co.uk/ | (+44) 012175 28870 |  | sales@cotswoldvalves.co.uk | UNITED KINGDOM | [7 empty] | CAMBI
0010279514 | AT_HVALVE | WSD11-112-HV-0106B | C4B | 131242-WSD11-DR-P-6008.dgn | KNIFE_GATE_VALVE | WSD11 | 112 | HS | HV | 0106 | B | TRAIN 1 PRE COOLER S1 B INLET | TRAIN 1 PRE COOLER S1 B INLET | NON-HAZARDOUS | ISOLATION | WSD11-112-HS-00103-100-SS16 | 1200 | 100 | PN16 | TBA | 33000 | 9200 | 46000 | 80 | 245 | 245 | 600 | 1800 | NO | CAST IRON | STAINLESS STEEL | DISC | AFLAS |  | FLANGED | CUK-100 |  | COTSWOLD VALVES | COTSWOLD VALVES | https://cotswoldvalves.co.uk/ | (+44) 012175 28870 |  | sales@cotswoldvalves.co.uk | UNITED KINGDOM | [7 empty] | CAMBI
0010331101 | AT_HVALVE | WSD11-112-HV-0107 | C4B | 131242-WSD11-DR-P-6008.dgn | KNIFE_GATE_VALVE | WSD11 | 112 | HS | HV | 0107 |  | TRAIN 1 FLASHTANK DISCHARGE PUMP CROSSOVER | TRAIN 1 FLASHTANK DISCHARGE PUMP CROSSOVER | NON-HAZARDOUS | ISOLATION | WSD11-112-HS-00104-100-SS16 | 1200 | 100 | PN16 | TBA | 33000 | 9200 | 46000 | 80 | 245 | 245 | 600 | 1800 | NC | CAST IRON | STAINLESS STEEL | DISC | AFLAS |  | FLANGED | CUK-100 |  | COTSWOLD VALVES | COTSWOLD VALVES | https://cotswoldvalves.co.uk/ | (+44) 012175 28870 |  | sales@cotswoldvalves.co.uk | UNITED KINGDOM | [7 empty] | CAMBI
0010331100 | AT_HVALVE | WSD11-112-HV-0108 | C4B | 131242-WSD11-DR-P-6008.dgn | BALL_VALVE | WSD11 | 112 | G2D | HV | 0108 |  | TRAIN 1 FLASHTANK DISCHARGE PUMP G2D INLET 1 | TRAIN 1 FLASHTANK DISCHARGE PUMP G2D INLET 1 | NON-HAZARDOUS | ISOLATION | WSD11-112-G2D-00101-40-SS16 | 900 | 40 | PN16 | TBA |  |  |  | 30 | 600 | 600 | 600 | 1350 | NO | SS316 | A182-F304 | BALL | PTFE |  | THREADED | 2006FEW |  | HAITIMA | HAITIMA | https://www.haitima.com.tw/ | +886-2-26585800 |  | haitima@haitima.com.tw | TAIWAN | [7 empty] | CAMBI
0010279511 | AT_HVALVE | WSD11-112-HV-0109 | C4B | 131242-WSD11-DR-P-6008.dgn | BALL_VALVE | WSD11 | 112 | G2D | HV | 0109 |  | TRAIN 1 FLASHTANK DISCHARGE PUMP G2D DRAIN | TRAIN 1 FLASHTANK DISCHARGE PUMP G2D DRAIN | NON-HAZARDOUS | DRAIN | WSD11-112-G2D-00101A-25-SS16 | 900 | 25 | PN16 | TBA |  |  |  | 80 | 600 | 600 | 600 | 1350 | NC | SS316 | A182-F304 | BALL | PTFE |  | THREADED | 2006FEW |  | HAITIMA | HAITIMA | https://www.haitima.com.tw/ | +886-2-26585800 |  | haitima@haitima.com.tw | TAIWAN | [7 empty] | CAMBI
0010279467 | AT_HVALVE | WSD11-112-HV-0110 | C4B | 131242-WSD11-DR-P-6008.dgn | BALL_VALVE | WSD11 | 112 | G2D | HV | 0110 |  | TRAIN 1 FLASHTANK DISCHARGE PUMP G2D INLET 2 | TRAIN 1 FLASHTANK DISCHARGE PUMP G2D INLET 2 | NON-HAZARDOUS | ISOLATION | WSD11-112-G2D-00101-32-SS16 | 900 | 32 | PN16 | TBA |  |  |  | 30 | 600 | 600 | 600 | 1350 | NO | SS316 | A182-F304 | BALL | PTFE |  | THREADED | 2006FEW |  | HAITIMA | HAITIMA | https://www.haitima.com.tw/ | +886-2-26585800 |  | haitima@haitima.com.tw | TAIWAN | [7 empty] | CAMBI
0010310496 | AT_HVALVE | WSD11-112-HV-0111A | C4B | 131242-WSD11-DR-P-6015.dgn | KNIFE_GATE_VALVE | WSD11 | 112 | HS | HV | 0111 | A | TRAIN 1 PRCOOLER STAGE 1 COOLER A HS INLET | TRAIN 1 PRCOOLER STAGE 1 COOLER A HS INLET | NON-HAZARDOUS | ISOLATION | WSD11-112-HS-00102-150-SS16 | 900 | 100 | PN16 | TBA | 10400 | 9200 | 46000 | 80 | 400 | 200 | 600 | 1350 | NO | CAST IRON | STAINLESS STEEL | DISC | AFLAS |  | FLANGED | CUK-100 |  | COTSWOLD VALVES | COTSWOLD VALVES | https://cotswoldvalves.co.uk/ | (+44) 012175 28870 |  | sales@cotswoldvalves.co.uk | UNITED KINGDOM | [7 empty] | CAMBI
0010310517 | AT_HVALVE | WSD11-112-HV-0111B | C4B | 131242-WSD11-DR-P-6015.dgn | KNIFE_GATE_VALVE | WSD11 | 112 | HS | HV | 0111 | B | TRAIN 1 PRCOOLER STAGE 1 COOLER B HS INLET | TRAIN 1 PRCOOLER STAGE 1 COOLER B HS INLET | NON-HAZARDOUS | ISOLATION | WSD11-112-HS-00103-100-SS16 | 900 | 100 | PN16 | TBA | 10400 | 9200 | 46000 | 80 | 400 | 200 | 600 | 1350 | NO | CAST IRON | STAINLESS STEEL | DISC | AFLAS |  | FLANGED | CUK-100 |  | COTSWOLD VALVES | COTSWOLD VALVES | https://cotswoldvalves.co.uk/ | (+44) 012175 28870 |  | sales@cotswoldvalves.co.uk | UNITED KINGDOM | [7 empty] | CAMBI
0010277885 | AT_HVALVE | WSD11-112-HV-0112A | C4B | 131242-WSD11-DR-P-6015.dgn | BALL_VALVE | WSD11 | 112 | HS | HV | 0112 | A | TRAIN 1 PRECOOLER STAGE 1 COOLER A HS IN FLUSH | TRAIN 1 PRECOOLER STAGE 1 COOLER A HS IN FLUSH | NON-HAZARDOUS | DRAIN | WSD11-112-HS-00102F-25-SS16 | 1200 | 25 | PN16 | TBA |  |  |  | 80 | 400 | 200 | 600 | 1800 | NC | SS316 | A182-F304 | BALL | PTFE |  | THREADED | 2006FEW |  | HAITIMA | HAITIMA | https://www.haitima.com.tw/ | +886-2-26585800 |  | haitima@haitima.com.tw | TAIWAN | [7 empty] | CAMBI
0010277888 | AT_HVALVE | WSD11-112-HV-0112B | C4B | 131242-WSD11-DR-P-6015.dgn | BALL_VALVE | WSD11 | 112 | HS | HV | 0112 | B | TRAIN 1 PRECOOLER STAGE 1 COOLER B HS IN FLUSH | TRAIN 1 PRECOOLER STAGE 1 COOLER B HS IN FLUSH | NON-HAZARDOUS | DRAIN | WSD11-112-HS-00103B-25-SS16 | 1200 | 25 | PN16 | TBA |  |  |  | 80 | 400 | 200 | 600 | 1800 | NC | SS316 | A182-F304 | BALL | PTFE |  | THREADED | 2006FEW |  | HAITIMA | HAITIMA | https://www.haitima.com.tw/ | +886-2-26585800 |  | haitima@haitima.com.tw | TAIWAN | [7 empty] | CAMBI
0010277901 | AT_HVALVE | WSD11-112-HV-0113A | C4B | 131242-WSD11-DR-P-6015.dgn | BALL_VALVE | WSD11 | 112 | HS | HV | 0113 | A | TRAIN 1 PRECOOLER STAGE 1 COOLER A HS OUT FLUSH | TRAIN 1 PRECOOLER STAGE 1 COOLER A HS OUT FLUSH | NON-HAZARDOUS | DRAIN | WSD11-112-HS-00105A-25-SS16 | 1200 | 25 | PN16 | TBA |  |  |  | 71 | 200 | 100 | 600 | 1800 | NC | SS316 | A182-F304 | BALL | PTFE |  | THREADED | 2006FEW |  | HAITIMA | HAITIMA | https://www.haitima.com.tw/ | +886-2-26585800 |  | haitima@haitima.com.tw | TAIWAN | [7 empty] | CAMBI
0010277902 | AT_HVALVE | WSD11-112-HV-0113B | C4B | 131242-WSD11-DR-P-6015.dgn | BALL_VALVE | WSD11 | 112 | HS | HV | 0113 | B | TRAIN 1 PRECOOLER STAGE 1 COOLER B HS OUT FLUSH | TRAIN 1 PRECOOLER STAGE 1 COOLER B HS OUT FLUSH | NON-HAZARDOUS | DRAIN | WSD11-112-HS-00106A-25-SS16 | 1200 | 25 | PN16 | TBA |  |  |  | 71 | 200 | 100 | 600 | 1800 | NC | SS316 | A182-F304 | BALL | PTFE |  | THREADED | 2006FEW |  | HAITIMA | HAITIMA | https://www.haitima.com.tw/ | +886-2-26585800 |  | haitima@haitima.com.tw | TAIWAN | [7 empty] | CAMBI
0010277874 | AT_HVALVE | WSD11-112-HV-0114A | C4B | 131242-WSD11-DR-P-6015.dgn | KNIFE_GATE_VALVE | WSD11 | 112 | HS | HV | 0114 | A | TRAIN 1 PRECOOLER STAGE 1 COOLER A HS OUTLET | TRAIN 1 PRECOOLER STAGE 1 COOLER A HS OUTLET | NON-HAZARDOUS | ISOLATION | WSD11-112-HS-00105-100-SS16 | 900 | 100 | PN16 | TBA | 10400 | 9200 | 46000 | 71 | 300 | 80 | 600 | 1350 | NO | CAST IRON | STAINLESS STEEL | DISC | AFLAS |  | FLANGED | CUK-100 |  | COTSWOLD VALVES | COTSWOLD VALVES | https://cotswoldvalves.co.uk/ | (+44) 012175 28870 |  | sales@cotswoldvalves.co.uk | UNITED KINGDOM | [7 empty] | CAMBI
0010277845 | AT_HVALVE | WSD11-112-HV-0114B | C4B | 131242-WSD11-DR-P-6015.dgn | KNIFE_GATE_VALVE | WSD11 | 112 | HS | HV | 0114 | B | TRAIN 1 PRECOOLER STAGE 1 COOLER B HS OUTLET | TRAIN 1 PRECOOLER STAGE 1 COOLER B HS OUTLET | NON-HAZARDOUS | ISOLATION | WSD11-112-HS-00106-100-SS16 | 900 | 100 | PN16 | TBA | 10400 | 9200 | 46000 | 71 | 300 | 80 | 600 | 1350 | NO | CAST IRON | STAINLESS STEEL | DISC | AFLAS |  | FLANGED | CUK-100 |  | COTSWOLD VALVES | COTSWOLD VALVES | https://cotswoldvalves.co.uk/ | (+44) 012175 28870 |  | sales@cotswoldvalves.co.uk | UNITED KINGDOM | [7 empty] | CAMBI
0010277915 | AT_HVALVE | WSD11-112-HV-0115A | C4B | 131242-WSD11-DR-P-6015.dgn | KNIFE_GATE_VALVE | WSD11 | 112 | HS | HV | 0115 | A | TRAIN 1 PRECOOLER STAGE 1 COOLER A HS RETURN | TRAIN 1 PRECOOLER STAGE 1 COOLER A HS RETURN | NON-HAZARDOUS | ISOLATION | WSD11-112-HS-00107-200-SS16 | 900 | 80 | PN16 | TBA | 19200 | 29650 | 40000 | 71 | 200 | 80 | 380 | 1350 | NO | CAST IRON | STAINLESS STEEL | DISC | AFLAS |  | FLANGED | CUK-80 |  | COTSWOLD VALVES | COTSWOLD VALVES | https://cotswoldvalves.co.uk/ | (+44) 012175 28870 |  | sales@cotswoldvalves.co.uk | UNITED KINGDOM | [7 empty] | CAMBI
0010277916 | AT_HVALVE | WSD11-112-HV-0115B | C4B | 131242-WSD11-DR-P-6015.dgn | KNIFE_GATE_VALVE | WSD11 | 112 | HS | HV | 0115 | B | TRAIN 1 PRECOOLER STAGE 1 COOLER B HS RETURN 1 | TRAIN 1 PRECOOLER STAGE 1 COOLER B HS RETURN 1 | NON-HAZARDOUS | ISOLATION | WSD11-112-HS-00107-200-SS16 | 900 | 80 | PN16 | TBA | 19200 | 29650 | 40000 | 71 | 200 | 80 | 380 | 1350 | NO | CAST IRON | STAINLESS STEEL | DISC | AFLAS |  | FLANGED | CUK-80 |  | COTSWOLD VALVES | COTSWOLD VALVES | https://cotswoldvalves.co.uk/ | (+44) 012175 28870 |  | sales@cotswoldvalves.co.uk | UNITED KINGDOM | [7 empty] | CAMBI
0010307180 | AT_HVALVE | WSD11-112-HV-0116A | C4B | 131242-WSD11-DR-P-6015.dgn | BALL_VALVE | WSD11 | 112 | HS | HV | 0116 | A | TRAIN 1 PRECOOLER STAGE 1 COOLER A HS RETURN FLUSH | TRAIN 1 PRECOOLER STAGE 1 COOLER A HS RETURN FLUSH | NON-HAZARDOUS | DRAIN | WSD11-112-HS-00107A-25-SS16 | 1200 | 25 | PN16 | TBA |  |  |  | 71 | 200 | 100 | 600 | 1800 | NC | SS316 | A182-F304 | BALL | PTFE |  | THREADED | 2006FEW |  | HAITIMA | HAITIMA | https://www.haitima.com.tw/ | +886-2-26585800 |  | haitima@haitima.com.tw | TAIWAN | [7 empty] | CAMBI
0010277775 | AT_HVALVE | WSD11-112-HV-0116B | C4B | 131242-WSD11-DR-P-6015.dgn | BALL_VALVE | WSD11 | 112 | HS | HV | 0116 | B | TRAIN 1 PRECOOLER STAGE 1 COOLER B HS RETURN FLUSH | TRAIN 1 PRECOOLER STAGE 1 COOLER B HS RETURN FLUSH | NON-HAZARDOUS | DRAIN | WSD11-112-HS-00107B-25-SS16 | 1200 | 25 | PN16 | TBA |  |  |  | 71 | 200 | 100 | 600 | 1800 | NC | SS316 | A182-F304 | BALL | PTFE |  | THREADED | 2006FEW |  | HAITIMA | HAITIMA | https://www.haitima.com.tw/ | +886-2-26585800 |  | haitima@haitima.com.tw | TAIWAN | [7 empty] | CAMBI
0010277923 | AT_HVALVE | WSD11-112-HV-0117A | C4B | 131242-WSD11-DR-P-6015.dgn | KNIFE_GATE_VALVE | WSD11 | 112 | HS | HV | 0117 | A | TRAIN 1 PRECOOLER STAGE 1 COOLER A HS RETURN 2 | TRAIN 1 PRECOOLER STAGE 1 COOLER A HS RETURN 2 | NON-HAZARDOUS | ISOLATION | WSD11-112-HS-00107-200-SS16 | 900 | 80 | PN16 | TBA | 19200 | 29650 | 40000 | 71 | 200 | 80 | 380 | 1350 | NO | CAST IRON | STAINLESS STEEL | DISC | AFLAS |  | FLANGED | CUK-80 |  | COTSWOLD VALVES | COTSWOLD VALVES | https://cotswoldvalves.co.uk/ | (+44) 012175 28870 |  | sales@cotswoldvalves.co.uk | UNITED KINGDOM | [7 empty] | CAMBI
0010277772 | AT_HVALVE | WSD11-112-HV-0117B | C4B | 131242-WSD11-DR-P-6015.dgn | KNIFE_GATE_VALVE | WSD11 | 112 | HS | HV | 0117 | B | TRAIN 1 PRECOOLER STAGE 1 COOLER B HS RETURN 2 | TRAIN 1 PRECOOLER STAGE 1 COOLER B HS RETURN 2 | NON-HAZARDOUS | ISOLATION | WSD11-112-HS-00107-200-SS16 | 900 | 80 | PN16 | TBA | 19200 | 29650 | 40000 | 71 | 200 | 80 | 380 | 1350 | NO | CAST IRON | STAINLESS STEEL | DISC | AFLAS |  | FLANGED | CUK-80 |  | COTSWOLD VALVES | COTSWOLD VALVES | https://cotswoldvalves.co.uk/ | (+44) 012175 28870 |  | sales@cotswoldvalves.co.uk | UNITED KINGDOM | [7 empty] | CAMBI
0010277805 | AT_HVALVE | WSD11-112-HV-0118A | C4B | 131242-WSD11-DR-P-6015.dgn | BALL_VALVE | WSD11 | 112 | G2D | HV | 0118 | A | TRAIN 1 PRECOOLER STAGE 1 COOLER A G2D INLET | TRAIN 1 PRECOOLER STAGE 1 COOLER A G2D INLET | NON-HAZARDOUS | ISOLATION | WSD11-112-G2D-00103-100-SS16 | 600 | 100 | PN16 | TBA | 19500 | 16000 | 30000 | 30 | 500 | 450 | 530 | 900 | NO | SS 316 | SS 316 | BALL | PTFE |  | FLANGED | 7289 |  | ECON | ECONOSTO | https://www.econosto.fi/en/ | (+65) 6862 5200 | (+65) 6861 3822 | econosto@singnet.com.sg | FINLAND | [7 empty] | CAMBI
0010277813 | AT_HVALVE | WSD11-112-HV-0118B | C4B | 131242-WSD11-DR-P-6015.dgn | BALL_VALVE | WSD11 | 112 | G2D | HV | 0118 | B | TRAIN 1 PRECOOLER STAGE 1 COOLER B G2D INLET | TRAIN 1 PRECOOLER STAGE 1 COOLER B G2D INLET | NON-HAZARDOUS | ISOLATION | WSD11-112-G2D-00107-100-SS16 | 600 | 100 | PN16 | TBA | 19500 | 16000 | 30000 | 30 | 500 | 450 | 530 | 900 | NO | SS 316 | SS 316 | BALL | PTFE |  | FLANGED | 7289 |  | ECON | ECONOSTO | https://www.econosto.fi/en/ | (+65) 6862 5200 | (+65) 6861 3822 | econosto@singnet.com.sg | FINLAND | [7 empty] | CAMBI
0010277891 | AT_HVALVE | WSD11-112-HV-0119A | C4B | 131242-WSD11-DR-P-6015.dgn | BALL_VALVE | WSD11 | 112 | G2D | HV | 0119 | A | TRAIN 1 PRECOOLER STAGE 1 COOLER A G2D IN FLUSH | TRAIN 1 PRECOOLER STAGE 1 COOLER A G2D IN FLUSH | NON-HAZARDOUS | DRAIN | WSD11-112-G2D-00103A-25-SS16 | 600 | 25 | PN16 | TBA |  |  |  | 30 | 500 | 450 | 530 | 900 | NC | SS316 | A182-F304 | BALL | PTFE |  | THREADED | 2006FEW |  | HAITIMA | HAITIMA | https://www.haitima.com.tw/ | +886-2-26585800 |  | haitima@haitima.com.tw | TAIWAN | [7 empty] | CAMBI
0010277892 | AT_HVALVE | WSD11-112-HV-0119B | C4B | 131242-WSD11-DR-P-6015.dgn | BALL_VALVE | WSD11 | 112 | G2D | HV | 0119 | B | TRAIN 1 PRECOOLER STAGE 1 COOLER B G2D IN FLUSH | TRAIN 1 PRECOOLER STAGE 1 COOLER B G2D IN FLUSH | NON-HAZARDOUS | DRAIN | WSD11-112-G2D-00107A-25-SS16 | 600 | 25 | PN16 | TBA |  |  |  | 30 | 500 | 450 | 530 | 900 | NC | SS316 | A182-F304 | BALL | PTFE |  | THREADED | 2006FEW |  | HAITIMA | HAITIMA | https://www.haitima.com.tw/ | +886-2-26585800 |  | haitima@haitima.com.tw | TAIWAN | [7 empty] | CAMBI
0010277883 | AT_HVALVE | WSD11-112-HV-0120A | C4B | 131242-WSD11-DR-P-6015.dgn | BALL_VALVE | WSD11 | 112 | G2D | HV | 0120 | A | TRAIN 1 PRECOOLER STAGE 1 COOLER A G2D 3 | TRAIN 1 PRECOOLER STAGE 1 COOLER A G2D 3 | NON-HAZARDOUS | ISOLATION | WSD11-112-G2D-00106-100-SS16 | 600 | 80 | PN16 | TBA | 6500 | 5333.3 | 10000 | 30 | 500 | 450 | 530 | 900 | NO | SS 316 | SS 316 | BALL | PTFE |  | FLANGED | 7289 |  | ECON | ECONOSTO | https://www.econosto.fi/en/ | (+65) 6862 5200 | (+65) 6861 3822 | econosto@singnet.com.sg | FINLAND | [7 empty] | CAMBI
0010277854 | AT_HVALVE | WSD11-112-HV-0120B | C4B | 131242-WSD11-DR-P-6015.dgn | BALL_VALVE | WSD11 | 112 | G2D | HV | 0120 | B | TRAIN 1 PRECOOLER STAGE 1 COOLER B G2D 3 | TRAIN 1 PRECOOLER STAGE 1 COOLER B G2D 3 | NON-HAZARDOUS | ISOLATION | WSD11-112-G2D-00110-100-SS16 | 600 | 80 | PN16 | TBA | 6500 | 5333.3 | 10000 | 30 | 500 | 450 | 530 | 900 | NO | SS 316 | SS 316 | BALL | PTFE |  | FLANGED | 7289 |  | ECON | ECONOSTO | https://www.econosto.fi/en/ | (+65) 6862 5200 | (+65) 6861 3822 | econosto@singnet.com.sg | FINLAND | [7 empty] | CAMBI
0010277882 | AT_HVALVE | WSD11-112-HV-0121A | C4B | 131242-WSD11-DR-P-6015.dgn | BALL_VALVE | WSD11 | 112 | G2D | HV | 0121 | A | TRAIN 1 PRECOOLER STAGE 1 COOLER A G2D 2 | TRAIN 1 PRECOOLER STAGE 1 COOLER A G2D 2 | NON-HAZARDOUS | ISOLATION | WSD11-112-G2D-00105-100-SS16 | 600 | 80 | PN16 | TBA | 6500 | 5333.3 | 10000 | 30 | 500 | 450 | 530 | 900 | NO | SS 316 | SS 316 | BALL | PTFE |  | FLANGED | 7289 |  | ECON | ECONOSTO | https://www.econosto.fi/en/ | (+65) 6862 5200 | (+65) 6861 3822 | econosto@singnet.com.sg | FINLAND | [7 empty] | CAMBI
0010277853 | AT_HVALVE | WSD11-112-HV-0121B | C4B | 131242-WSD11-DR-P-6015.dgn | BALL_VALVE | WSD11 | 112 | G2D | HV | 0121 | B | TRAIN 1 PRECOOLER STAGE 1 COOLER B G2D 2 | TRAIN 1 PRECOOLER STAGE 1 COOLER B G2D 2 | NON-HAZARDOUS | ISOLATION | WSD11-112-G2D-00109-100-SS16 | 600 | 80 | PN16 | TBA | 6500 | 5333.3 | 10000 | 30 | 500 | 450 | 530 | 900 | NO | SS 316 | SS 316 | BALL | PTFE |  | FLANGED | 7289 |  | ECON | ECONOSTO | https://www.econosto.fi/en/ | (+65) 6862 5200 | (+65) 6861 3822 | econosto@singnet.com.sg | FINLAND | [7 empty] | CAMBI
0010277881 | AT_HVALVE | WSD11-112-HV-0122A | C4B | 131242-WSD11-DR-P-6015.dgn | BALL_VALVE | WSD11 | 112 | G2D | HV | 0122 | A | TRAIN 1 PRECOOLER STAGE 1 COOLER A G2D 1 | TRAIN 1 PRECOOLER STAGE 1 COOLER A G2D 1 | NON-HAZARDOUS | ISOLATION | WSD11-112-G2D-00104-100-SS16 | 600 | 80 | PN16 | TBA | 6500 | 5333.3 | 10000 | 30 | 500 | 450 | 530 | 900 | NO | SS 316 | SS 316 | BALL | PTFE |  | FLANGED | 7289 |  | ECON | ECONOSTO | https://www.econosto.fi/en/ | (+65) 6862 5200 | (+65) 6861 3822 | econosto@singnet.com.sg | FINLAND | [7 empty] | CAMBI
0010277884 | AT_HVALVE | WSD11-112-HV-0122B | C4B | 131242-WSD11-DR-P-6015.dgn | BALL_VALVE | WSD11 | 112 | G2D | HV | 0122 | B | TRAIN 1 PRECOOLER STAGE 1 COOLER B G2D 1 | TRAIN 1 PRECOOLER STAGE 1 COOLER B G2D 1 | NON-HAZARDOUS | ISOLATION | WSD11-112-G2D-00108-100-SS16 | 600 | 80 | PN16 | TBA | 6500 | 5333.3 | 10000 | 30 | 500 | 450 | 530 | 900 | NO | SS 316 | SS 316 | BALL | PTFE |  | FLANGED | 7289 |  | ECON | ECONOSTO | https://www.econosto.fi/en/ | (+65) 6862 5200 | (+65) 6861 3822 | econosto@singnet.com.sg | FINLAND | [7 empty] | CAMBI
0010277889 | AT_HVALVE | WSD11-112-HV-0123A | C4B | 131242-WSD11-DR-P-6015.dgn | BALL_VALVE | WSD11 | 112 | HWR | HV | 0123 | A | TRAIN 1 PRECOOLER STAGE 1 COOLER A G2D OUT FLUSH | TRAIN 1 PRECOOLER STAGE 1 COOLER A G2D OUT FLUSH | NON-HAZARDOUS | DRAIN | WSD11-112-HWR-00104A-25-SS16 | 900 | 25 | PN16 | TBA |  |  |  | 50 | 500 | 450 | 530 | 1350 | NC | SS316 | A182-F304 | BALL | PTFE |  | THREADED | 2006FEW |  | HAITIMA | HAITIMA | https://www.haitima.com.tw/ | +886-2-26585800 |  | haitima@haitima.com.tw | TAIWAN | [7 empty] | CAMBI
0010277890 | AT_HVALVE | WSD11-112-HV-0123B | C4B | 131242-WSD11-DR-P-6015.dgn | BALL_VALVE | WSD11 | 112 | HWR | HV | 0123 | B | TRAIN 1 PRECOOLER STAGE 1 COOLER B G2D OUT FLUSH | TRAIN 1 PRECOOLER STAGE 1 COOLER B G2D OUT FLUSH | NON-HAZARDOUS | DRAIN | WSD11-112-HWR-00108A-25-SS16 | 900 | 25 | PN16 | TBA |  |  |  | 50 | 500 | 450 | 530 | 1350 | NC | SS316 | A182-F304 | BALL | PTFE |  | THREADED | 2006FEW |  | HAITIMA | HAITIMA | https://www.haitima.com.tw/ | +886-2-26585800 |  | haitima@haitima.com.tw | TAIWAN | [7 empty] | CAMBI
0010277895 | AT_HVALVE | WSD11-112-HV-0124A | C4B | 131242-WSD11-DR-P-6015.dgn | BALL_VALVE | WSD11 | 112 | HWR | HV | 0124 | A | TRAIN 1 PRECOOLER STAGE 1 COOLER A G2D ARV | TRAIN 1 PRECOOLER STAGE 1 COOLER A G2D ARV | NON-HAZARDOUS | ISOLATION | WSD11-112-HWR-00104B-15-SS16 | 900 | 15 | PN16 | TBA |  |  |  | 50 | 500 | 450 | 530 | 1350 | NO | SS316 | A182-F304 | BALL | PTFE |  | THREADED | 2006FEW |  | HAITIMA | HAITIMA | https://www.haitima.com.tw/ | +886-2-26585800 |  | haitima@haitima.com.tw | TAIWAN | [7 empty] | CAMBI
0010277899 | AT_HVALVE | WSD11-112-HV-0124B | C4B | 131242-WSD11-DR-P-6015.dgn | BALL_VALVE | WSD11 | 112 | HWR | HV | 0124 | B | TRAIN 1 PRECOOLER STAGE 1 COOLER B G2D ARV | TRAIN 1 PRECOOLER STAGE 1 COOLER B G2D ARV | NON-HAZARDOUS | ISOLATION | WSD11-112-HWR-00108B-15-SS16 | 900 | 15 | PN16 | TBA |  |  |  | 50 | 500 | 450 | 530 | 1350 | NO | SS316 | A182-F304 | BALL | PTFE |  | THREADED | 2006FEW |  | HAITIMA | HAITIMA | https://www.haitima.com.tw/ | +886-2-26585800 |  | haitima@haitima.com.tw | TAIWAN | [7 empty] | CAMBI
0010277903 | AT_HVALVE | WSD11-112-HV-0125A | C4B | 131242-WSD11-DR-P-6015.dgn | BALL_VALVE | WSD11 | 112 | HWR | HV | 0125 | A | TRAIN 1 PRECOOLER STAGE 1 COOLER A G2D OUTLET | TRAIN 1 PRECOOLER STAGE 1 COOLER A G2D OUTLET | NON-HAZARDOUS | ISOLATION | WSD11-112-HWR-00117-100-SS16 | 900 | 100 | PN16 | TBA | 19500 | 16000 | 30000 | 50 | 500 | 450 | 530 | 1350 | NO | SS 316 | SS 316 | BALL | PTFE |  | FLANGED | 7289 |  | ECON | ECONOSTO | https://www.econosto.fi/en/ | (+65) 6862 5200 | (+65) 6861 3822 | econosto@singnet.com.sg | FINLAND | [7 empty] | CAMBI
0010277904 | AT_HVALVE | WSD11-112-HV-0125B | C4B | 131242-WSD11-DR-P-6015.dgn | BALL_VALVE | WSD11 | 112 | HWR | HV | 0125 | B | TRAIN 1 PRECOOLER STAGE 1 COOLER B G2D OUTLET | TRAIN 1 PRECOOLER STAGE 1 COOLER B G2D OUTLET | NON-HAZARDOUS | ISOLATION | WSD11-112-HWR-00118-100-SS16 | 900 | 100 | PN16 | TBA | 19500 | 16000 | 30000 | 50 | 500 | 450 | 530 | 1350 | NO | SS 316 | SS 316 | BALL | PTFE |  | FLANGED | 7289 |  | ECON | ECONOSTO | https://www.econosto.fi/en/ | (+65) 6862 5200 | (+65) 6861 3822 | econosto@singnet.com.sg | FINLAND | [7 empty] | CAMBI
0010278034 | AT_HVALVE | WSD11-112-HV-0127A | C4B | 131242-WSD11-DR-P-6016.dgn | KNIFE_GATE_VALVE | WSD11 | 112 | HS | HV | 0127 | A | TRAIN 1 CIRCULATION PUMP A INLET | TRAIN 1 CIRCULATION PUMP A INLET | NON-HAZARDOUS | ISOLATION | WSD11-112-HS-00105-200-SS16 | 900 | 200 | PN16 | TBA | 10400 | 9200 | 46000 | 56 | 100 | 50 | 600 | 1350 | NO | CAST IRON | STAINLESS STEEL | DISC | AFLAS |  | FLANGED | CUK-200 |  | COTSWOLD VALVES | COTSWOLD VALVES | https://cotswoldvalves.co.uk/ | (+44) 012175 28870 |  | sales@cotswoldvalves.co.uk | UNITED KINGDOM | [7 empty] | CAMBI
0010278055 | AT_HVALVE | WSD11-112-HV-0127B | C4B | 131242-WSD11-DR-P-6016.dgn | KNIFE_GATE_VALVE | WSD11 | 112 | HS | HV | 0127 | B | TRAIN 1 CIRCULATION PUMP B INLET | TRAIN 1 CIRCULATION PUMP B INLET | NON-HAZARDOUS | ISOLATION | WSD11-112-HS-00106-200-SS16 | 900 | 200 | PN16 | TBA | 10400 | 9200 | 46000 | 56 | 100 | 50 | 600 | 1350 | NO | CAST IRON | STAINLESS STEEL | DISC | AFLAS |  | FLANGED | CUK-200 |  | COTSWOLD VALVES | COTSWOLD VALVES | https://cotswoldvalves.co.uk/ | (+44) 012175 28870 |  | sales@cotswoldvalves.co.uk | UNITED KINGDOM | [7 empty] | CAMBI
0010278035 | AT_HVALVE | WSD11-112-HV-0128A | C4B | 131242-WSD11-DR-P-6016.dgn | BALL_VALVE | WSD11 | 112 | HS | HV | 0128 | A | TRAIN 1 CIRCULATION PUMP A INLET FLUSH DRAIN | TRAIN 1 CIRCULATION PUMP A INLET FLUSH DRAIN | NON-HAZARDOUS | DRAIN | WSD11-112-HS-00105B-25-SS16 | 900 | 25 | PN16 | TBA |  |  |  | 56 | 100 | 50 | 600 | 1800 | NC | SS316 | A182-F304 | BALL | PTFE |  | THREADED | 2006FEW |  | HAITIMA | HAITIMA | https://www.haitima.com.tw/ | +886-2-26585800 |  | haitima@haitima.com.tw | TAIWAN | [7 empty] | CAMBI
0010278038 | AT_HVALVE | WSD11-112-HV-0128B | C4B | 131242-WSD11-DR-P-6016.dgn | BALL_VALVE | WSD11 | 112 | HS | HV | 0128 | B | TRAIN 1 CIRCULATION PUMP B INLET FLUSH DRAIN | TRAIN 1 CIRCULATION PUMP B INLET FLUSH DRAIN | NON-HAZARDOUS | DRAIN | WSD11-112-HS-00106B-25-SS16 | 900 | 25 | PN16 | TBA |  |  |  | 56 | 100 | 50 | 600 | 1800 | NC | SS316 | A182-F304 | BALL | PTFE |  | THREADED | 2006FEW |  | HAITIMA | HAITIMA | https://www.haitima.com.tw/ | +886-2-26585800 |  | haitima@haitima.com.tw | TAIWAN | [7 empty] | CAMBI
0010278064 | AT_HVALVE | WSD11-112-HV-0129A | C4B | 131242-WSD11-DR-P-6016.dgn | BALL_VALVE | WSD11 | 112 | HS | HV | 0129 | A | TRAIN 1 CIRCULATION PUMP A OUTLET FLUSH DRAIN | TRAIN 1 CIRCULATION PUMP A OUTLET FLUSH DRAIN | NON-HAZARDOUS | DRAIN | WSD11-112-HS-00109B-25-SS16 | 900 | 25 | PN16 | TBA |  |  |  | 56 | 100 | 50 | 600 | 1800 | NC | SS316 | A182-F304 | BALL | PTFE |  | THREADED | 2006FEW |  | HAITIMA | HAITIMA | https://www.haitima.com.tw/ | +886-2-26585800 |  | haitima@haitima.com.tw | TAIWAN | [7 empty] | CAMBI
0010278065 | AT_HVALVE | WSD11-112-HV-0129B | C4B | 131242-WSD11-DR-P-6016.dgn | BALL_VALVE | WSD11 | 112 | HS | HV | 0129 | B | TRAIN 1 CIRCULATION PUMP B OUTLET FLUSH DRAIN | TRAIN 1 CIRCULATION PUMP B OUTLET FLUSH DRAIN | NON-HAZARDOUS | DRAIN | WSD11-112-HS-00110B-25-SS16 | 900 | 25 | PN16 | TBA |  |  |  | 56 | 100 | 50 | 600 | 1800 | NC | SS316 | A182-F304 | BALL | PTFE |  | THREADED | 2006FEW |  | HAITIMA | HAITIMA | https://www.haitima.com.tw/ | +886-2-26585800 |  | haitima@haitima.com.tw | TAIWAN | [7 empty] | CAMBI
0010312297 | AT_HVALVE | WSD11-112-HV-0130A | C4B | 131242-WSD11-DR-P-6016.dgn | KNIFE_GATE_VALVE | WSD11 | 112 | HS | HV | 0130 | A | TRAIN 1 CIRCULATION PUMP A OUTLET | TRAIN 1 CIRCULATION PUMP A OUTLET | NON-HAZARDOUS | ISOLATION | WSD11-112-HS-00109-100-SS16 | 900 | 100 | PN16 | TBA | 10400 | 9200 | 46000 | 56 | 263 | 200 | 600 | 1350 | NO | CAST IRON | STAINLESS STEEL | DISC | AFLAS |  | FLANGED | CUK-100 |  | COTSWOLD VALVES | COTSWOLD VALVES | https://cotswoldvalves.co.uk/ | (+44) 012175 28870 |  | sales@cotswoldvalves.co.uk | UNITED KINGDOM | [7 empty] | CAMBI
0010312298 | AT_HVALVE | WSD11-112-HV-0130B | C4B | 131242-WSD11-DR-P-6016.dgn | KNIFE_GATE_VALVE | WSD11 | 112 | HS | HV | 0130 | B | TRAIN 1 CIRCULATION PUMP B OUTLET | TRAIN 1 CIRCULATION PUMP B OUTLET | NON-HAZARDOUS | ISOLATION | WSD11-112-HS-00110-100-SS16 | 900 | 100 | PN16 | TBA | 10400 | 9200 | 46000 | 56 | 263 | 200 | 600 | 1350 | NO | CAST IRON | STAINLESS STEEL | DISC | AFLAS |  | FLANGED | CUK-100 |  | COTSWOLD VALVES | COTSWOLD VALVES | https://cotswoldvalves.co.uk/ | (+44) 012175 28870 |  | sales@cotswoldvalves.co.uk | UNITED KINGDOM | [7 empty] | CAMBI
0010278096 | AT_HVALVE | WSD11-112-HV-0131A | C4B | 131242-WSD11-DR-P-6016.dgn | BALL_VALVE | WSD11 | 112 | HS | HV | 0131 | A | TRAIN 1 CIRCULATION PUMP A FIT FLUSH DRAIN | TRAIN 1 CIRCULATION PUMP A FIT FLUSH DRAIN | NON-HAZARDOUS | DRAIN | WSD11-112-HS-00109A-25-SS16 | 900 | 25 | PN16 | TBA |  |  |  | 56 | 263 | 200 | 600 | 1800 | NC | SS316 | A182-F304 | BALL | PTFE |  | THREADED | 2006FEW |  | HAITIMA | HAITIMA | https://www.haitima.com.tw/ | +886-2-26585800 |  | haitima@haitima.com.tw | TAIWAN | [7 empty] | CAMBI
0010278097 | AT_HVALVE | WSD11-112-HV-0131B | C4B | 131242-WSD11-DR-P-6016.dgn | BALL_VALVE | WSD11 | 112 | HS | HV | 0131 | B | TRAIN 1 CIRCULATION PUMP B FIT FLUSH DRAIN | TRAIN 1 CIRCULATION PUMP B FIT FLUSH DRAIN | NON-HAZARDOUS | DRAIN | WSD11-112-HS-00110A-25-SS16 | 900 | 25 | PN16 | TBA |  |  |  | 56 | 263 | 200 | 600 | 1800 | NC | SS316 | A182-F304 | BALL | PTFE |  | THREADED | 2006FEW |  | HAITIMA | HAITIMA | https://www.haitima.com.tw/ | +886-2-26585800 |  | haitima@haitima.com.tw | TAIWAN | [7 empty] | CAMBI
0010312296 | AT_HVALVE | WSD11-112-HV-0132A | C4B | 131242-WSD11-DR-P-6016.dgn | KNIFE_GATE_VALVE | WSD11 | 112 | HS | HV | 0132 | A | TRAIN 1 CIRCULATION PUMP A FIT | TRAIN 1 CIRCULATION PUMP A FIT | NON-HAZARDOUS | ISOLATION | WSD11-112-HS-00109-100-SS16 | 900 | 100 | PN16 | TBA | 10400 | 9200 | 46000 | 56 | 263 | 200 | 600 | 1350 | NO | CAST IRON | STAINLESS STEEL | DISC | AFLAS |  | FLANGED | CUK-100 |  | COTSWOLD VALVES | COTSWOLD VALVES | https://cotswoldvalves.co.uk/ | (+44) 012175 28870 |  | sales@cotswoldvalves.co.uk | UNITED KINGDOM | [7 empty] | CAMBI
0010312295 | AT_HVALVE | WSD11-112-HV-0132B | C4B | 131242-WSD11-DR-P-6016.dgn | KNIFE_GATE_VALVE | WSD11 | 112 | HS | HV | 0132 | B | TRAIN 1 CIRCULATION PUMP B FIT | TRAIN 1 CIRCULATION PUMP B FIT | NON-HAZARDOUS | ISOLATION | WSD11-112-HS-00110-100-SS16 | 900 | 100 | PN16 | TBA | 10400 | 9200 | 46000 | 56 | 263 | 200 | 600 | 1350 | NO | CAST IRON | STAINLESS STEEL | DISC | AFLAS |  | FLANGED | CUK-100 |  | COTSWOLD VALVES | COTSWOLD VALVES | https://cotswoldvalves.co.uk/ | (+44) 012175 28870 |  | sales@cotswoldvalves.co.uk | UNITED KINGDOM | [7 empty] | CAMBI
0010310223 | AT_HVALVE | WSD11-112-HV-0133 | C4B | 131242-WSD11-DR-P-6016.dgn | KNIFE_GATE_VALVE | WSD11 | 112 | HS | HV | 0133 |  | TRAIN 1 CIRCULATION PUMP INLET CROSSOVER | TRAIN 1 CIRCULATION PUMP INLET CROSSOVER | NON-HAZARDOUS | ISOLATION | WSD11-112-HS-00108-200-SS16 | 900 | 200 | PN16 | TBA | 10400 | 9200 | 46000 | 56 | 100 | 50 | 600 | 1350 | NC | CAST IRON | STAINLESS STEEL | DISC | AFLAS |  | FLANGED | CUK-200 |  | COTSWOLD VALVES | COTSWOLD VALVES | https://cotswoldvalves.co.uk/ | (+44) 012175 28870 |  | sales@cotswoldvalves.co.uk | UNITED KINGDOM | [7 empty] | CAMBI
0010278086 | AT_HVALVE | WSD11-112-HV-0134 | C4B | 131242-WSD11-DR-P-6016.dgn | KNIFE_GATE_VALVE | WSD11 | 112 | HS | HV | 0134 |  | TRAIN 1 CIRCULATION PUMPS OUTLET CROSSOVER | TRAIN 1 CIRCULATION PUMPS OUTLET CROSSOVER | NON-HAZARDOUS | ISOLATION | WSD11-112-HS-00111-100-SS16 | 900 | 100 | PN16 | TBA | 10400 | 9200 | 46000 | 56 | 263 | 200 | 600 | 1350 | NC | CAST IRON | STAINLESS STEEL | DISC | AFLAS |  | FLANGED | CUK-100 |  | COTSWOLD VALVES | COTSWOLD VALVES | https://cotswoldvalves.co.uk/ | (+44) 012175 28870 |  | sales@cotswoldvalves.co.uk | UNITED KINGDOM | [7 empty] | CAMBI
0010278164 | AT_HVALVE | WSD11-112-HV-0135A | C4B | 131242-WSD11-DR-P-6017.dgn | KNIFE_GATE_VALVE | WSD11 | 112 | HS | HV | 0135 | A | TRAIN 1 PRECOOLER STAGE 2 COOLER A HS INLET | TRAIN 1 PRECOOLER STAGE 2 COOLER A HS INLET | NON-HAZARDOUS | ISOLATION | WSD11-112-HS-00109-100-SS16 | 900 | 100 | PN16 | TBA | 10400 | 9200 | 46000 | 71 | 263 | 200 | 600 | 1350 | NO | CAST IRON | STAINLESS STEEL | DISC | AFLAS |  | FLANGED | CUK-100 |  | COTSWOLD VALVES | COTSWOLD VALVES | https://cotswoldvalves.co.uk/ | (+44) 012175 28870 |  | sales@cotswoldvalves.co.uk | UNITED KINGDOM | [7 empty] | CAMBI
0010278267 | AT_HVALVE | WSD11-112-HV-0135B | C4B | 131242-WSD11-DR-P-6017.dgn | KNIFE_GATE_VALVE | WSD11 | 112 | HS | HV | 0135 | B | TRAIN 1 PRECOOLER STAGE 2 COOLER B HS INLET | TRAIN 1 PRECOOLER STAGE 2 COOLER B HS INLET | NON-HAZARDOUS | ISOLATION | WSD11-112-HS-00110-100-SS16 | 900 | 100 | PN16 | TBA | 10400 | 9200 | 46000 | 71 | 263 | 200 | 600 | 1350 | NO | CAST IRON | STAINLESS STEEL | DISC | AFLAS |  | FLANGED | CUK-100 |  | COTSWOLD VALVES | COTSWOLD VALVES | https://cotswoldvalves.co.uk/ | (+44) 012175 28870 |  | sales@cotswoldvalves.co.uk | UNITED KINGDOM | [7 empty] | CAMBI
0010278237 | AT_HVALVE | WSD11-112-HV-0136A | C4B | 131242-WSD11-DR-P-6017.dgn | BALL_VALVE | WSD11 | 112 | HS | HV | 0136 | A | TRAIN 1 PRECOOLER STAGE 2 COOLER A HS INLET FLUSH | TRAIN 1 PRECOOLER STAGE 2 COOLER A HS INLET FLUSH | NON-HAZARDOUS | DRAIN | WSD11-112-HS-00109C-25-SS16 | 900 | 25 | PN16 | TBA |  |  |  | 71 | 263 | 200 | 600 | 1350 | NC | SS316 | A182-F304 | BALL | PTFE |  | THREADED | 2006FEW |  | HAITIMA | HAITIMA | https://www.haitima.com.tw/ | +886-2-26585800 |  | haitima@haitima.com.tw | TAIWAN | [7 empty] | CAMBI
0010278240 | AT_HVALVE | WSD11-112-HV-0136B | C4B | 131242-WSD11-DR-P-6017.dgn | BALL_VALVE | WSD11 | 112 | HS | HV | 0136 | B | TRAIN 1 PRECOOLER STAGE 2 COOLER B HS INLET FLUSH | TRAIN 1 PRECOOLER STAGE 2 COOLER B HS INLET FLUSH | NON-HAZARDOUS | DRAIN | WSD11-112-HS-00110C-25-SS16 | 900 | 25 | PN16 | TBA |  |  |  | 71 | 263 | 200 | 600 | 1350 | NC | SS316 | A182-F304 | BALL | PTFE |  | THREADED | 2006FEW |  | HAITIMA | HAITIMA | https://www.haitima.com.tw/ | +886-2-26585800 |  | haitima@haitima.com.tw | TAIWAN | [7 empty] | CAMBI
0010278253 | AT_HVALVE | WSD11-112-HV-0137A | C4B | 131242-WSD11-DR-P-6017.dgn | BALL_VALVE | WSD11 | 112 | HS | HV | 0137 | A | TRAIN 1 PRECOOLER STAGE 2 COOLER A HS OUT FLUSH | TRAIN 1 PRECOOLER STAGE 2 COOLER A HS OUT FLUSH | NON-HAZARDOUS | DRAIN | WSD11-112-HS-00114A-25-SS16 | 900 | 25 | PN16 | TBA |  |  |  | 50 | 100 | 100 | 600 | 1350 | NC | SS316 | A182-F304 | BALL | PTFE |  | THREADED | 2006FEW |  | HAITIMA | HAITIMA | https://www.haitima.com.tw/ | +886-2-26585800 |  | haitima@haitima.com.tw | TAIWAN | [7 empty] | CAMBI
0010278260 | AT_HVALVE | WSD11-112-HV-0137B | C4B | 131242-WSD11-DR-P-6017.dgn | BALL_VALVE | WSD11 | 112 | HS | HV | 0137 | B | TRAIN 1 PRECOOLER STAGE 2 COOLER B HS OUT FLUSH | TRAIN 1 PRECOOLER STAGE 2 COOLER B HS OUT FLUSH | NON-HAZARDOUS | DRAIN | WSD11-112-HS-00115A-25-SS16 | 900 | 25 | PN16 | TBA |  |  |  | 50 | 100 | 100 | 600 | 1350 | NC | SS316 | A182-F304 | BALL | PTFE |  | THREADED | 2006FEW |  | HAITIMA | HAITIMA | https://www.haitima.com.tw/ | +886-2-26585800 |  | haitima@haitima.com.tw | TAIWAN | [7 empty] | CAMBI
0010335184 | AT_HVALVE | WSD11-112-HV-0138 | C4B | 131242-WSD11-DR-P-6017.dgn | BALL_VALVE | WSD11 | 112 | IA | HV | 0138 |  | ISOLATION FOR AV | ISOLATION FOR AV | NON-HAZARDOUS | ISOLATION | WSD11-006-IA-00018-25-SS16 | 1100 | 25 | PN16 | TBA |  |  |  | 42 | 850 | 850 | 1000 | 1500 | NO | SS316 | SS316 | BALL | HYPATITE PTFE |  | THREADED | H5V03 |  | HEATON | HEATON | https://www.heaton-valves.com/ |  |  | sales@heaton-valves.com | TAIWAN | [7 empty] | OVS
0010278277 | AT_HVALVE | WSD11-112-HV-0138A | C4B | 131242-WSD11-DR-P-6017.dgn | KNIFE_GATE_VALVE | WSD11 | 112 | HS | HV | 0138 | A | TRAIN 1 PRECOOLER STAGE 2 COOLER A HS OUTLET | TRAIN 1 PRECOOLER STAGE 2 COOLER A HS OUTLET | NON-HAZARDOUS | ISOLATION | WSD11-112-HS-00114-100-SS16 | 900 | 100 | PN16 | TBA | 10400 | 9200 | 46000 | 50 | 200 | 100 | 600 | 1350 | NO | CAST IRON | STAINLESS STEEL | DISC | AFLAS |  | FLANGED | CUK-100 |  | COTSWOLD VALVES | COTSWOLD VALVES | https://cotswoldvalves.co.uk/ | (+44) 012175 28870 |  | sales@cotswoldvalves.co.uk | UNITED KINGDOM | [7 empty] | CAMBI
0010278278 | AT_HVALVE | WSD11-112-HV-0138B | C4B | 131242-WSD11-DR-P-6017.dgn | KNIFE_GATE_VALVE | WSD11 | 112 | HS | HV | 0138 | B | TRAIN 1 PRECOOLER STAGE 2 COOLER B HS OUTLET | TRAIN 1 PRECOOLER STAGE 2 COOLER B HS OUTLET | NON-HAZARDOUS | ISOLATION | WSD11-112-HS-00115-100-SS16 | 900 | 100 | PN16 | TBA | 10400 | 9200 | 46000 | 50 | 200 | 100 | 600 | 1350 | NO | CAST IRON | STAINLESS STEEL | DISC | AFLAS |  | FLANGED | CUK-100 |  | COTSWOLD VALVES | COTSWOLD VALVES | https://cotswoldvalves.co.uk/ | (+44) 012175 28870 |  | sales@cotswoldvalves.co.uk | UNITED KINGDOM | [7 empty] | CAMBI
0010278231 | AT_HVALVE | WSD11-112-HV-0139A | C4B | 131242-WSD11-DR-P-6017.dgn | KNIFE_GATE_VALVE | WSD11 | 112 | HS | HV | 0139 | A | TRAIN 1 PRECOOLER STAGE 2 COOLER A HS RETURN CV 1 | TRAIN 1 PRECOOLER STAGE 2 COOLER A HS RETURN CV 1 | NON-HAZARDOUS | ISOLATION | WSD11-112-HS-00112-100-SS16 | 900 | 80 | PN16 | TBA | 10400 | 9200 | 46000 | 50 | 300 | 50 | 600 | 1350 | NO | CAST IRON | STAINLESS STEEL | DISC | AFLAS |  | FLANGED | CUK-80 |  | COTSWOLD VALVES | COTSWOLD VALVES | https://cotswoldvalves.co.uk/ | (+44) 012175 28870 |  | sales@cotswoldvalves.co.uk | UNITED KINGDOM | [7 empty] | CAMBI
0010278235 | AT_HVALVE | WSD11-112-HV-0139B | C4B | 131242-WSD11-DR-P-6017.dgn | KNIFE_GATE_VALVE | WSD11 | 112 | HS | HV | 0139 | B | TRAIN 1 PRECOOLER STAGE 2 COOLER B HS RETURN CV 1 | TRAIN 1 PRECOOLER STAGE 2 COOLER B HS RETURN CV 1 | NON-HAZARDOUS | ISOLATION | WSD11-112-HS-00113-100-SS16 | 900 | 80 | PN16 | TBA | 10400 | 9200 | 46000 | 50 | 300 | 50 | 600 | 1350 | NO | CAST IRON | STAINLESS STEEL | DISC | AFLAS |  | FLANGED | CUK-80 |  | COTSWOLD VALVES | COTSWOLD VALVES | https://cotswoldvalves.co.uk/ | (+44) 012175 28870 |  | sales@cotswoldvalves.co.uk | UNITED KINGDOM | [7 empty] | CAMBI
0010278281 | AT_HVALVE | WSD11-112-HV-0140A | C4B | 131242-WSD11-DR-P-6017.dgn | BALL_VALVE | WSD11 | 112 | HS | HV | 0140 | A | TRAIN 1 PRECOOLER STAGE 2 COOLER A HS RETURN FLUSH | TRAIN 1 PRECOOLER STAGE 2 COOLER A HS RETURN FLUSH | NON-HAZARDOUS | DRAIN | WSD11-112-HS-00112A-25-SS16 | 900 | 25 | PN16 | TBA |  |  |  | 50 | 100 | 100 | 600 | 1350 | NC | SS316 | A182-F304 | BALL | PTFE |  | THREADED | 2006FEW |  | HAITIMA | HAITIMA | https://www.haitima.com.tw/ | +886-2-26585800 |  | haitima@haitima.com.tw | TAIWAN | [7 empty] | CAMBI
0010278173 | AT_HVALVE | WSD11-112-HV-0140B | C4B | 131242-WSD11-DR-P-6017.dgn | BALL_VALVE | WSD11 | 112 | HS | HV | 0140 | B | TRAIN 1 PRECOOLER STAGE 2 COOLER B HS RETURN FLUSH | TRAIN 1 PRECOOLER STAGE 2 COOLER B HS RETURN FLUSH | NON-HAZARDOUS | DRAIN | WSD11-112-HS-00113A-25-SS16 | 900 | 25 | PN16 | TBA |  |  |  | 50 | 100 | 100 | 600 | 1350 | NC | SS316 | A182-F304 | BALL | PTFE |  | THREADED | 2006FEW |  | HAITIMA | HAITIMA | https://www.haitima.com.tw/ | +886-2-26585800 |  | haitima@haitima.com.tw | TAIWAN | [7 empty] | CAMBI
0010307185 | AT_HVALVE | WSD11-112-HV-0141A | C4B | 131242-WSD11-DR-P-6017.dgn | KNIFE_GATE_VALVE | WSD11 | 112 | HS | HV | 0141 | A | TRAIN 1 PRECOOLER STAGE 2 COOLER A HS RETURN CV 2 | TRAIN 1 PRECOOLER STAGE 2 COOLER A HS RETURN CV 2 | NON-HAZARDOUS | ISOLATION | WSD11-112-HS-00112-100-SS16 | 900 | 80 | PN16 | TBA | 10400 | 9200 | 46000 | 50 | 300 | 50 | 600 | 1350 | NO | CAST IRON | STAINLESS STEEL | DISC | AFLAS |  | FLANGED | CUK-80 |  | COTSWOLD VALVES | COTSWOLD VALVES | https://cotswoldvalves.co.uk/ | (+44) 012175 28870 |  | sales@cotswoldvalves.co.uk | UNITED KINGDOM | [7 empty] | CAMBI
0010307186 | AT_HVALVE | WSD11-112-HV-0141B | C4B | 131242-WSD11-DR-P-6017.dgn | KNIFE_GATE_VALVE | WSD11 | 112 | HS | HV | 0141 | B | TRAIN 1 PRECOOLER STAGE 2 COOLER B HS RETURN CV 2 | TRAIN 1 PRECOOLER STAGE 2 COOLER B HS RETURN CV 2 | NON-HAZARDOUS | ISOLATION | WSD11-112-HS-00113-100-SS16 | 900 | 80 | PN16 | TBA | 10400 | 9200 | 46000 | 50 | 300 | 50 | 600 | 1350 | NO | CAST IRON | STAINLESS STEEL | DISC | AFLAS |  | FLANGED | CUK-80 |  | COTSWOLD VALVES | COTSWOLD VALVES | https://cotswoldvalves.co.uk/ | (+44) 012175 28870 |  | sales@cotswoldvalves.co.uk | UNITED KINGDOM | [7 empty] | CAMBI
0010278172 | AT_HVALVE | WSD11-112-HV-0142A | C4B | 131242-WSD11-DR-P-6017.dgn | BALL_VALVE | WSD11 | 112 | G2D | HV | 0142 | A | TRAIN 1 PRECOOLER STAGE 2 COOLER A G2D INLET | TRAIN 1 PRECOOLER STAGE 2 COOLER A G2D INLET | NON-HAZARDOUS | ISOLATION | WSD11-112-G2D-00111-100-SS16 | 600 | 100 | PN16 | TBA | 66100 | 40000 | 82000 | 30 | 450 | 500 | 530 | 900 | NO | SS 316 | SS 316 | BALL | PTFE |  | FLANGED | 7289 |  | ECON | ECONOSTO | https://www.econosto.fi/en/ | (+65) 6862 5200 | (+65) 6861 3822 | econosto@singnet.com.sg | FINLAND | [7 empty] | CAMBI
0010307269 | AT_HVALVE | WSD11-112-HV-0142B | C4B | 131242-WSD11-DR-P-6017.dgn | BALL_VALVE | WSD11 | 112 | G2D | HV | 0142 | B | TRAIN 1 PRECOOLER STAGE 2 COOLER B G2D INLET | TRAIN 1 PRECOOLER STAGE 2 COOLER B G2D INLET | NON-HAZARDOUS | ISOLATION | WSD11-112-G2D-00115-100-SS16 | 600 | 100 | PN16 | TBA | 66100 | 40000 | 82000 | 30 | 450 | 500 | 530 | 900 | NO | SS 316 | SS 316 | BALL | PTFE |  | FLANGED | 7289 |  | ECON | ECONOSTO | https://www.econosto.fi/en/ | (+65) 6862 5200 | (+65) 6861 3822 | econosto@singnet.com.sg | FINLAND | [7 empty] | CAMBI
0010278270 | AT_HVALVE | WSD11-112-HV-0143A | C4B | 131242-WSD11-DR-P-6017.dgn | BALL_VALVE | WSD11 | 112 | G2D | HV | 0143 | A | TRAIN 1 PRECOOLER STAGE 2 COOLER A G2D IN FLUSH | TRAIN 1 PRECOOLER STAGE 2 COOLER A G2D IN FLUSH | NON-HAZARDOUS | DRAIN | WSD11-112-G2D-00111A-25-SS16 | 600 | 25 | PN16 | TBA |  |  |  | 30 | 500 | 450 | 530 | 900 | NC | SS316 | A182-F304 | BALL | PTFE |  | THREADED | 2006FEW |  | HAITIMA | HAITIMA | https://www.haitima.com.tw/ | +886-2-26585800 |  | haitima@haitima.com.tw | TAIWAN | [7 empty] | CAMBI
0010307270 | AT_HVALVE | WSD11-112-HV-0143B | C4B | 131242-WSD11-DR-P-6017.dgn | BALL_VALVE | WSD11 | 112 | G2D | HV | 0143 | B | TRAIN 1 PRECOOLER STAGE 2 COOLER B G2D IN FLUSH | TRAIN 1 PRECOOLER STAGE 2 COOLER B G2D IN FLUSH | NON-HAZARDOUS | DRAIN | WSD11-112-G2D-00115A-25-SS16 | 600 | 25 | PN16 | TBA |  |  |  | 30 | 500 | 450 | 530 | 900 | NC | SS316 | A182-F304 | BALL | PTFE |  | THREADED | 2006FEW |  | HAITIMA | HAITIMA | https://www.haitima.com.tw/ | +886-2-26585800 |  | haitima@haitima.com.tw | TAIWAN | [7 empty] | CAMBI
0010278263 | AT_HVALVE | WSD11-112-HV-0144A | C4B | 131242-WSD11-DR-P-6017.dgn | BALL_VALVE | WSD11 | 112 | G2D | HV | 0144 | A | TRAIN 1 PRECOOLER STAGE 2 COOLER A G2D INLET 3 | TRAIN 1 PRECOOLER STAGE 2 COOLER A G2D INLET 3 | NON-HAZARDOUS | ISOLATION | WSD11-112-G2D-00114-100-SS16 | 600 | 80 | PN16 | TBA | 22033.3 | 13333.3 | 27333.3 | 30 | 500 | 450 | 530 | 900 | NO | SS 316 | SS 316 | BALL | PTFE |  | FLANGED | 7289 |  | ECON | ECONOSTO | https://www.econosto.fi/en/ | (+65) 6862 5200 | (+65) 6861 3822 | econosto@singnet.com.sg | FINLAND | [7 empty] | CAMBI
0010278266 | AT_HVALVE | WSD11-112-HV-0144B | C4B | 131242-WSD11-DR-P-6017.dgn | BALL_VALVE | WSD11 | 112 | G2D | HV | 0144 | B | TRAIN 1 PRECOOLER STAGE 2 COOLER B G2D INLET 3 | TRAIN 1 PRECOOLER STAGE 2 COOLER B G2D INLET 3 | NON-HAZARDOUS | ISOLATION | WSD11-112-G2D-00118-100-SS16 | 600 | 80 | PN16 | TBA | 22033.3 | 13333.3 | 27333.3 | 30 | 500 | 450 | 530 | 900 | NO | SS 316 | SS 316 | BALL | PTFE |  | FLANGED | 7289 |  | ECON | ECONOSTO | https://www.econosto.fi/en/ | (+65) 6862 5200 | (+65) 6861 3822 | econosto@singnet.com.sg | FINLAND | [7 empty] | CAMBI
0010278262 | AT_HVALVE | WSD11-112-HV-0145A | C4B | 131242-WSD11-DR-P-6017.dgn | BALL_VALVE | WSD11 | 112 | G2D | HV | 0145 | A | TRAIN 1 PRECOOLER STAGE 2 COOLER A G2D INLET 2 | TRAIN 1 PRECOOLER STAGE 2 COOLER A G2D INLET 2 | NON-HAZARDOUS | ISOLATION | WSD11-112-G2D-00113-100-SS16 | 600 | 80 | PN16 | TBA | 22033.3 | 13333.3 | 27333.3 | 30 | 500 | 450 | 530 | 900 | NO | SS 316 | SS 316 | BALL | PTFE |  | FLANGED | 7289 |  | ECON | ECONOSTO | https://www.econosto.fi/en/ | (+65) 6862 5200 | (+65) 6861 3822 | econosto@singnet.com.sg | FINLAND | [7 empty] | CAMBI
0010278265 | AT_HVALVE | WSD11-112-HV-0145B | C4B | 131242-WSD11-DR-P-6017.dgn | BALL_VALVE | WSD11 | 112 | G2D | HV | 0145 | B | TRAIN 1 PRECOOLER STAGE 2 COOLER B G2D INLET 2 | TRAIN 1 PRECOOLER STAGE 2 COOLER B G2D INLET 2 | NON-HAZARDOUS | ISOLATION | WSD11-112-G2D-00117-100-SS16 | 600 | 80 | PN16 | TBA | 22033.3 | 13333.3 | 27333.3 | 30 | 500 | 450 | 530 | 900 | NO | SS 316 | SS 316 | BALL | PTFE |  | FLANGED | 7289 |  | ECON | ECONOSTO | https://www.econosto.fi/en/ | (+65) 6862 5200 | (+65) 6861 3822 | econosto@singnet.com.sg | FINLAND | [7 empty] | CAMBI
0010278261 | AT_HVALVE | WSD11-112-HV-0146A | C4B | 131242-WSD11-DR-P-6017.dgn | BALL_VALVE | WSD11 | 112 | G2D | HV | 0146 | A | TRAIN 1 PRECOOLER STAGE 2 COOLER A G2D INLET 1 | TRAIN 1 PRECOOLER STAGE 2 COOLER A G2D INLET 1 | NON-HAZARDOUS | ISOLATION | WSD11-112-G2D-00112-100-SS16 | 600 | 80 | PN16 | TBA | 22033.3 | 13333.3 | 27333.3 | 30 | 500 | 450 | 530 | 900 | NO | SS 316 | SS 316 | BALL | PTFE |  | FLANGED | 7289 |  | ECON | ECONOSTO | https://www.econosto.fi/en/ | (+65) 6862 5200 | (+65) 6861 3822 | econosto@singnet.com.sg | FINLAND | [7 empty] | CAMBI
0010278264 | AT_HVALVE | WSD11-112-HV-0146B | C4B | 131242-WSD11-DR-P-6017.dgn | BALL_VALVE | WSD11 | 112 | G2D | HV | 0146 | B | TRAIN 1 PRECOOLER STAGE 2 COOLER B G2D INLET 1 | TRAIN 1 PRECOOLER STAGE 2 COOLER B G2D INLET 1 | NON-HAZARDOUS | ISOLATION | WSD11-112-G2D-00116-100-SS16 | 600 | 80 | PN16 | TBA | 22033.3 | 13333.3 | 27333.3 | 30 | 500 | 450 | 530 | 900 | NO | SS 316 | SS 316 | BALL | PTFE |  | FLANGED | 7289 |  | ECON | ECONOSTO | https://www.econosto.fi/en/ | (+65) 6862 5200 | (+65) 6861 3822 | econosto@singnet.com.sg | FINLAND | [7 empty] | CAMBI
0010278268 | AT_HVALVE | WSD11-112-HV-0147A | C4B | 131242-WSD11-DR-P-6017.dgn | BALL_VALVE | WSD11 | 112 | HWR | HV | 0147 | A | TRAIN 1 PRECOOLER STAGE 2 COOLER A G2D OUT FLUSH | TRAIN 1 PRECOOLER STAGE 2 COOLER A G2D OUT FLUSH | NON-HAZARDOUS | DRAIN | WSD11-112-HWR-00112A-25-SS16 | 600 | 25 | PN16 | TBA |  |  |  | 35 | 500 | 450 | 530 | 900 | NC | SS316 | A182-F304 | BALL | PTFE |  | THREADED | 2006FEW |  | HAITIMA | HAITIMA | https://www.haitima.com.tw/ | +886-2-26585800 |  | haitima@haitima.com.tw | TAIWAN | [7 empty] | CAMBI
0010278269 | AT_HVALVE | WSD11-112-HV-0147B | C4B | 131242-WSD11-DR-P-6017.dgn | BALL_VALVE | WSD11 | 112 | HWR | HV | 0147 | B | TRAIN 1 PRECOOLER STAGE 2 COOLER B G2D OUT FLUSH | TRAIN 1 PRECOOLER STAGE 2 COOLER B G2D OUT FLUSH | NON-HAZARDOUS | DRAIN | WSD11-112-HWR-00116A-25-SS16 | 600 | 25 | PN16 | TBA |  |  |  | 35 | 500 | 450 | 530 | 900 | NC | SS316 | A182-F304 | BALL | PTFE |  | THREADED | 2006FEW |  | HAITIMA | HAITIMA | https://www.haitima.com.tw/ | +886-2-26585800 |  | haitima@haitima.com.tw | TAIWAN | [7 empty] | CAMBI
0010278249 | AT_HVALVE | WSD11-112-HV-0148A | C4B | 131242-WSD11-DR-P-6017.dgn | BALL_VALVE | WSD11 | 112 | HWR | HV | 0148 | A | TRAIN 1 PRECOOLER STAGE 2 COOLER A G2D ARV | TRAIN 1 PRECOOLER STAGE 2 COOLER A G2D ARV | NON-HAZARDOUS | ISOLATION | WSD11-112-HWR-00112B-15-SS16 | 600 | 15 | PN16 | TBA |  |  |  | 35 | 500 | 450 | 530 | 900 | NO | SS316 | A182-F304 | BALL | PTFE |  | THREADED | 2006FEW |  | HAITIMA | HAITIMA | https://www.haitima.com.tw/ | +886-2-26585800 |  | haitima@haitima.com.tw | TAIWAN | [7 empty] | CAMBI
0010278256 | AT_HVALVE | WSD11-112-HV-0148B | C4B | 131242-WSD11-DR-P-6017.dgn | BALL_VALVE | WSD11 | 112 | HWR | HV | 0148 | B | TRAIN 1 PRECOOLER STAGE 2 COOLER B G2D ARV | TRAIN 1 PRECOOLER STAGE 2 COOLER B G2D ARV | NON-HAZARDOUS | ISOLATION | WSD11-112-HWR-00116B-15-SS16 | 600 | 15 | PN16 | TBA |  |  |  | 35 | 500 | 450 | 530 | 900 | NO | SS316 | A182-F304 | BALL | PTFE |  | THREADED | 2006FEW |  | HAITIMA | HAITIMA | https://www.haitima.com.tw/ | +886-2-26585800 |  | haitima@haitima.com.tw | TAIWAN | [7 empty] | CAMBI
0010278271 | AT_HVALVE | WSD11-112-HV-0149A | C4B | 131242-WSD11-DR-P-6017.dgn | BALL_VALVE | WSD11 | 112 | HWR | HV | 0149 | A | TRAIN 1 PRECOOLER STAGE 2 COOLER A G2D OUTLET | TRAIN 1 PRECOOLER STAGE 2 COOLER A G2D OUTLET | NON-HAZARDOUS | ISOLATION | WSD11-112-HWR-00119-100-SS16 | 600 | 100 | PN16 | TBA | 66100 | 40000 | 82000 | 35 | 110 | 130 | 200 | 900 | NO | SS 316 | SS 316 | BALL | PTFE |  | FLANGED | 7289 |  | ECON | ECONOSTO | https://www.econosto.fi/en/ | (+65) 6862 5200 | (+65) 6861 3822 | econosto@singnet.com.sg | FINLAND | [7 empty] | CAMBI
0010278272 | AT_HVALVE | WSD11-112-HV-0149B | C4B | 131242-WSD11-DR-P-6017.dgn | BALL_VALVE | WSD11 | 112 | HWR | HV | 0149 | B | TRAIN 1 PRECOOLER STAGE 2 COOLER B G2D OUTLET | TRAIN 1 PRECOOLER STAGE 2 COOLER B G2D OUTLET | NON-HAZARDOUS | ISOLATION | WSD11-112-HWR-00120-100-SS16 | 600 | 100 | PN16 | TBA | 66100 | 40000 | 82000 | 35 | 110 | 130 | 200 | 900 | NO | SS 316 | SS 316 | BALL | PTFE |  | FLANGED | 7289 |  | ECON | ECONOSTO | https://www.econosto.fi/en/ | (+65) 6862 5200 | (+65) 6861 3822 | econosto@singnet.com.sg | FINLAND | [7 empty] | CAMBI
0010278430 | AT_HVALVE | WSD11-112-HV-0150A | C4B | 131242-WSD11-DR-P-6018.dgn | KNIFE_GATE_VALVE | WSD11 | 112 | HS | HV | 0150 | A | TRAIN 1 DIGESTER FEED PUMP A INLET | TRAIN 1 DIGESTER FEED PUMP A INLET | NON-HAZARDOUS | ISOLATION | WSD11-112-HS-00114-200-SS16 | 900 | 200 | PN16 | TBA | 20800 | 20800 | 30000 | 50 | 260 | 200 | 600 | 1800 | NO | CAST IRON | STAINLESS STEEL | DISC | AFLAS |  | FLANGED | CUK-200 |  | COTSWOLD VALVES | COTSWOLD VALVES | https://cotswoldvalves.co.uk/ | (+44) 012175 28870 |  | sales@cotswoldvalves.co.uk | UNITED KINGDOM | [7 empty] | CAMBI
0010278410 | AT_HVALVE | WSD11-112-HV-0150B | C4B | 131242-WSD11-DR-P-6018.dgn | KNIFE_GATE_VALVE | WSD11 | 112 | HS | HV | 0150 | B | TRAIN 1 DIGESTER FEED PUMP B INLET | TRAIN 1 DIGESTER FEED PUMP B INLET | NON-HAZARDOUS | ISOLATION | WSD11-112-HS-00117-200-SS16 | 900 | 200 | PN16 | TBA | 20800 | 20800 | 30000 | 50 | 260 | 200 | 600 | 1800 | NO | CAST IRON | STAINLESS STEEL | DISC | AFLAS |  | FLANGED | CUK-200 |  | COTSWOLD VALVES | COTSWOLD VALVES | https://cotswoldvalves.co.uk/ | (+44) 012175 28870 |  | sales@cotswoldvalves.co.uk | UNITED KINGDOM | [7 empty] | CAMBI
0010278423 | AT_HVALVE | WSD11-112-HV-0151A | C4B | 131242-WSD11-DR-P-6018.dgn | BALL_VALVE | WSD11 | 112 | HS | HV | 0151 | A | TRAIN 1 DIGESTER FEED PUMP A INLET FLUSH DRAIN | TRAIN 1 DIGESTER FEED PUMP A INLET FLUSH DRAIN | NON-HAZARDOUS | DRAIN | WSD11-112-HS-00114B-25-SS16 | 900 | 25 | PN16 | TBA |  |  |  | 50 | 260 | 200 | 600 | 1800 | NC | SS316 | A182-F304 | BALL | PTFE |  | THREADED | 2006FEW |  | HAITIMA | HAITIMA | https://www.haitima.com.tw/ | +886-2-26585800 |  | haitima@haitima.com.tw | TAIWAN | [7 empty] | CAMBI
0010278418 | AT_HVALVE | WSD11-112-HV-0151B | C4B | 131242-WSD11-DR-P-6018.dgn | BALL_VALVE | WSD11 | 112 | HS | HV | 0151 | B | TRAIN 1 DIGESTER FEED PUMP B INLET FLUSH DRAIN | TRAIN 1 DIGESTER FEED PUMP B INLET FLUSH DRAIN | NON-HAZARDOUS | DRAIN | WSD11-112-HS-00117A-25-SS16 | 900 | 25 | PN16 | TBA |  |  |  | 50 | 260 | 200 | 600 | 1800 | NC | SS316 | A182-F304 | BALL | PTFE |  | THREADED | 2006FEW |  | HAITIMA | HAITIMA | https://www.haitima.com.tw/ | +886-2-26585800 |  | haitima@haitima.com.tw | TAIWAN | [7 empty] | CAMBI
0010278426 | AT_HVALVE | WSD11-112-HV-0152A | C4B | 131242-WSD11-DR-P-6018.dgn | BALL_VALVE | WSD11 | 112 | HS | HV | 0152 | A | TRAIN 1 DIGESTER FEED PUMP A OUTLET FLUSH DRAIN | TRAIN 1 DIGESTER FEED PUMP A OUTLET FLUSH DRAIN | NON-HAZARDOUS | DRAIN | WSD11-112-HS-00116A-25-SS16 | 900 | 25 | PN16 | TBA |  |  |  | 50 | 500 | 450 | 600 | 1800 | NC | SS316 | A182-F304 | BALL | PTFE |  | THREADED | 2006FEW |  | HAITIMA | HAITIMA | https://www.haitima.com.tw/ | +886-2-26585800 |  | haitima@haitima.com.tw | TAIWAN | [7 empty] | CAMBI
0010278429 | AT_HVALVE | WSD11-112-HV-0152B | C4B | 131242-WSD11-DR-P-6018.dgn | BALL_VALVE | WSD11 | 112 | HS | HV | 0152 | B | TRAIN 1 DIGESTER FEED PUMP B OUTLET FLUSH DRAIN | TRAIN 1 DIGESTER FEED PUMP B OUTLET FLUSH DRAIN | NON-HAZARDOUS | DRAIN | WSD11-112-HS-00118A-25-SS16 | 900 | 25 | PN16 | TBA |  |  |  | 50 | 500 | 450 | 600 | 1800 | NC | SS316 | A182-F304 | BALL | PTFE |  | THREADED | 2006FEW |  | HAITIMA | HAITIMA | https://www.haitima.com.tw/ | +886-2-26585800 |  | haitima@haitima.com.tw | TAIWAN | [7 empty] | CAMBI
0010312366 | AT_HVALVE | WSD11-112-HV-0153A | C4B | 131242-WSD11-DR-P-6018.dgn | KNIFE_GATE_VALVE | WSD11 | 112 | HS | HV | 0153 | A | TRAIN 1 DIGESTER FEED PUMP A OUTLET | TRAIN 1 DIGESTER FEED PUMP A OUTLET | NON-HAZARDOUS | ISOLATION | WSD11-112-HS-00116-100-SS16 | 900 | 100 | PN16 | TBA | 20800 | 20800 | 30000 | 50 | 500 | 400 | 600 | 1800 | NO | CAST IRON | STAINLESS STEEL | DISC | AFLAS |  | FLANGED | CUK-100 |  | COTSWOLD VALVES | COTSWOLD VALVES | https://cotswoldvalves.co.uk/ | (+44) 012175 28870 |  | sales@cotswoldvalves.co.uk | UNITED KINGDOM | [7 empty] | CAMBI
0010278433 | AT_HVALVE | WSD11-112-HV-0153B | C4B | 131242-WSD11-DR-P-6018.dgn | KNIFE_GATE_VALVE | WSD11 | 112 | HS | HV | 0153 | B | TRAIN 1 DIGESTER FEED PUMP B OUTLET | TRAIN 1 DIGESTER FEED PUMP B OUTLET | NON-HAZARDOUS | ISOLATION | WSD11-112-HS-00118-100-SS16 | 900 | 100 | PN16 | TBA | 20800 | 20800 | 30000 | 50 | 500 | 400 | 600 | 1800 | NO | CAST IRON | STAINLESS STEEL | DISC | AFLAS |  | FLANGED | CUK-100 |  | COTSWOLD VALVES | COTSWOLD VALVES | https://cotswoldvalves.co.uk/ | (+44) 012175 28870 |  | sales@cotswoldvalves.co.uk | UNITED KINGDOM | [7 empty] | CAMBI
0010278437 | AT_HVALVE | WSD11-112-HV-0155 | C4B | 131242-WSD11-DR-P-6018.dgn | BALL_VALVE | WSD11 | 112 | HS | HV | 0155 |  | TRAIN 1 DIGESTER FEED FIT FLUSH DRAIN | TRAIN 1 DIGESTER FEED FIT FLUSH DRAIN | NON-HAZARDOUS | DRAIN | WSD11-112-HS-00116B-25-SS16 | 900 | 25 | PN16 | TBA |  |  |  | 50 | 500 | 450 | 600 | 1800 | NC | SS316 | A182-F304 | BALL | PTFE |  | THREADED | 2006FEW |  | HAITIMA | HAITIMA | https://www.haitima.com.tw/ | +886-2-26585800 |  | haitima@haitima.com.tw | TAIWAN | [7 empty] | CAMBI
0010312365 | AT_HVALVE | WSD11-112-HV-0156 | C4B | 131242-WSD11-DR-P-6018.dgn | KNIFE_GATE_VALVE | WSD11 | 112 | HS | HV | 0156 |  | TRAIN 1 DIGESTER FEED PUMP FIT | TRAIN 1 DIGESTER FEED PUMP FIT | NON-HAZARDOUS | ISOLATION | WSD11-112-HS-00116-100-SS16 | 900 | 100 | PN16 | TBA | 20800 | 20800 | 30000 | 50 | 500 | 400 | 600 | 1800 | NO | CAST IRON | STAINLESS STEEL | DISC | AFLAS |  | FLANGED | CUK-100 |  | COTSWOLD VALVES | COTSWOLD VALVES | https://cotswoldvalves.co.uk/ | (+44) 012175 28870 |  | sales@cotswoldvalves.co.uk | UNITED KINGDOM | [7 empty] | CAMBI
0010307965 | AT_HVALVE | WSD11-112-HV-0157A | C4B | 131242-WSD11-DR-P-6008.dgn | BALL_VALVE | WSD11 | 112 | HS | HV | 0157 | A | TRAIN 1 FLASHTANK DISCHARGE PUMP A DISCHARGE FLUSH | TRAIN 1 FLASHTANK DISCHARGE PUMP A DISCHARGE FLUSH | NON-HAZARDOUS | DRAIN | WSD11-112-HS-00102D-25-SS16 | 1200 | 25 | PN16 | TBA |  |  |  | 80 | 245 | 245 | 600 | 1800 | NC | SS316 | A182-F304 | BALL | PTFE |  | THREADED | 2006FEW |  | HAITIMA | HAITIMA | https://www.haitima.com.tw/ | +886-2-26585800 |  | haitima@haitima.com.tw | TAIWAN | [7 empty] | CAMBI
0010307944 | AT_HVALVE | WSD11-112-HV-0157B | C4B | 131242-WSD11-DR-P-6008.dgn | BALL_VALVE | WSD11 | 112 | HS | HV | 0157 | B | TRAIN 1 FLASHTANK DISCHARGE PUMP B DISCHARGE FLUSH | TRAIN 1 FLASHTANK DISCHARGE PUMP B DISCHARGE FLUSH | NON-HAZARDOUS | DRAIN | WSD11-112-HS-00103A-25-SS16 | 1200 | 25 | PN16 | TBA |  |  |  | 80 | 245 | 245 | 600 | 1800 | NC | SS316 | A182-F304 | BALL | PTFE |  | THREADED | 2006FEW |  | HAITIMA | HAITIMA | https://www.haitima.com.tw/ | +886-2-26585800 |  | haitima@haitima.com.tw | TAIWAN | [7 empty] | CAMBI
0010308226 | AT_HVALVE | WSD11-112-HV-0158A | C4B | 131242-WSD11-DR-P-6015.dgn | BALL_VALVE | WSD11 | 112 | HS | HV | 0158 | A | TRAIN 1 PRECOOLER STAGE 1 COOLER A HS OUTLET PIT | TRAIN 1 PRECOOLER STAGE 1 COOLER A HS OUTLET PIT | NON-HAZARDOUS | ISOLATION | WSD11-112-HS-00105B-50-SS16 | 1000 | 50 | PN16 | TBA |  |  |  | 71 | 200 | 100 | 600 | 1500 | NO | SS 316 | SS 316 | BALL | PTFE |  | FLANGED | 7289 |  | ECON | ECONOSTO | https://www.econosto.fi/en/ | (+65) 6862 5200 | (+65) 6861 3822 | econosto@singnet.com.sg | FINLAND | [7 empty] | CAMBI
0010308151 | AT_HVALVE | WSD11-112-HV-0158B | C4B | 131242-WSD11-DR-P-6015.dgn | BALL_VALVE | WSD11 | 112 | HS | HV | 0158 | B | TRAIN 1 PRECOOLER STAGE 1 COOLER B HS OUTLET PIT | TRAIN 1 PRECOOLER STAGE 1 COOLER B HS OUTLET PIT | NON-HAZARDOUS | ISOLATION | WSD11-112-HS-00106B-50-SS16 | 1000 | 50 | PN16 | TBA |  |  |  | 71 | 200 | 100 | 600 | 1500 | NO | SS 316 | SS 316 | BALL | PTFE |  | FLANGED | 7289 |  | ECON | ECONOSTO | https://www.econosto.fi/en/ | (+65) 6862 5200 | (+65) 6861 3822 | econosto@singnet.com.sg | FINLAND | [7 empty] | CAMBI
0010308319 | AT_HVALVE | WSD11-112-HV-0159A | C4B | 131242-WSD11-DR-P-6016.dgn | BALL_VALVE | WSD11 | 112 | HS | HV | 0159 | A | TRAIN 1 CIRCULATION PUMP A OUTLET FLUSH | TRAIN 1 CIRCULATION PUMP A OUTLET FLUSH | NON-HAZARDOUS | DRAIN | WSD11-112-HS-00109D-25-SS16 | 900 | 25 | PN16 | TBA |  |  |  | 56 | 263 | 200 | 600 | 1800 | NC | SS316 | A182-F304 | BALL | PTFE |  | THREADED | 2006FEW |  | HAITIMA | HAITIMA | https://www.haitima.com.tw/ | +886-2-26585800 |  | haitima@haitima.com.tw | TAIWAN | [7 empty] | CAMBI
0010308320 | AT_HVALVE | WSD11-112-HV-0159B | C4B | 131242-WSD11-DR-P-6016.dgn | BALL_VALVE | WSD11 | 112 | HS | HV | 0159 | B | TRAIN 1 CIRCULATION PUMP B OUTLET FLUSH | TRAIN 1 CIRCULATION PUMP B OUTLET FLUSH | NON-HAZARDOUS | DRAIN | WSD11-112-HS-00110D-25-SS16 | 900 | 25 | PN16 | TBA |  |  |  | 56 | 263 | 200 | 600 | 1800 | NC | SS316 | A182-F304 | BALL | PTFE |  | THREADED | 2006FEW |  | HAITIMA | HAITIMA | https://www.haitima.com.tw/ | +886-2-26585800 |  | haitima@haitima.com.tw | TAIWAN | [7 empty] | CAMBI
0010308318 | AT_HVALVE | WSD11-112-HV-0160A | C4B | 131242-WSD11-DR-P-6016.dgn | BALL_VALVE | WSD11 | 112 | HS | HV | 0160 | A | TRAIN 1 CIRCULATION PUMP A OUTLET PIT | TRAIN 1 CIRCULATION PUMP A OUTLET PIT | NON-HAZARDOUS | ISOLATION | WSD11-112-HS-00109E-50-SS16 | 900 | 50 | PN16 | TBA |  |  |  | 56 | 263 | 200 | 600 | 1800 | NO | SS 316 | SS 316 | BALL | PTFE |  | FLANGED | 7289 |  | ECON | ECONOSTO | https://www.econosto.fi/en/ | (+65) 6862 5200 | (+65) 6861 3822 | econosto@singnet.com.sg | FINLAND | [7 empty] | CAMBI
0010308321 | AT_HVALVE | WSD11-112-HV-0160B | C4B | 131242-WSD11-DR-P-6016.dgn | BALL_VALVE | WSD11 | 112 | HS | HV | 0160 | B | TRAIN 1 CIRCULATION PUMP B OUTLET PIT | TRAIN 1 CIRCULATION PUMP B OUTLET PIT | NON-HAZARDOUS | ISOLATION | WSD11-112-HS-00110E-50-SS16 | 900 | 50 | PN16 | TBA |  |  |  | 56 | 263 | 200 | 600 | 1800 | NO | SS 316 | SS 316 | BALL | PTFE |  | FLANGED | 7289 |  | ECON | ECONOSTO | https://www.econosto.fi/en/ | (+65) 6862 5200 | (+65) 6861 3822 | econosto@singnet.com.sg | FINLAND | [7 empty] | CAMBI
0010311922 | AT_HVALVE | WSD11-112-HV-0160C | C4B | 131242-WSD11-DR-P-6016.dgn | BALL_VALVE | WSD11 | 112 | HS | HV | 0160 | C | TRAIN 1 CIRCULATION PUMP A OUTLET PS | TRAIN 1 CIRCULATION PUMP A OUTLET PS | NON-HAZARDOUS | ISOLATION | WSD11-112-HS-00109G-50-SS16 | 900 | 50 | PN16 | TBA |  |  |  | 56 | 263 | 200 | 600 | 1800 | NO | SS 316 | SS 316 | BALL | HYPATITE PTFE |  | FLANGED | H SERIES |  | HEATON | HEATON | https://www.heaton-valves.com/ |  |  | sales@heaton-valves.com | TAIWAN | [7 empty] | OVS
0010311925 | AT_HVALVE | WSD11-112-HV-0160D | C4B | 131242-WSD11-DR-P-6016.dgn | BALL_VALVE | WSD11 | 112 | HS | HV | 0160 | D | TRAIN 1 CIRCULATION PUMP B OUTLET PS | TRAIN 1 CIRCULATION PUMP B OUTLET PS | NON-HAZARDOUS | ISOLATION | WSD11-112-HS-00110G-50-SS16 | 900 | 50 | PN16 | TBA |  |  |  | 56 | 263 | 200 | 600 | 1800 | NO | SS 316 | SS 316 | BALL | HYPATITE PTFE |  | FLANGED | H SERIES |  | HEATON | HEATON | https://www.heaton-valves.com/ |  |  | sales@heaton-valves.com | TAIWAN | [7 empty] | OVS
0010308453 | AT_HVALVE | WSD11-112-HV-0161A | C4B | 131242-WSD11-DR-P-6017.dgn | BALL_VALVE | WSD11 | 112 | HS | HV | 0161 | A | TRAIN 1 PRECOOLER STAGE 2 COOLER A HS OUTLET PIT | TRAIN 1 PRECOOLER STAGE 2 COOLER A HS OUTLET PIT | NON-HAZARDOUS | ISOLATION | WSD11-112-HS-00114C-50-SS16 | 900 | 50 | PN16 | TBA |  |  |  | 35 | 110 | 130 | 200 | 1350 | NO | SS 316 | SS 316 | BALL | PTFE |  | FLANGED | 7289 |  | ECON | ECONOSTO | https://www.econosto.fi/en/ | (+65) 6862 5200 | (+65) 6861 3822 | econosto@singnet.com.sg | FINLAND | [7 empty] | CAMBI
0010308374 | AT_HVALVE | WSD11-112-HV-0161B | C4B | 131242-WSD11-DR-P-6017.dgn | BALL_VALVE | WSD11 | 112 | HS | HV | 0161 | B | TRAIN 1 PRECOOLER STAGE 2 COOLER B HS OUTLET PIT | TRAIN 1 PRECOOLER STAGE 2 COOLER B HS OUTLET PIT | NON-HAZARDOUS | ISOLATION | WSD11-112-HS-00115C-50-SS16 | 900 | 50 | PN16 | TBA |  |  |  | 35 | 110 | 130 | 200 | 1350 | NO | SS 316 | SS 316 | BALL | PTFE |  | FLANGED | 7289 |  | ECON | ECONOSTO | https://www.econosto.fi/en/ | (+65) 6862 5200 | (+65) 6861 3822 | econosto@singnet.com.sg | FINLAND | [7 empty] | CAMBI
0010308478 | AT_HVALVE | WSD11-112-HV-0162A | C4B | 131242-WSD11-DR-P-6018.dgn | BALL_VALVE | WSD11 | 112 | HS | HV | 0162 | A | TRAIN 1 DIGESTER FEED PUMP A OUTLET FLUSH DRAIN | TRAIN 1 DIGESTER FEED PUMP A OUTLET FLUSH DRAIN | NON-HAZARDOUS | DRAIN | WSD11-112-HS-00116C-25-SS16 | 900 | 25 | PN16 | TBA |  |  |  | 50 | 500 | 450 | 600 | 1800 | NC | SS316 | A182-F304 | BALL | PTFE |  | THREADED | 2006FEW |  | HAITIMA | HAITIMA | https://www.haitima.com.tw/ | +886-2-26585800 |  | haitima@haitima.com.tw | TAIWAN | [7 empty] | CAMBI
0010308476 | AT_HVALVE | WSD11-112-HV-0162B | C4B | 131242-WSD11-DR-P-6018.dgn | BALL_VALVE | WSD11 | 112 | HS | HV | 0162 | B | TRAIN 1 DIGESTER FEED PUMP B OUTLET FLUSH DRAIN | TRAIN 1 DIGESTER FEED PUMP B OUTLET FLUSH DRAIN | NON-HAZARDOUS | DRAIN | WSD11-112-HS-00118C-25-SS16 | 900 | 25 | PN16 | TBA |  |  |  | 50 | 500 | 450 | 600 | 1800 | NC | SS316 | A182-F304 | BALL | PTFE |  | THREADED | 2006FEW |  | HAITIMA | HAITIMA | https://www.haitima.com.tw/ | +886-2-26585800 |  | haitima@haitima.com.tw | TAIWAN | [7 empty] | CAMBI
0010308477 | AT_HVALVE | WSD11-112-HV-0163A | C4B | 131242-WSD11-DR-P-6018.dgn | BALL_VALVE | WSD11 | 112 | HS | HV | 0163 | A | TRAIN 1 DIGESTER FEED PUMP A OUTLET PIT | TRAIN 1 DIGESTER FEED PUMP A OUTLET PIT | NON-HAZARDOUS | ISOLATION | WSD11-112-HS-00116D-50-SS16 | 900 | 50 | PN16 | TBA |  |  |  | 50 | 500 | 450 | 600 | 1800 | NO | SS 316 | SS 316 | BALL | PTFE |  | FLANGED | 7289 |  | ECON | ECONOSTO | https://www.econosto.fi/en/ | (+65) 6862 5200 | (+65) 6861 3822 | econosto@singnet.com.sg | FINLAND | [7 empty] | CAMBI
0010308471 | AT_HVALVE | WSD11-112-HV-0163B | C4B | 131242-WSD11-DR-P-6018.dgn | BALL_VALVE | WSD11 | 112 | HS | HV | 0163 | B | TRAIN 1 DIGESTER FEED PUMP B OUTLET PIT | TRAIN 1 DIGESTER FEED PUMP B OUTLET PIT | NON-HAZARDOUS | ISOLATION | WSD11-112-HS-00118D-50-SS16 | 900 | 50 | PN16 | TBA |  |  |  | 50 | 500 | 450 | 600 | 1800 | NO | SS 316 | SS 316 | BALL | PTFE |  | FLANGED | 7289 |  | ECON | ECONOSTO | https://www.econosto.fi/en/ | (+65) 6862 5200 | (+65) 6861 3822 | econosto@singnet.com.sg | FINLAND | [7 empty] | CAMBI
0010311934 | AT_HVALVE | WSD11-112-HV-0163C | C4B | 131242-WSD11-DR-P-6018.dgn | BALL_VALVE | WSD11 | 112 | HS | HV | 0163 | C | TRAIN 1 DIGESTER FEED PUMP A OUTLET PS | TRAIN 1 DIGESTER FEED PUMP A OUTLET PS | NON-HAZARDOUS | ISOLATION | WSD11-112-HS-00116E-50-SS16 | 900 | 50 | PN16 | TBA |  |  |  | 50 | 500 | 450 | 600 | 1800 | NO | SS 316 | SS 316 | BALL | HYPATITE PTFE |  | FLANGED | H SERIES |  | HEATON | HEATON | https://www.heaton-valves.com/ |  |  | sales@heaton-valves.com | TAIWAN | [7 empty] | OVS
0010311937 | AT_HVALVE | WSD11-112-HV-0163D | C4B | 131242-WSD11-DR-P-6018.dgn | BALL_VALVE | WSD11 | 112 | HS | HV | 0163 | D | TRAIN 1 DIGESTER FEED PUMP B OUTLET PS | TRAIN 1 DIGESTER FEED PUMP B OUTLET PS | NON-HAZARDOUS | ISOLATION | WSD11-112-HS-00118E-50-SS16 | 900 | 50 | PN16 | TBA |  |  |  | 50 | 500 | 450 | 600 | 1800 | NO | SS 316 | SS 316 | BALL | HYPATITE PTFE |  | FLANGED | H SERIES |  | HEATON | HEATON | https://www.heaton-valves.com/ |  |  | sales@heaton-valves.com | TAIWAN | [7 empty] | OVS
0010336181 | AT_HVALVE | WSD11-112-HV-0170A | C4B | 131242-WSD11-DR-P-6016.dgn | BALL_VALVE | WSD11 | 112 | G2D | HV | 0170 | A | TRAIN 1 CIRCULATION PUMP A G2D DRAIN | TRAIN 1 CIRCULATION PUMP A G2D DRAIN | NON-HAZARDOUS | DRAIN | WSD11-112-G2D-00122A-25-SS16 | 600 | 25 | PN16 | TBA |  |  |  | 30 | 500 | 450 | 530 | 900 | NO | SS316 |  | DISC | EPDM |  | WAFER | HV503 |  | HEATON | HEATON | https://www.heaton-valves.com/ |  |  | sales@heaton-valves.com | TAIWAN | [7 empty] | OVS
0010336175 | AT_HVALVE | WSD11-112-HV-0170B | C4B | 131242-WSD11-DR-P-6016.dgn | BALL_VALVE | WSD11 | 112 | G2D | HV | 0170 | B | TRAIN 1 CIRCULATION PUMP B G2D DRAIN | TRAIN 1 CIRCULATION PUMP B G2D DRAIN | NON-HAZARDOUS | DRAIN | WSD11-112-G2D-00122B-25-SS16 | 600 |  | PN16 | TBA |  |  |  | 30 | 500 | 450 | 530 | 900 |  | SS316 | SS 316 | BALL | HYPATITE PTFE |  | THREADED | HV503 |  | HEATON | HEATON | https://www.heaton-valves.com/ |  |  | sales@heaton-valves.com | TAIWAN | [7 empty] | OVS
0010336180 | AT_HVALVE | WSD11-112-HV-0171A | C4B | 131242-WSD11-DR-P-6016.dgn | BALL_VALVE | WSD11 | 112 | G2D | HV | 0171 | A | TRAIN 1 CIRCULATION PUMP A G2D | TRAIN 1 CIRCULATION PUMP A G2D | NON-HAZARDOUS | ISOLATION | WSD11-112-G2D-00122A-25-SS16 | 600 | 25 | PN16 | TBA |  |  |  | 30 | 500 | 450 | 530 | 900 |  | SS316 | SS 316 | BALL | HYPATITE PTFE |  | THREADED | HV503 |  | HEATON | HEATON | https://www.heaton-valves.com/ |  |  | sales@heaton-valves.com | TAIWAN | [7 empty] | OVS
0010336174 | AT_HVALVE | WSD11-112-HV-0171B | C4B | 131242-WSD11-DR-P-6016.dgn | BALL_VALVE | WSD11 | 112 | G2D | HV | 0171 | B | TRAIN 1 CIRCULATION PUMP B G2D | TRAIN 1 CIRCULATION PUMP B G2D | NON-HAZARDOUS | ISOLATION | WSD11-112-G2D-00122B-25-SS16 | 600 | 25 | PN16 | TBA |  |  |  | 30 | 500 | 450 | 530 | 900 | NO | SS316 | SS 316 | BALL | HYPATITE PTFE |  | THREADED | HV503 |  | HEATON | HEATON | https://www.heaton-valves.com/ |  |  | sales@heaton-valves.com | TAIWAN | [7 empty] | OVS
0010336178 | AT_HVALVE | WSD11-112-HV-0172A | C4B | 131242-WSD11-DR-P-6016.dgn | GLOBE_VALVE | WSD11 | 112 | G2D | HV | 0172 | A | TRAIN 1 CIRCULATION PUMP A CONTROL | TRAIN 1 CIRCULATION PUMP A CONTROL | NON-HAZARDOUS | ISOLATION | WSD11-112-G2D-00122A-25-SS16 | 600 | 25 | PN16 | TBA |  |  |  | 30 | 500 | 450 | 530 | 900 | NO | SS316 | SS 316 | PLUG | HYPATITE PTFE |  | THREADED | HV503 |  | HEATON | HEATON | https://www.heaton-valves.com/ |  |  | sales@heaton-valves.com | TAIWAN | [7 empty] | OVS
0010336172 | AT_HVALVE | WSD11-112-HV-0172B | C4B | 131242-WSD11-DR-P-6016.dgn | GLOBE_VALVE | WSD11 | 112 | G2D | HV | 0172 | B | TRAIN 1 CIRCULATION PUMP B CONTROL | TRAIN 1 CIRCULATION PUMP B CONTROL | NON-HAZARDOUS | ISOLATION | WSD11-112-G2D-00122B-25-SS16 | 600 | 25 | PN16 | TBA |  |  |  | 30 | 500 | 450 | 530 | 900 | NO | SS316 | SS 316 | PLUG | HYPATITE PTFE |  | THREADED | HV503 |  | HEATON | HEATON | https://www.heaton-valves.com/ |  |  | sales@heaton-valves.com | TAIWAN | [7 empty] | OVS
0010336193 | AT_HVALVE | WSD11-112-HV-0173 | C4B | 131242-WSD11-DR-P-6018.dgn | BALL_VALVE | WSD11 | 112 | G2D | HV | 0173 |  | TRAIN 1 DIGESTER FEED PUMP G2D DRAIN | TRAIN 1 DIGESTER FEED PUMP G2D DRAIN | NON-HAZARDOUS | DRAIN | WSD11-112-G2D-00123-25-SS16 | 600 | 25 | PN16 | TBA |  |  |  | 30 | 500 | 450 | 530 | 900 | NO | SS316 | SS 316 | BALL | HYPATITE PTFE |  | THREADED | HV503 |  | HEATON | HEATON | https://www.heaton-valves.com/ |  |  | sales@heaton-valves.com | TAIWAN | [7 empty] | OVS
0010336192 | AT_HVALVE | WSD11-112-HV-0174 | C4B | 131242-WSD11-DR-P-6018.dgn | BALL_VALVE | WSD11 | 112 | G2D | HV | 0174 |  | TRAIN 1 DIGESTER FEED PUMP G2D | TRAIN 1 DIGESTER FEED PUMP G2D | NON-HAZARDOUS | ISOLATION | WSD11-112-G2D-00121-25-SS16 | 600 | 25 | PN16 | TBA |  |  |  | 30 | 500 | 450 | 530 | 900 | NO | SS316 | SS 316 | BALL | HYPATITE PTFE |  | THREADED | HV503 |  | HEATON | HEATON | https://www.heaton-valves.com/ |  |  | sales@heaton-valves.com | TAIWAN | [7 empty] | OVS
0010336190 | AT_HVALVE | WSD11-112-HV-0175 | C4B | 131242-WSD11-DR-P-6018.dgn | GLOBE_VALVE | WSD11 | 112 | G2D | HV | 0175 |  | TRAIN 1 DIGESTER FEED PUMP CONTROL | TRAIN 1 DIGESTER FEED PUMP CONTROL | NON-HAZARDOUS | ISOLATION | WSD11-112-G2D-00121-25-SS16 | 600 | 25 | PN16 | TBA |  |  |  | 30 | 500 | 450 | 530 | 900 | NO | SS316 | SS 316 | PLUG | HYPATITE PTFE |  | THREADED | HV503 |  | HEATON | HEATON | https://www.heaton-valves.com/ |  |  | sales@heaton-valves.com | TAIWAN | [7 empty] | OVS
0010336817 | AT_HVALVE | WSD11-112-HV-0176 |  | 131242-WSD11-DR-P-6017.dgn | BALL_VALVE | WSD11 | 112 | G2D | HV | 0176 | [5 empty] | WSD11-112-HS-00119-50-SS16 |  | 50
0010336818 | AT_HVALVE | WSD11-112-HV-0177 |  | 131242-WSD11-DR-P-6017.dgn | BALL_VALVE | WSD11 | 112 | HS | HV | 0177 | [5 empty] | WSD11-112-HS-00119-50-SS16 |  | 50
0010282852 | AT_HVALVE | WSD11-112-HV-0201A | C4B | 131242-WSD11-DR-P-6026.dgn | KNIFE_GATE_VALVE | WSD11 | 112 | HS | HV | 0201 | A | TRAIN 2 FLASHTANK DISCHARGE PUMP A INLET | TRAIN 2 FLASHTANK DISCHARGE PUMP A INLET | NON-HAZARDOUS | ISOLATION | WSD11-112-HS-00201-200-SS16 | 550 | 200 | PN16 | TBA | 33000 | 9200 | 46000 | 80 | 50 | 50 | 50 | 825 | NO | CAST IRON | STAINLESS STEEL | DISC | AFLAS |  | FLANGED | CUK-200 |  | COTSWOLD VALVES | COTSWOLD VALVES | https://cotswoldvalves.co.uk/ | (+44) 012175 28870 |  | sales@cotswoldvalves.co.uk | UNITED KINGDOM | [7 empty] | CAMBI
0010282835 | AT_HVALVE | WSD11-112-HV-0202A | C4B | 131242-WSD11-DR-P-6026.dgn | BALL_VALVE | WSD11 | 112 | HS | HV | 0202 | A | TRAIN 2 FLASHTANK DISCHARGE PUMP A FLUSH DRAIN 1 | TRAIN 2 FLASHTANK DISCHARGE PUMP A FLUSH DRAIN 1 | NON-HAZARDOUS | DRAIN | WSD11-112-HS-00201H-25-SS16 | 550 | 25 | PN16 | TBA |  |  |  | 80 | 50 | 50 | 50 | 825 | NC | SS316 | A182-F304 | BALL | PTFE |  | THREADED | 2006FEW |  | HAITIMA | HAITIMA | https://www.haitima.com.tw/ | +886-2-26585800 |  | haitima@haitima.com.tw | TAIWAN | [7 empty] | CAMBI
0010307189 | AT_HVALVE | WSD11-112-HV-0202B | C4B | 131242-WSD11-DR-P-6026.dgn | BALL_VALVE | WSD11 | 111 | HS | HV | 0202 | B | TRAIN 2 FLASHTANK DISCHARGE PUMP B FLUSH DRAIN 1 | TRAIN 2 FLASHTANK DISCHARGE PUMP B FLUSH DRAIN 1 | NON-HAZARDOUS | DRAIN | WSD11-112-HS-00209H-25-SS16 | 550 | 25 | PN16 | TBA |  |  |  | 80 | 50 | 50 | 50 | 825 | NC | SS316 | A182-F304 | BALL | PTFE |  | THREADED | 2006FEW |  | HAITIMA | HAITIMA | https://www.haitima.com.tw/ | +886-2-26585800 |  | haitima@haitima.com.tw | TAIWAN | [7 empty] | CAMBI
0010282839 | AT_HVALVE | WSD11-112-HV-0203A | C4B | 131242-WSD11-DR-P-6026.dgn | BALL_VALVE | WSD11 | 112 | HS | HV | 0203 | A | TRAIN 2 FLASHTANK DISCHARGE PUMP A FLUSH DRAIN 2 | TRAIN 2 FLASHTANK DISCHARGE PUMP A FLUSH DRAIN 2 | NON-HAZARDOUS | DRAIN | WSD11-112-HS-00202C-25-SS16 | 1200 | 25 | PN16 | TBA |  |  |  | 80 | 245 | 245 | 600 | 1800 | NC | SS316 | A182-F304 | BALL | PTFE |  | THREADED | 2006FEW |  | HAITIMA | HAITIMA | https://www.haitima.com.tw/ | +886-2-26585800 |  | haitima@haitima.com.tw | TAIWAN | [7 empty] | CAMBI
0010282842 | AT_HVALVE | WSD11-112-HV-0203B | C4B | 131242-WSD11-DR-P-6026.dgn | BALL_VALVE | WSD11 | 112 | HS | HV | 0203 | B | TRAIN 2 FLASHTANK DISCHARGE PUMP B FLUSH DRAIN 2 | TRAIN 2 FLASHTANK DISCHARGE PUMP B FLUSH DRAIN 2 | NON-HAZARDOUS | DRAIN | WSD11-112-HS-00203C-25-SS16 | 1200 | 25 | PN16 | TBA |  |  |  | 80 | 245 | 245 | 600 | 1800 | NC | SS316 | A182-F304 | BALL | PTFE |  | THREADED | 2006FEW |  | HAITIMA | HAITIMA | https://www.haitima.com.tw/ | +886-2-26585800 |  | haitima@haitima.com.tw | TAIWAN | [7 empty] | CAMBI
0010282861 | AT_HVALVE | WSD11-112-HV-0204A | C4B | 131242-WSD11-DR-P-6026.dgn | KNIFE_GATE_VALVE | WSD11 | 112 | HS | HV | 0204 | A | TRAIN 2 FLASHTANK DISCHARGE PUMP A DISCHARGE | TRAIN 2 FLASHTANK DISCHARGE PUMP A DISCHARGE | NON-HAZARDOUS | ISOLATION | WSD11-112-HS-00202-100-SS16 | 1200 | 100 | PN16 | TBA | 33000 | 9200 | 46000 | 80 | 245 | 245 | 600 | 1800 | NO | CAST IRON | STAINLESS STEEL | DISC | AFLAS |  | FLANGED | CUK-100 |  | COTSWOLD VALVES | COTSWOLD VALVES | https://cotswoldvalves.co.uk/ | (+44) 012175 28870 |  | sales@cotswoldvalves.co.uk | UNITED KINGDOM | [7 empty] | CAMBI
0010282862 | AT_HVALVE | WSD11-112-HV-0204B | C4B | 131242-WSD11-DR-P-6026.dgn | KNIFE_GATE_VALVE | WSD11 | 112 | HS | HV | 0204 | B | TRAIN 2 FLASHTANK DISCHARGE PUMP B DISCHARGE | TRAIN 2 FLASHTANK DISCHARGE PUMP B DISCHARGE | NON-HAZARDOUS | ISOLATION | WSD11-112-HS-00203-100-SS16 | 1200 | 100 | PN16 | TBA | 33000 | 9200 | 46000 | 80 | 245 | 245 | 600 | 1800 | NO | CAST IRON | STAINLESS STEEL | DISC | AFLAS |  | FLANGED | CUK-100 |  | COTSWOLD VALVES | COTSWOLD VALVES | https://cotswoldvalves.co.uk/ | (+44) 012175 28870 |  | sales@cotswoldvalves.co.uk | UNITED KINGDOM | [7 empty] | CAMBI
0010282845 | AT_HVALVE | WSD11-112-HV-0205A | C4B | 131242-WSD11-DR-P-6026.dgn | BALL_VALVE | WSD11 | 112 | HS | HV | 0205 | A | TRAIN 2 FLASHTANK DISCHARGE PUMP A FLUSH DRAIN 3 | TRAIN 2 FLASHTANK DISCHARGE PUMP A FLUSH DRAIN 3 | NON-HAZARDOUS | DRAIN | WSD11-112-HS-00202E-25-SS16 | 1200 | 25 | PN16 | TBA |  |  |  | 80 | 245 | 245 | 600 | 1800 | NC | SS316 | A182-F304 | BALL | PTFE |  | THREADED | 2006FEW |  | HAITIMA | HAITIMA | https://www.haitima.com.tw/ | +886-2-26585800 |  | haitima@haitima.com.tw | TAIWAN | [7 empty] | CAMBI
0010282848 | AT_HVALVE | WSD11-112-HV-0205B | C4B | 131242-WSD11-DR-P-6026.dgn | BALL_VALVE | WSD11 | 112 | HS | HV | 0205 | B | TRAIN 2 FLASHTANK DISCHARGE PUMP B FLUSH DRAIN 3 | TRAIN 2 FLASHTANK DISCHARGE PUMP B FLUSH DRAIN 3 | NON-HAZARDOUS | DRAIN | WSD11-112-HS-00203E-25-SS16 | 1200 | 25 | PN16 | TBA |  |  |  | 80 | 245 | 245 | 600 | 1800 | NC | SS316 | A182-F304 | BALL | PTFE |  | THREADED | 2006FEW |  | HAITIMA | HAITIMA | https://www.haitima.com.tw/ | +886-2-26585800 |  | haitima@haitima.com.tw | TAIWAN | [7 empty] | CAMBI
0010282869 | AT_HVALVE | WSD11-112-HV-0206A | C4B | 131242-WSD11-DR-P-6026.dgn | KNIFE_GATE_VALVE | WSD11 | 112 | HS | HV | 0206 | A | TRAIN 2 PRE COOLER S1 A INLET | TRAIN 2 PRE COOLER S1 A INLET | NON-HAZARDOUS | ISOLATION | WSD11-112-HS-00202-100-SS16 | 1200 | 100 | PN16 | TBA | 33000 | 9200 | 46000 | 80 | 245 | 245 | 600 | 1800 | NO | CAST IRON | STAINLESS STEEL | DISC | AFLAS |  | FLANGED | CUK-100 |  | COTSWOLD VALVES | COTSWOLD VALVES | https://cotswoldvalves.co.uk/ | (+44) 012175 28870 |  | sales@cotswoldvalves.co.uk | UNITED KINGDOM | [7 empty] | CAMBI
0010282870 | AT_HVALVE | WSD11-112-HV-0206B | C4B | 131242-WSD11-DR-P-6026.dgn | KNIFE_GATE_VALVE | WSD11 | 112 | HS | HV | 0206 | B | TRAIN 2 PRE COOLER S1 B INLET | TRAIN 2 PRE COOLER S1 B INLET | NON-HAZARDOUS | ISOLATION | WSD11-112-HS-00203-100-SS16 | 1200 | 100 | PN16 | TBA | 33000 | 9200 | 46000 | 80 | 245 | 245 | 600 | 1800 | NO | CAST IRON | STAINLESS STEEL | DISC | AFLAS |  | FLANGED | CUK-100 |  | COTSWOLD VALVES | COTSWOLD VALVES | https://cotswoldvalves.co.uk/ | (+44) 012175 28870 |  | sales@cotswoldvalves.co.uk | UNITED KINGDOM | [7 empty] | CAMBI
0010301269 | AT_HVALVE | WSD11-112-HV-0207 | C4B | 131242-WSD11-DR-P-6026.dgn | KNIFE_GATE_VALVE | WSD11 | 112 | HS | HV | 0207 |  | TRAIN 2 FLASHTANK DISCHARGE PUMP CROSSOVER | TRAIN 2 FLASHTANK DISCHARGE PUMP CROSSOVER | NON-HAZARDOUS | ISOLATION | WSD11-112-HS-00204-100-SS16 | 1200 | 100 | PN16 | TBA | 33000 | 9200 | 46000 | 80 | 245 | 245 | 600 | 1800 | NC | CAST IRON | STAINLESS STEEL | DISC | AFLAS |  | FLANGED | CUK-100 |  | COTSWOLD VALVES | COTSWOLD VALVES | https://cotswoldvalves.co.uk/ | (+44) 012175 28870 |  | sales@cotswoldvalves.co.uk | UNITED KINGDOM | [7 empty] | CAMBI
0010282811 | AT_HVALVE | WSD11-112-HV-0208 | C4B | 131242-WSD11-DR-P-6026.dgn | BALL_VALVE | WSD11 | 112 | G2D | HV | 0208 |  | TRAIN 2 FLASHTANK DISCHARGE PUMP G2D INLET 1 | TRAIN 2 FLASHTANK DISCHARGE PUMP G2D INLET 1 | NON-HAZARDOUS | ISOLATION | WSD11-112-G2D-00201-40-SS16 | 900 | 40 | PN16 | TBA |  |  |  | 30 | 600 | 600 | 600 | 1350 | NO | SS316 | A182-F304 | BALL | PTFE |  | THREADED | 2006FEW |  | HAITIMA | HAITIMA | https://www.haitima.com.tw/ | +886-2-26585800 |  | haitima@haitima.com.tw | TAIWAN | [7 empty] | CAMBI
0010282849 | AT_HVALVE | WSD11-112-HV-0209 | C4B | 131242-WSD11-DR-P-6026.dgn | BALL_VALVE | WSD11 | 112 | G2D | HV | 0209 |  | TRAIN 2 FLASHTANK DISCHARGE PUMP G2D INLET | TRAIN 2 FLASHTANK DISCHARGE PUMP G2D INLET | NON-HAZARDOUS | DRAIN | WSD11-112-G2D-00201A-25-SS16 | 900 | 25 | PN16 | TBA |  |  |  | 80 | 600 | 600 | 600 | 1350 | NC | SS316 | A182-F304 | BALL | PTFE |  | THREADED | 2006FEW |  | HAITIMA | HAITIMA | https://www.haitima.com.tw/ | +886-2-26585800 |  | haitima@haitima.com.tw | TAIWAN | [7 empty] | CAMBI
0010282879 | AT_HVALVE | WSD11-112-HV-0210 | C4B | 131242-WSD11-DR-P-6026.dgn | BALL_VALVE | WSD11 | 112 | G2D | HV | 0210 |  | TRAIN 2 FLASHTANK DISCHARGE PUMP G2D INLET 2 | TRAIN 2 FLASHTANK DISCHARGE PUMP G2D INLET 2 | NON-HAZARDOUS | ISOLATION | WSD11-112-G2D-00201-32-SS16 | 900 | 32 | PN16 | TBA |  |  |  | 30 | 600 | 600 | 600 | 1350 | NO | SS316 | A182-F304 | BALL | PTFE |  | THREADED | 2006FEW |  | HAITIMA | HAITIMA | https://www.haitima.com.tw/ | +886-2-26585800 |  | haitima@haitima.com.tw | TAIWAN | [7 empty] | CAMBI
0010283534 | AT_HVALVE | WSD11-112-HV-0211A | C4B | 131242-WSD11-DR-P-6033.dgn | KNIFE_GATE_VALVE | WSD11 | 112 | HS | HV | 0211 | A | TRAIN 2 PRCOOLER STAGE 1 COOLER A HS INLET | TRAIN 2 PRCOOLER STAGE 1 COOLER A HS INLET | NON-HAZARDOUS | ISOLATION | WSD11-112-HS-00202-100-SS16 | 900 | 100 | PN16 | TBA | 10400 | 9200 | 46000 | 80 | 400 | 200 | 600 | 1350 | NO | CAST IRON | STAINLESS STEEL | DISC | AFLAS |  | FLANGED | CUK-100 |  | COTSWOLD VALVES | COTSWOLD VALVES | https://cotswoldvalves.co.uk/ | (+44) 012175 28870 |  | sales@cotswoldvalves.co.uk | UNITED KINGDOM | [7 empty] | CAMBI
0010283535 | AT_HVALVE | WSD11-112-HV-0211B | C4B | 131242-WSD11-DR-P-6033.dgn | KNIFE_GATE_VALVE | WSD11 | 112 | HS | HV | 0211 | B | TRAIN 2 PRCOOLER STAGE 1 COOLER B HS INLET | TRAIN 2 PRCOOLER STAGE 1 COOLER B HS INLET | NON-HAZARDOUS | ISOLATION | WSD11-112-HS-00203-100-SS16 | 900 | 100 | PN16 | TBA | 10400 | 9200 | 46000 | 80 | 400 | 200 | 600 | 1350 | NO | CAST IRON | STAINLESS STEEL | DISC | AFLAS |  | FLANGED | CUK-100 |  | COTSWOLD VALVES | COTSWOLD VALVES | https://cotswoldvalves.co.uk/ | (+44) 012175 28870 |  | sales@cotswoldvalves.co.uk | UNITED KINGDOM | [7 empty] | CAMBI
0010283508 | AT_HVALVE | WSD11-112-HV-0212A | C4B | 131242-WSD11-DR-P-6033.dgn | BALL_VALVE | WSD11 | 112 | HS | HV | 0212 | A | TRAIN 2 PRECOOLER STAGE 1 COOLER A HS INLET FLUSH | TRAIN 2 PRECOOLER STAGE 1 COOLER A HS INLET FLUSH | NON-HAZARDOUS | DRAIN | WSD11-112-HS-00202F-25-SS16 | 1200 | 25 | PN16 | TBA |  |  |  | 80 | 400 | 200 | 600 | 1800 | NC | SS316 | A182-F304 | BALL | PTFE |  | THREADED | 2006FEW |  | HAITIMA | HAITIMA | https://www.haitima.com.tw/ | +886-2-26585800 |  | haitima@haitima.com.tw | TAIWAN | [7 empty] | CAMBI
0010283511 | AT_HVALVE | WSD11-112-HV-0212B | C4B | 131242-WSD11-DR-P-6033.dgn | BALL_VALVE | WSD11 | 112 | HS | HV | 0212 | B | TRAIN 2 PRECOOLER STAGE 1 COOLER B HS INLET FLUSH | TRAIN 2 PRECOOLER STAGE 1 COOLER B HS INLET FLUSH | NON-HAZARDOUS | DRAIN | WSD11-112-HS-00203E-25-SS16 | 1200 | 25 | PN16 | TBA |  |  |  | 80 | 400 | 200 | 600 | 1800 | NC | SS316 | A182-F304 | BALL | PTFE |  | THREADED | 2006FEW |  | HAITIMA | HAITIMA | https://www.haitima.com.tw/ | +886-2-26585800 |  | haitima@haitima.com.tw | TAIWAN | [7 empty] | CAMBI
0010283516 | AT_HVALVE | WSD11-112-HV-0213A | C4B | 131242-WSD11-DR-P-6033.dgn | BALL_VALVE | WSD11 | 112 | HS | HV | 0213 | A | TRAIN 2 PRECOOLER STAGE 1 COOLER A HS OUTLET FLUSH | TRAIN 2 PRECOOLER STAGE 1 COOLER A HS OUTLET FLUSH | NON-HAZARDOUS | DRAIN | WSD11-112-HS-00205A-25-SS16 | 1200 | 15 | PN16 | TBA |  |  |  | 71 | 200 | 100 | 600 | 1800 | NC | SS316 | A182-F304 | BALL | PTFE |  | THREADED | 2006FEW |  | HAITIMA | HAITIMA | https://www.haitima.com.tw/ | +886-2-26585800 |  | haitima@haitima.com.tw | TAIWAN | [7 empty] | CAMBI
0010283527 | AT_HVALVE | WSD11-112-HV-0213B | C4B | 131242-WSD11-DR-P-6033.dgn | BALL_VALVE | WSD11 | 112 | G2D | HV | 0213 | B | TRAIN 2 PRECOOLER STAGE 1 COOLER B HS OUTLET FLUSH | TRAIN 2 PRECOOLER STAGE 1 COOLER B HS OUTLET FLUSH | NON-HAZARDOUS | DRAIN | WSD11-112-HS-00206A-25-SS16 | 900 | 25 | PN16 | TBA |  |  |  | 71 | 200 | 100 | 600 | 1350 | NC | SS316 | A182-F304 | BALL | PTFE |  | THREADED | 2006FEW |  | HAITIMA | HAITIMA | https://www.haitima.com.tw/ | +886-2-26585800 |  | haitima@haitima.com.tw | TAIWAN | [7 empty] | CAMBI
0010283562 | AT_HVALVE | WSD11-112-HV-0214A | C4B | 131242-WSD11-DR-P-6033.dgn | KNIFE_GATE_VALVE | WSD11 | 112 | HS | HV | 0214 | A | TRAIN 2 PRECOOLER STAGE 1 COOLER A HS OUTLET | TRAIN 2 PRECOOLER STAGE 1 COOLER A HS OUTLET | NON-HAZARDOUS | ISOLATION | WSD11-112-HS-00205-100-SS16 | 900 | 100 | PN16 | TBA | 10400 | 9200 | 10400 | 71 | 200 | 100 | 600 | 1350 | NO | CAST IRON | STAINLESS STEEL | DISC | AFLAS |  | FLANGED | CUK-100 |  | COTSWOLD VALVES | COTSWOLD VALVES | https://cotswoldvalves.co.uk/ | (+44) 012175 28870 |  | sales@cotswoldvalves.co.uk | UNITED KINGDOM | [7 empty] | CAMBI
0010310605 | AT_HVALVE | WSD11-112-HV-0214B | C4B | 131242-WSD11-DR-P-6033.dgn | KNIFE_GATE_VALVE | WSD11 | 112 | HS | HV | 0214 | B | TRAIN 2 PRECOOLER STAGE 1 COOLER B HS OUTLET | TRAIN 2 PRECOOLER STAGE 1 COOLER B HS OUTLET | NON-HAZARDOUS | ISOLATION | WSD11-112-HS-00206-100-SS16 | 900 | 100 | PN16 | TBA | 10400 | 9200 | 10400 | 71 | 200 | 100 | 600 | 1350 | NO | CAST IRON | STAINLESS STEEL | DISC | AFLAS |  | FLANGED | CUK-100 |  | COTSWOLD VALVES | COTSWOLD VALVES | https://cotswoldvalves.co.uk/ | (+44) 012175 28870 |  | sales@cotswoldvalves.co.uk | UNITED KINGDOM | [7 empty] | CAMBI
0010283558 | AT_HVALVE | WSD11-112-HV-0215A | C4B | 131242-WSD11-DR-P-6033.dgn | KNIFE_GATE_VALVE | WSD11 | 112 | HS | HV | 0215 | A | TRAIN 2 PRECOOLER STAGE 1 COOLER A HS RETURN 1 | TRAIN 2 PRECOOLER STAGE 1 COOLER A HS RETURN 1 | NON-HAZARDOUS | ISOLATION | WSD11-112-HS-00207-200-SS16 | 900 | 80 | PN16 | TBA | 19200 | 29650 | 40000 | 71 | 200 | 80 | 380 | 1350 | NO | CAST IRON | STAINLESS STEEL | DISC | AFLAS |  | FLANGED | CUK-80 |  | COTSWOLD VALVES | COTSWOLD VALVES | https://cotswoldvalves.co.uk/ | (+44) 012175 28870 |  | sales@cotswoldvalves.co.uk | UNITED KINGDOM | [7 empty] | CAMBI
0010283559 | AT_HVALVE | WSD11-112-HV-0215B | C4B | 131242-WSD11-DR-P-6033.dgn | KNIFE_GATE_VALVE | WSD11 | 112 | HS | HV | 0215 | B | TRAIN 2 PRECOOLER STAGE 1 COOLER B HS RETURN 1 | TRAIN 2 PRECOOLER STAGE 1 COOLER B HS RETURN 1 | NON-HAZARDOUS | ISOLATION | WSD11-112-HS-00207-200-SS16 | 900 | 80 | PN16 | TBA | 19200 | 29650 | 40000 | 71 | 200 | 80 | 380 | 1350 | NO | CAST IRON | STAINLESS STEEL | DISC | AFLAS |  | FLANGED | CUK-80 |  | COTSWOLD VALVES | COTSWOLD VALVES | https://cotswoldvalves.co.uk/ | (+44) 012175 28870 |  | sales@cotswoldvalves.co.uk | UNITED KINGDOM | [7 empty] | CAMBI
0010283581 | AT_HVALVE | WSD11-112-HV-0216A | C4B | 131242-WSD11-DR-P-6033.dgn | BALL_VALVE | WSD11 | 112 | HS | HV | 0216 | A | TRAIN 2 PRECOOLER STAGE 1 COOLER A HS RETURN FLUSH | TRAIN 2 PRECOOLER STAGE 1 COOLER A HS RETURN FLUSH | NON-HAZARDOUS | DRAIN | WSD11-112-HS-00207A-25-SS16 | 1200 | 25 | PN16 | TBA |  |  |  | 71 | 200 | 100 | 600 | 1800 | NC | SS316 | A182-F304 | BALL | PTFE |  | THREADED | 2006FEW |  | HAITIMA | HAITIMA | https://www.haitima.com.tw/ | +886-2-26585800 |  | haitima@haitima.com.tw | TAIWAN | [7 empty] | CAMBI
0010283434 | AT_HVALVE | WSD11-112-HV-0216B | C4B | 131242-WSD11-DR-P-6033.dgn | BALL_VALVE | WSD11 | 112 | HS | HV | 0216 | B | TRAIN 2 PRECOOLER STAGE 1 COOLER B HS RETURN FLUSH | TRAIN 2 PRECOOLER STAGE 1 COOLER B HS RETURN FLUSH | NON-HAZARDOUS | DRAIN | WSD11-112-HS-00207B-25-SS16 | 1200 | 25 | PN16 | TBA |  |  |  | 71 | 200 | 100 | 600 | 1800 | NC | SS316 | A182-F304 | BALL | PTFE |  | THREADED | 2006FEW |  | HAITIMA | HAITIMA | https://www.haitima.com.tw/ | +886-2-26585800 |  | haitima@haitima.com.tw | TAIWAN | [7 empty] | CAMBI
0010283587 | AT_HVALVE | WSD11-112-HV-0217A | C4B | 131242-WSD11-DR-P-6033.dgn | KNIFE_GATE_VALVE | WSD11 | 112 | HS | HV | 0217 | A | TRAIN 2 PRECOOLER STAGE 1 COOLER A HS RETURN 2 | TRAIN 2 PRECOOLER STAGE 1 COOLER A HS RETURN 2 | NON-HAZARDOUS | ISOLATION | WSD11-112-HS-00207-200-SS16 | 900 | 80 | PN16 | TBA | 19200 | 29650 | 40000 | 71 | 200 | 80 | 380 | 1350 | NO | CAST IRON | STAINLESS STEEL | DISC | AFLAS |  | FLANGED | CUK-80 |  | COTSWOLD VALVES | COTSWOLD VALVES | https://cotswoldvalves.co.uk/ | (+44) 012175 28870 |  | sales@cotswoldvalves.co.uk | UNITED KINGDOM | [7 empty] | CAMBI
0010283468 | AT_HVALVE | WSD11-112-HV-0217B | C4B | 131242-WSD11-DR-P-6033.dgn | KNIFE_GATE_VALVE | WSD11 | 112 | HS | HV | 0217 | B | TRAIN 2 PRECOOLER STAGE 1 COOLER B HS RETURN 2 | TRAIN 2 PRECOOLER STAGE 1 COOLER B HS RETURN 2 | NON-HAZARDOUS | ISOLATION | WSD11-112-HS-00207-200-SS16 | 900 | 80 | PN16 | TBA | 19200 | 29650 | 40000 | 71 | 200 | 80 | 380 | 1350 | NO | CAST IRON | STAINLESS STEEL | DISC | AFLAS |  | FLANGED | CUK-80 |  | COTSWOLD VALVES | COTSWOLD VALVES | https://cotswoldvalves.co.uk/ | (+44) 012175 28870 |  | sales@cotswoldvalves.co.uk | UNITED KINGDOM | [7 empty] | CAMBI
0010283445 | AT_HVALVE | WSD11-112-HV-0218A | C4B | 131242-WSD11-DR-P-6033.dgn | BALL_VALVE | WSD11 | 112 | G2D | HV | 0218 | A | TRAIN 2 PRECOOLER STAGE 1 COOLER A G2D INLET | TRAIN 2 PRECOOLER STAGE 1 COOLER A G2D INLET | NON-HAZARDOUS | ISOLATION | WSD11-112-G2D-00203-100-SS16 | 600 | 100 | PN16 | TBA | 19500 | 16000 | 30000 | 50 | 500 | 450 | 530 | 900 | NO | SS 316 | SS 316 | BALL | PTFE |  | FLANGED | 7289 |  | ECON | ECONOSTO | https://www.econosto.fi/en/ | (+65) 6862 5200 | (+65) 6861 3822 | econosto@singnet.com.sg | FINLAND | [7 empty] | CAMBI
0010283453 | AT_HVALVE | WSD11-112-HV-0218B | C4B | 131242-WSD11-DR-P-6033.dgn | BALL_VALVE | WSD11 | 112 | G2D | HV | 0218 | B | TRAIN 2 PRECOOLER STAGE 1 COOLER B G2D INLET | TRAIN 2 PRECOOLER STAGE 1 COOLER B G2D INLET | NON-HAZARDOUS | ISOLATION | WSD11-112-G2D-00207-50-SS16 | 600 | 100 | PN16 | TBA | 19500 | 16000 | 30000 | 50 | 500 | 450 | 530 | 900 | NO | SS 316 | SS 316 | BALL | PTFE |  | FLANGED | 7289 |  | ECON | ECONOSTO | https://www.econosto.fi/en/ | (+65) 6862 5200 | (+65) 6861 3822 | econosto@singnet.com.sg | FINLAND | [7 empty] | CAMBI
0010283545 | AT_HVALVE | WSD11-112-HV-0219A | C4B | 131242-WSD11-DR-P-6033.dgn | BALL_VALVE | WSD11 | 112 | G2D | HV | 0219 | A | TRAIN 2 PRECOOLER STAGE 1 COOLER A G2D IN FLUSH | TRAIN 2 PRECOOLER STAGE 1 COOLER A G2D IN FLUSH | NON-HAZARDOUS | DRAIN | WSD11-112-G2D-00203-100-SS16 | 600 | 25 | PN16 | TBA |  |  |  | 30 | 500 | 450 | 530 | 900 | NC | SS316 | A182-F304 | BALL | PTFE |  | THREADED | 2006FEW |  | HAITIMA | HAITIMA | https://www.haitima.com.tw/ | +886-2-26585800 |  | haitima@haitima.com.tw | TAIWAN | [7 empty] | CAMBI
0010283546 | AT_HVALVE | WSD11-112-HV-0219B | C4B | 131242-WSD11-DR-P-6033.dgn | BALL_VALVE | WSD11 | 112 | G2D | HV | 0219 | B | TRAIN 2 PRECOOLER STAGE 1 COOLER B G2D IN FLUSH | TRAIN 2 PRECOOLER STAGE 1 COOLER B G2D IN FLUSH | NON-HAZARDOUS | DRAIN | WSD11-112-G2D-00207-25-SS16 | 600 | 25 | PN16 | TBA |  |  |  | 30 | 500 | 450 | 530 | 900 | NC | SS316 | A182-F304 | BALL | PTFE |  | THREADED | 2006FEW |  | HAITIMA | HAITIMA | https://www.haitima.com.tw/ | +886-2-26585800 |  | haitima@haitima.com.tw | TAIWAN | [7 empty] | CAMBI
0010283541 | AT_HVALVE | WSD11-112-HV-0220A | C4B | 131242-WSD11-DR-P-6033.dgn | BALL_VALVE | WSD11 | 112 | G2D | HV | 0220 | A | TRAIN 2 PRECOOLER STAGE 1 COOLER A G2D 3 | TRAIN 2 PRECOOLER STAGE 1 COOLER A G2D 3 | NON-HAZARDOUS | ISOLATION | WSD11-112-G2D-00206-100-SS16 | 600 | 80 | PN16 | TBA | 6500 | 5333.3 | 10000 | 30 | 500 | 450 | 530 | 900 | NO | SS 316 | SS 316 | BALL | PTFE |  | FLANGED | 7289 |  | ECON | ECONOSTO | https://www.econosto.fi/en/ | (+65) 6862 5200 | (+65) 6861 3822 | econosto@singnet.com.sg | FINLAND | [7 empty] | CAMBI
0010283486 | AT_HVALVE | WSD11-112-HV-0220B | C4B | 131242-WSD11-DR-P-6033.dgn | BALL_VALVE | WSD11 | 112 | G2D | HV | 0220 | B | TRAIN 2 PRECOOLER STAGE 1 COOLER B G2D 3 | TRAIN 2 PRECOOLER STAGE 1 COOLER B G2D 3 | NON-HAZARDOUS | ISOLATION | WSD11-112-G2D-00210-100-SS16 | 600 | 80 | PN16 | TBA | 6500 | 5333.3 | 10000 | 30 | 500 | 450 | 530 | 900 | NO | SS 316 | SS 316 | BALL | PTFE |  | FLANGED | 7289 |  | ECON | ECONOSTO | https://www.econosto.fi/en/ | (+65) 6862 5200 | (+65) 6861 3822 | econosto@singnet.com.sg | FINLAND | [7 empty] | CAMBI
0010283538 | AT_HVALVE | WSD11-112-HV-0221A | C4B | 131242-WSD11-DR-P-6033.dgn | BALL_VALVE | WSD11 | 112 | G2D | HV | 0221 | A | TRAIN 2 PRECOOLER STAGE 1 COOLER A G2D 2 | TRAIN 2 PRECOOLER STAGE 1 COOLER A G2D 2 | NON-HAZARDOUS | ISOLATION | WSD11-112-G2D-00205-100-SS16 | 600 | 80 | PN16 | TBA | 6500 | 5333.3 | 10000 | 30 | 500 | 450 | 530 | 900 | NO | SS 316 | SS 316 | BALL | PTFE |  | FLANGED | 7289 |  | ECON | ECONOSTO | https://www.econosto.fi/en/ | (+65) 6862 5200 | (+65) 6861 3822 | econosto@singnet.com.sg | FINLAND | [7 empty] | CAMBI
0010283544 | AT_HVALVE | WSD11-112-HV-0221B | C4B | 131242-WSD11-DR-P-6033.dgn | BALL_VALVE | WSD11 | 112 | G2D | HV | 0221 | B | TRAIN 2 PRECOOLER STAGE 1 COOLER B G2D 2 | TRAIN 2 PRECOOLER STAGE 1 COOLER B G2D 2 | NON-HAZARDOUS | ISOLATION | WSD11-112-G2D-00209-100-SS16 | 600 | 80 | PN16 | TBA | 6500 | 5333.3 | 10000 | 30 | 500 | 450 | 530 | 900 | NO | SS 316 | SS 316 | BALL | PTFE |  | FLANGED | 7289 |  | ECON | ECONOSTO | https://www.econosto.fi/en/ | (+65) 6862 5200 | (+65) 6861 3822 | econosto@singnet.com.sg | FINLAND | [7 empty] | CAMBI
0010283536 | AT_HVALVE | WSD11-112-HV-0222A | C4B | 131242-WSD11-DR-P-6033.dgn | BALL_VALVE | WSD11 | 112 | G2D | HV | 0222 | A | TRAIN 2 PRECOOLER STAGE 1 COOLER A G2D 1 | TRAIN 2 PRECOOLER STAGE 1 COOLER A G2D 1 | NON-HAZARDOUS | ISOLATION | WSD11-112-G2D-00204-100-SS16 | 600 | 80 | PN16 | TBA | 6500 | 5333.3 | 10000 | 30 | 500 | 450 | 530 | 900 | NO | SS 316 | SS 316 | BALL | PTFE |  | FLANGED | 7289 |  | ECON | ECONOSTO | https://www.econosto.fi/en/ | (+65) 6862 5200 | (+65) 6861 3822 | econosto@singnet.com.sg | FINLAND | [7 empty] | CAMBI
0010283543 | AT_HVALVE | WSD11-112-HV-0222B | C4B | 131242-WSD11-DR-P-6033.dgn | BALL_VALVE | WSD11 | 112 | G2D | HV | 0222 | B | TRAIN 2 PRECOOLER STAGE 1 COOLER B G2D 1 | TRAIN 2 PRECOOLER STAGE 1 COOLER B G2D 1 | NON-HAZARDOUS | ISOLATION | WSD11-112-G2D-00208-100-SS16 | 600 | 80 | PN16 | TBA | 6500 | 5333.3 | 10000 | 30 | 500 | 450 | 530 | 900 | NO | SS 316 | SS 316 | BALL | PTFE |  | FLANGED | 7289 |  | ECON | ECONOSTO | https://www.econosto.fi/en/ | (+65) 6862 5200 | (+65) 6861 3822 | econosto@singnet.com.sg | FINLAND | [7 empty] | CAMBI
0010283547 | AT_HVALVE | WSD11-112-HV-0223A | C4B | 131242-WSD11-DR-P-6033.dgn | BALL_VALVE | WSD11 | 112 | HWR | HV | 0223 | A | TRAIN 2 PRECOOLER STAGE 1 COOLER A G2D FLUSH | TRAIN 2 PRECOOLER STAGE 1 COOLER A G2D FLUSH | NON-HAZARDOUS | DRAIN | WSD11-112-HWR-00204-25-SS16 | 900 | 25 | PN16 | TBA |  |  |  | 50 | 500 | 530 | 600 | 1350 | NC | SS316 | A182-F304 | BALL | PTFE |  | THREADED | 2006FEW |  | HAITIMA | HAITIMA | https://www.haitima.com.tw/ | +886-2-26585800 |  | haitima@haitima.com.tw | TAIWAN | [7 empty] | CAMBI
0010283548 | AT_HVALVE | WSD11-112-HV-0223B | C4B | 131242-WSD11-DR-P-6033.dgn | BALL_VALVE | WSD11 | 112 | HWR | HV | 0223 | B | TRAIN 2 PRECOOLER STAGE 1 COOLER B G2D FLUSH | TRAIN 2 PRECOOLER STAGE 1 COOLER B G2D FLUSH | NON-HAZARDOUS | DRAIN | WSD11-112-HWR-00208-25-SS16 | 900 | 25 | PN16 | TBA |  |  |  | 50 | 500 | 530 | 600 | 1350 | NC | SS316 | A182-F304 | BALL | PTFE |  | THREADED | 2006FEW |  | HAITIMA | HAITIMA | https://www.haitima.com.tw/ | +886-2-26585800 |  | haitima@haitima.com.tw | TAIWAN | [7 empty] | CAMBI
0010283523 | AT_HVALVE | WSD11-112-HV-0224A | C4B | 131242-WSD11-DR-P-6033.dgn | BALL_VALVE | WSD11 | 112 | HWR | HV | 0224 | A | TRAIN 2 PRECOOLER STAGE 1 COOLER A G2D ARV | TRAIN 2 PRECOOLER STAGE 1 COOLER A G2D ARV | NON-HAZARDOUS | ISOLATION | WSD11-112-HWR-00204B-15-SS16 | 900 | 15 | PN16 | TBA |  |  |  | 50 | 900 | 900 | 900 | 1350 | NO | SS316 | A182-F304 | BALL | PTFE |  | THREADED | 2006FEW |  | HAITIMA | HAITIMA | https://www.haitima.com.tw/ | +886-2-26585800 |  | haitima@haitima.com.tw | TAIWAN | [7 empty] | CAMBI
0010283519 | AT_HVALVE | WSD11-112-HV-0224B | C4B | 131242-WSD11-DR-P-6033.dgn | BALL_VALVE | WSD11 | 112 | HWR | HV | 0224 | B | TRAIN 2 PRECOOLER STAGE 1 COOLER B G2D ARV | TRAIN 2 PRECOOLER STAGE 1 COOLER B G2D ARV | NON-HAZARDOUS | ISOLATION | WSD11-112-HWR-00208B-15-SS16 | 900 | 15 | PN16 | TBA |  |  |  | 50 | 900 | 900 | 900 | 1350 | NO | SS316 | A182-F304 | BALL | PTFE |  | THREADED | 2006FEW |  | HAITIMA | HAITIMA | https://www.haitima.com.tw/ | +886-2-26585800 |  | haitima@haitima.com.tw | TAIWAN | [7 empty] | CAMBI
0010283549 | AT_HVALVE | WSD11-112-HV-0225A | C4B | 131242-WSD11-DR-P-6033.dgn | BALL_VALVE | WSD11 | 112 | HWR | HV | 0225 | A | TRAIN 2 PRECOOLER STAGE 1 COOLER A G2D OUTLET | TRAIN 2 PRECOOLER STAGE 1 COOLER A G2D OUTLET | NON-HAZARDOUS | ISOLATION | WSD11-112-HWR-00217-100-SS16 | 900 | 100 | PN16 | TBA | 117000 | 16000 | 105000 | 50 | 400 | 400 | 500 | 2400 | NO | SS 316 | SS 316 | BALL | PTFE |  | FLANGED | 7289 |  | ECON | ECONOSTO | https://www.econosto.fi/en/ | (+65) 6862 5200 | (+65) 6861 3822 | econosto@singnet.com.sg | FINLAND | [7 empty] | CAMBI
0010283550 | AT_HVALVE | WSD11-112-HV-0225B | C4B | 131242-WSD11-DR-P-6033.dgn | BALL_VALVE | WSD11 | 112 | HWR | HV | 0225 | B | TRAIN 1 PRECOOLER STAGE 1 COOLER B G2D OUTLET | TRAIN 1 PRECOOLER STAGE 1 COOLER B G2D OUTLET | NON-HAZARDOUS | ISOLATION | WSD11-112-HWR-00218-100-SS16 | 900 | 100 | PN16 | TBA | 19500 | 16000 | 30000 | 50 | 500 | 450 | 530 | 1350 | NO | SS 316 | SS 316 | BALL | PTFE |  | FLANGED | 7289 |  | ECON | ECONOSTO | https://www.econosto.fi/en/ | (+65) 6862 5200 | (+65) 6861 3822 | econosto@singnet.com.sg | FINLAND | [7 empty] | CAMBI
0010311989 | AT_HVALVE | WSD11-112-HV-0227A | C4B | 131242-WSD11-DR-P-6034.dgn | KNIFE_GATE_VALVE | WSD11 | 112 | HS | HV | 0227 | A | TRAIN 2 CIRCULATION PUMP A INLET | TRAIN 2 CIRCULATION PUMP A INLET | NON-HAZARDOUS | ISOLATION | WSD11-112-HS-00205-200-SS16 | 900 | 200 | PN16 | TBA | 10400 | 9200 | 46000 | 56 | 100 | 50 | 600 | 1350 | NO | CAST IRON | STAINLESS STEEL | DISC | AFLAS |  | FLANGED | CUK-200 |  | COTSWOLD VALVES | COTSWOLD VALVES | https://cotswoldvalves.co.uk/ | (+44) 012175 28870 |  | sales@cotswoldvalves.co.uk | UNITED KINGDOM | [7 empty] | CAMBI
0010283744 | AT_HVALVE | WSD11-112-HV-0227B | C4B | 131242-WSD11-DR-P-6034.dgn | KNIFE_GATE_VALVE | WSD11 | 112 | HS | HV | 0227 | B | TRAIN 2 CIRCULATION PUMP B INLET | TRAIN 2 CIRCULATION PUMP B INLET | NON-HAZARDOUS | ISOLATION | WSD11-112-HS-00206-200-SS16 | 900 | 200 | PN16 | TBA | 10400 | 9200 | 46000 | 56 | 100 | 50 | 600 | 1350 | NO | CAST IRON | STAINLESS STEEL | DISC | AFLAS |  | FLANGED | CUK-200 |  | COTSWOLD VALVES | COTSWOLD VALVES | https://cotswoldvalves.co.uk/ | (+44) 012175 28870 |  | sales@cotswoldvalves.co.uk | UNITED KINGDOM | [7 empty] | CAMBI
0010283748 | AT_HVALVE | WSD11-112-HV-0228A | C4B | 131242-WSD11-DR-P-6034.dgn | BALL_VALVE | WSD11 | 112 | HS | HV | 0228 | A | TRAIN 2 CIRCULATION PUMP B INLET | TRAIN 2 CIRCULATION PUMP B INLET | NON-HAZARDOUS | ISOLATION | WSD11-112-HS-00205B-25-SS16 | 900 | 25 | PN16 | TBA |  |  |  | 56 | 100 | 50 | 600 | 1800 | NC | CAST IRON | STAINLESS STEEL | DISC | AFLAS |  | FLANGED | CUK-200 |  | COTSWOLD VALVES | COTSWOLD VALVES | https://cotswoldvalves.co.uk/ | (+44) 012175 28870 |  | sales@cotswoldvalves.co.uk | UNITED KINGDOM | [7 empty] | CAMBI
0010283749 | AT_HVALVE | WSD11-112-HV-0228B | C4B | 131242-WSD11-DR-P-6034.dgn | BALL_VALVE | WSD11 | 112 | HS | HV | 0228 | B | TRAIN 2 CIRCULATION PUMP A INLET FLUSH DRAIN | TRAIN 2 CIRCULATION PUMP A INLET FLUSH DRAIN | NON-HAZARDOUS | DRAIN | WSD11-112-HS-00206B-25-SS16 | 900 | 25 | PN16 | TBA |  |  |  | 56 | 100 | 50 | 600 | 1800 | NC | SS316 | A182-F304 | BALL | PTFE |  | THREADED | 2006FEW |  | HAITIMA | HAITIMA | https://www.haitima.com.tw/ | +886-2-26585800 |  | haitima@haitima.com.tw | TAIWAN | [7 empty] | CAMBI
0010283783 | AT_HVALVE | WSD11-112-HV-0229A | C4B | 131242-WSD11-DR-P-6034.dgn | BALL_VALVE | WSD11 | 112 | HS | HV | 0229 | A | TRAIN 2 CIRCULATION PUMP B INLET FLUSH DRAIN | TRAIN 2 CIRCULATION PUMP B INLET FLUSH DRAIN | NON-HAZARDOUS | DRAIN | WSD11-112-HS-00209A-25-SS16 | 900 | 25 | PN16 | TBA |  |  |  | 56 | 100 | 50 | 600 | 1800 | NC | SS316 | A182-F304 | BALL | PTFE |  | THREADED | 2006FEW |  | HAITIMA | HAITIMA | https://www.haitima.com.tw/ | +886-2-26585800 |  | haitima@haitima.com.tw | TAIWAN | [7 empty] | CAMBI
0010283784 | AT_HVALVE | WSD11-112-HV-0229B | C4B | 131242-WSD11-DR-P-6034.dgn | BALL_VALVE | WSD11 | 112 | HS | HV | 0229 | B | TRAIN 2 CIRCULATION PUMP A OUTLET FLUSH DRAIN | TRAIN 2 CIRCULATION PUMP A OUTLET FLUSH DRAIN | NON-HAZARDOUS | DRAIN | WSD11-112-HS-00210A-25-SS16 | 900 | 25 | PN16 | TBA |  |  |  | 56 | 263 | 200 | 600 | 1800 | NC | SS316 | A182-F304 | BALL | PTFE |  | THREADED | 2006FEW |  | HAITIMA | HAITIMA | https://www.haitima.com.tw/ | +886-2-26585800 |  | haitima@haitima.com.tw | TAIWAN | [7 empty] | CAMBI
0010283766 | AT_HVALVE | WSD11-112-HV-0230A | C4B | 131242-WSD11-DR-P-6034.dgn | KNIFE_GATE_VALVE | WSD11 | 112 | HS | HV | 0230 | A | TRAIN 2 CIRCULATION PUMP A OUTLET | TRAIN 2 CIRCULATION PUMP A OUTLET | NON-HAZARDOUS | ISOLATION | WSD11-112-HS-00209-100-SS16 | 900 | 100 | PN16 | TBA | 10400 | 9200 | 46000 | 56 | 263 | 200 | 600 | 1350 | NO | CAST IRON | STAINLESS STEEL | DISC | AFLAS |  | FLANGED | CUK-100 |  | COTSWOLD VALVES | COTSWOLD VALVES | https://cotswoldvalves.co.uk/ | (+44) 012175 28870 |  | sales@cotswoldvalves.co.uk | UNITED KINGDOM | [7 empty] | CAMBI
0010283775 | AT_HVALVE | WSD11-112-HV-0230B | C4B | 131242-WSD11-DR-P-6034.dgn | KNIFE_GATE_VALVE | WSD11 | 112 | HS | HV | 0230 | B | TRAIN 2 CIRCULATION PUMP B OUTLET | TRAIN 2 CIRCULATION PUMP B OUTLET | NON-HAZARDOUS | ISOLATION | WSD11-112-HS-00210-100-SS16 | 900 | 100 | PN16 | TBA | 10400 | 9200 | 46000 | 56 | 263 | 200 | 600 | 1350 | NO | CAST IRON | STAINLESS STEEL | DISC | AFLAS |  | FLANGED | CUK-100 |  | COTSWOLD VALVES | COTSWOLD VALVES | https://cotswoldvalves.co.uk/ | (+44) 012175 28870 |  | sales@cotswoldvalves.co.uk | UNITED KINGDOM | [7 empty] | CAMBI
0010283793 | AT_HVALVE | WSD11-112-HV-0231A | C4B | 131242-WSD11-DR-P-6034.dgn | BALL_VALVE | WSD11 | 112 | HS | HV | 0231 | A | TRAIN 2 CIRCULATION PUMP B OUTLET | TRAIN 2 CIRCULATION PUMP B OUTLET | NON-HAZARDOUS | DRAIN | WSD11-112-HS-00209B-25-SS16 | 900 | 25 | PN16 | TBA |  |  |  | 56 | 263 | 200 | 600 | 1800 | NC | SS316 | A182-F304 | BALL | PTFE |  | THREADED | 2006FEW |  | HAITIMA | HAITIMA | https://www.haitima.com.tw/ | +886-2-26585800 |  | haitima@haitima.com.tw | TAIWAN | [7 empty] | CAMBI
0010283794 | AT_HVALVE | WSD11-112-HV-0231B | C4B | 131242-WSD11-DR-P-6034.dgn | BALL_VALVE | WSD11 | 112 | HS | HV | 0231 | B | TRAIN 2 CIRCULATION PUMP A FIT FLUSH DRAIN | TRAIN 2 CIRCULATION PUMP A FIT FLUSH DRAIN | NON-HAZARDOUS | DRAIN | WSD11-112-HS-00210B-25-SS16 | 900 | 25 | PN16 | TBA |  |  |  | 56 | 263 | 200 | 600 | 1800 | NC | SS316 | A182-F304 | BALL | PTFE |  | THREADED | 2006FEW |  | HAITIMA | HAITIMA | https://www.haitima.com.tw/ | +886-2-26585800 |  | haitima@haitima.com.tw | TAIWAN | [7 empty] | CAMBI
0010283796 | AT_HVALVE | WSD11-112-HV-0232A | C4B | 131242-WSD11-DR-P-6034.dgn | KNIFE_GATE_VALVE | WSD11 | 112 | HS | HV | 0232 | A | TRAIN 2 CIRCULATION PUMP B FIT | TRAIN 2 CIRCULATION PUMP B FIT | NON-HAZARDOUS | ISOLATION | WSD11-112-HS-00209-100-SS16 | 900 | 100 | PN16 | TBA | 10400 | 9200 | 46000 | 56 | 263 | 200 | 600 | 1350 | NO | CAST IRON | STAINLESS STEEL | DISC | AFLAS |  | FLANGED | CUK-100 |  | COTSWOLD VALVES | COTSWOLD VALVES | https://cotswoldvalves.co.uk/ | (+44) 012175 28870 |  | sales@cotswoldvalves.co.uk | UNITED KINGDOM | [7 empty] | CAMBI
0010283722 | AT_HVALVE | WSD11-112-HV-0232B | C4B | 131242-WSD11-DR-P-6034.dgn | KNIFE_GATE_VALVE | WSD11 | 112 | HS | HV | 0232 | B | TRAIN 2 CIRCULATION PUMP A FIT | TRAIN 2 CIRCULATION PUMP A FIT | NON-HAZARDOUS | ISOLATION | WSD11-112-HS-00210-100-SS16 | 900 | 100 | PN16 | TBA | 10400 | 9200 | 46000 | 56 | 263 | 200 | 600 | 1350 | NO | CAST IRON | STAINLESS STEEL | DISC | AFLAS |  | FLANGED | CUK-100 |  | COTSWOLD VALVES | COTSWOLD VALVES | https://cotswoldvalves.co.uk/ | (+44) 012175 28870 |  | sales@cotswoldvalves.co.uk | UNITED KINGDOM | [7 empty] | CAMBI
0010283777 | AT_HVALVE | WSD11-112-HV-0233 | C4B | 131242-WSD11-DR-P-6034.dgn | KNIFE_GATE_VALVE | WSD11 | 112 | HS | HV | 0233 |  | TRAIN 1 CIRCULATION PUMP INLET CROSSOVER | TRAIN 1 CIRCULATION PUMP INLET CROSSOVER | NON-HAZARDOUS | ISOLATION | WSD11-112-HS-00208-200-SS16 | 900 | 200 | PN16 | TBA | 10400 | 9200 | 46000 | 56 | 100 | 50 | 600 | 1350 | NC | CAST IRON | STAINLESS STEEL | DISC | AFLAS |  | FLANGED | CUK-200 |  | COTSWOLD VALVES | COTSWOLD VALVES | https://cotswoldvalves.co.uk/ | (+44) 012175 28870 |  | sales@cotswoldvalves.co.uk | UNITED KINGDOM | [7 empty] | CAMBI
0010283785 | AT_HVALVE | WSD11-112-HV-0234 | C4B | 131242-WSD11-DR-P-6034.dgn | KNIFE_GATE_VALVE | WSD11 | 112 | HS | HV | 0234 |  | TRAIN 1 CIRCULATION PUMPS OUTLET CROSSOVER | TRAIN 1 CIRCULATION PUMPS OUTLET CROSSOVER | NON-HAZARDOUS | ISOLATION | WSD11-112-HS-00211-100-SS16 | 900 | 100 | PN16 | TBA | 10400 | 9200 | 46000 | 56 | 263 | 200 | 600 | 1350 | NC | CAST IRON | STAINLESS STEEL | DISC | AFLAS |  | FLANGED | CUK-100 |  | COTSWOLD VALVES | COTSWOLD VALVES | https://cotswoldvalves.co.uk/ | (+44) 012175 28870 |  | sales@cotswoldvalves.co.uk | UNITED KINGDOM | [7 empty] | CAMBI
0010310623 | AT_HVALVE | WSD11-112-HV-0235A | C4B | 131242-WSD11-DR-P-6035.dgn | KNIFE_GATE_VALVE | WSD11 | 112 | HS | HV | 0235 | A | TRAIN 2 PRECOOLER STAGE 2 COOLER A HS INLET | TRAIN 2 PRECOOLER STAGE 2 COOLER A HS INLET | NON-HAZARDOUS | ISOLATION | WSD11-112-HS-00209-100-SS16 | 900 | 100 | PN16 | TBA | 10400 | 9200 | 46000 | 71 | 400 | 200 | 600 | 1350 | NO | CAST IRON | STAINLESS STEEL | DISC | AFLAS |  | FLANGED | CUK-100 |  | COTSWOLD VALVES | COTSWOLD VALVES | https://cotswoldvalves.co.uk/ | (+44) 012175 28870 |  | sales@cotswoldvalves.co.uk | UNITED KINGDOM | [7 empty] | CAMBI
0010283979 | AT_HVALVE | WSD11-112-HV-0235B | C4B | 131242-WSD11-DR-P-6035.dgn | KNIFE_GATE_VALVE | WSD11 | 112 | HS | HV | 0235 | B | TRAIN 2 PRECOOLER STAGE 2 COOLER B HS INLET | TRAIN 2 PRECOOLER STAGE 2 COOLER B HS INLET | NON-HAZARDOUS | ISOLATION | WSD11-112-HS-00210-100-SS16 | 900 | 100 | PN16 | TBA | 10400 | 9200 | 46000 | 71 | 400 | 200 | 600 | 1500 | NO | CAST IRON | STAINLESS STEEL | DISC | AFLAS |  | FLANGED | CUK-100 |  | COTSWOLD VALVES | COTSWOLD VALVES | https://cotswoldvalves.co.uk/ | (+44) 012175 28870 |  | sales@cotswoldvalves.co.uk | UNITED KINGDOM | [7 empty] | CAMBI
0010283953 | AT_HVALVE | WSD11-112-HV-0236A | C4B | 131242-WSD11-DR-P-6035.dgn | BALL_VALVE | WSD11 | 112 | HS | HV | 0236 | A | TRAIN 2 PRECOOLER STAGE 2 COOLER A HS INLET FLUSH | TRAIN 2 PRECOOLER STAGE 2 COOLER A HS INLET FLUSH | NON-HAZARDOUS | DRAIN | WSD11-112-HS-00209C-25-SS16 | 900 | 25 | PN16 | TBA |  |  |  | 71 | 263 | 200 | 600 | 1350 | NC | SS316 | A182-F304 | BALL | PTFE |  | THREADED | 2006FEW |  | HAITIMA | HAITIMA | https://www.haitima.com.tw/ | +886-2-26585800 |  | haitima@haitima.com.tw | TAIWAN | [7 empty] | CAMBI
0010283957 | AT_HVALVE | WSD11-112-HV-0236B | C4B | 131242-WSD11-DR-P-6035.dgn | BALL_VALVE | WSD11 | 112 | HS | HV | 0236 | B | TRAIN 2 PRECOOLER STAGE 2 COOLER B HS INLET FLUSH | TRAIN 2 PRECOOLER STAGE 2 COOLER B HS INLET FLUSH | NON-HAZARDOUS | DRAIN | WSD11-112-HS-00210C-25-SS16 | 900 | 25 | PN16 | TBA |  |  |  | 71 | 263 | 200 | 600 | 1350 | NC | SS316 | A182-F304 | BALL | PTFE |  | THREADED | 2006FEW |  | HAITIMA | HAITIMA | https://www.haitima.com.tw/ | +886-2-26585800 |  | haitima@haitima.com.tw | TAIWAN | [7 empty] | CAMBI
0010283960 | AT_HVALVE | WSD11-112-HV-0237A | C4B | 131242-WSD11-DR-P-6035.dgn | BALL_VALVE | WSD11 | 112 | HS | HV | 0237 | A | TRAIN 2 PRECOOLER STAGE 2 COOLER A HS OUT FLUSH | TRAIN 2 PRECOOLER STAGE 2 COOLER A HS OUT FLUSH | NON-HAZARDOUS | DRAIN | WSD11-112-HS-00214A-25-SS16 | 900 | 25 | PN16 | TBA |  |  |  | 50 | 100 | 100 | 600 | 1350 | NC | SS316 | A182-F304 | BALL | PTFE |  | THREADED | 2006FEW |  | HAITIMA | HAITIMA | https://www.haitima.com.tw/ | +886-2-26585800 |  | haitima@haitima.com.tw | TAIWAN | [7 empty] | CAMBI
0010283971 | AT_HVALVE | WSD11-112-HV-0237B | C4B | 131242-WSD11-DR-P-6035.dgn | BALL_VALVE | WSD11 | 112 | HS | HV | 0237 | B | TRAIN 2 PRECOOLER STAGE 2 COOLER B HS OUT FLUSH | TRAIN 2 PRECOOLER STAGE 2 COOLER B HS OUT FLUSH | NON-HAZARDOUS | DRAIN | WSD11-112-HS-00215A-25-SS16 | 900 | 25 | PN16 | TBA |  |  |  | 50 | 100 | 100 | 600 | 1350 | NC | SS316 | A182-F304 | BALL | PTFE |  | THREADED | 2006FEW |  | HAITIMA | HAITIMA | https://www.haitima.com.tw/ | +886-2-26585800 |  | haitima@haitima.com.tw | TAIWAN | [7 empty] | CAMBI
0010283993 | AT_HVALVE | WSD11-112-HV-0238A | C4B | 131242-WSD11-DR-P-6035.dgn | KNIFE_GATE_VALVE | WSD11 | 112 | HS | HV | 0238 | A | TRAIN 2 PRECOOLER STAGE 2 COOLER A HS OUTLET | TRAIN 2 PRECOOLER STAGE 2 COOLER A HS OUTLET | NON-HAZARDOUS | ISOLATION | WSD11-112-HS-00214-100-SS16 | 900 | 100 | PN16 | TBA | 10400 | 9200 | 46000 | 50 | 200 | 100 | 600 | 1350 | NO | CAST IRON | STAINLESS STEEL | DISC | AFLAS |  | FLANGED | CUK-100 |  | COTSWOLD VALVES | COTSWOLD VALVES | https://cotswoldvalves.co.uk/ | (+44) 012175 28870 |  | sales@cotswoldvalves.co.uk | UNITED KINGDOM | [7 empty] | CAMBI
0010283896 | AT_HVALVE | WSD11-112-HV-0238B | C4B | 131242-WSD11-DR-P-6035.dgn | KNIFE_GATE_VALVE | WSD11 | 112 | HS | HV | 0238 | B | TRAIN 2 PRECOOLER STAGE 2 COOLER B HS OUTLET | TRAIN 2 PRECOOLER STAGE 2 COOLER B HS OUTLET | NON-HAZARDOUS | ISOLATION | WSD11-112-HS-00215-100-SS16 | 900 | 150 | PN16 | TBA | 10400 | 9200 | 46000 | 50 | 200 | 100 | 600 | 1350 | NO | CAST IRON | STAINLESS STEEL | DISC | AFLAS |  | FLANGED | CUK-100 |  | COTSWOLD VALVES | COTSWOLD VALVES | https://cotswoldvalves.co.uk/ | (+44) 012175 28870 |  | sales@cotswoldvalves.co.uk | UNITED KINGDOM | [7 empty] | CAMBI
0010283949 | AT_HVALVE | WSD11-112-HV-0239A | C4B | 131242-WSD11-DR-P-6035.dgn | KNIFE_GATE_VALVE | WSD11 | 112 | HS | HV | 0239 | A | TRAIN 2 PRECOOLER STAGE 2 COOLER A HS RETURN CV 1 | TRAIN 2 PRECOOLER STAGE 2 COOLER A HS RETURN CV 1 | NON-HAZARDOUS | ISOLATION | WSD11-112-HS-00212-100-SS16 | 900 | 80 | PN16 | TBA | 10400 | 9200 | 46000 | 50 | 300 | 50 | 600 | 1350 | NO | CAST IRON | STAINLESS STEEL | DISC | AFLAS |  | FLANGED | CUK-80 |  | COTSWOLD VALVES | COTSWOLD VALVES | https://cotswoldvalves.co.uk/ | (+44) 012175 28870 |  | sales@cotswoldvalves.co.uk | UNITED KINGDOM | [7 empty] | CAMBI
0010307163 | AT_HVALVE | WSD11-112-HV-0239B | C4B | 131242-WSD11-DR-P-6035.dgn | KNIFE_GATE_VALVE | WSD11 | 112 | HS | HV | 0239 | B | TRAIN 2 PRECOOLER STAGE 2 COOLER B HS RETURN CV 1 | TRAIN 2 PRECOOLER STAGE 2 COOLER B HS RETURN CV 1 | NON-HAZARDOUS | ISOLATION | WSD11-112-HS-00213-100-SS16 | 900 | 80 | PN16 | TBA | 10400 | 9200 | 46000 | 50 | 300 | 50 | 600 | 1350 | NO | CAST IRON | STAINLESS STEEL | DISC | AFLAS |  | FLANGED | CUK-80 |  | COTSWOLD VALVES | COTSWOLD VALVES | https://cotswoldvalves.co.uk/ | (+44) 012175 28870 |  | sales@cotswoldvalves.co.uk | UNITED KINGDOM | [7 empty] | CAMBI
0010283903 | AT_HVALVE | WSD11-112-HV-0240A | C4B | 131242-WSD11-DR-P-6035.dgn | BALL_VALVE | WSD11 | 112 | HS | HV | 0240 | A | TRAIN 2 PRECOOLER STAGE 2 COOLER A HS RETURN FLUSH | TRAIN 2 PRECOOLER STAGE 2 COOLER A HS RETURN FLUSH | NON-HAZARDOUS | DRAIN | WSD11-112-HS-00212A-25-SS16 | 900 | 25 | PN16 | TBA |  |  |  | 50 | 100 | 100 | 600 | 1350 | NC | SS316 | A182-F304 | BALL | PTFE |  | THREADED | 2006FEW |  | HAITIMA | HAITIMA | https://www.haitima.com.tw/ | +886-2-26585800 |  | haitima@haitima.com.tw | TAIWAN | [7 empty] | CAMBI
0010283860 | AT_HVALVE | WSD11-112-HV-0240B | C4B | 131242-WSD11-DR-P-6035.dgn | BALL_VALVE | WSD11 | 112 | HS | HV | 0240 | B | TRAIN 2 PRECOOLER STAGE 2 COOLER B HS RETURN FLUSH | TRAIN 2 PRECOOLER STAGE 2 COOLER B HS RETURN FLUSH | NON-HAZARDOUS | DRAIN | WSD11-112-HS-00213A-25-SS16 | 900 | 25 | PN16 | TBA |  |  |  | 50 | 100 | 100 | 600 | 1350 | NC | SS316 | A182-F304 | BALL | PTFE |  | THREADED | 2006FEW |  | HAITIMA | HAITIMA | https://www.haitima.com.tw/ | +886-2-26585800 |  | haitima@haitima.com.tw | TAIWAN | [7 empty] | CAMBI
0010307190 | AT_HVALVE | WSD11-112-HV-0241A | C4B | 131242-WSD11-DR-P-6035.dgn | KNIFE_GATE_VALVE | WSD11 | 112 | HS | HV | 0241 | A | TRAIN 2 PRECOOLER STAGE 2 COOLER A HS RETURN CV 2 | TRAIN 2 PRECOOLER STAGE 2 COOLER A HS RETURN CV 2 | NON-HAZARDOUS | ISOLATION | WSD11-112-HS-00212-100-SS16 | 900 | 80 | PN16 | TBA | 10400 | 9200 | 46000 | 50 | 300 | 50 | 600 | 1350 | NO | CAST IRON | STAINLESS STEEL | DISC | AFLAS |  | FLANGED | CUK-80 |  | COTSWOLD VALVES | COTSWOLD VALVES | https://cotswoldvalves.co.uk/ | (+44) 012175 28870 |  | sales@cotswoldvalves.co.uk | UNITED KINGDOM | [7 empty] | CAMBI
0010307162 | AT_HVALVE | WSD11-112-HV-0241B | C4B | 131242-WSD11-DR-P-6035.dgn | KNIFE_GATE_VALVE | WSD11 | 112 | HS | HV | 0241 | B | TRAIN 2 PRECOOLER STAGE 2 COOLER B HS RETURN CV 2 | TRAIN 2 PRECOOLER STAGE 2 COOLER B HS RETURN CV 2 | NON-HAZARDOUS | ISOLATION | WSD11-112-HS-00213-100-SS16 | 900 | 80 | PN16 | TBA | 10400 | 9200 | 46000 | 50 | 300 | 50 | 600 | 1350 | NO | CAST IRON | STAINLESS STEEL | DISC | AFLAS |  | FLANGED | CUK-80 |  | COTSWOLD VALVES | COTSWOLD VALVES | https://cotswoldvalves.co.uk/ | (+44) 012175 28870 |  | sales@cotswoldvalves.co.uk | UNITED KINGDOM | [7 empty] | CAMBI
0010283868 | AT_HVALVE | WSD11-112-HV-0242A | C4B | 131242-WSD11-DR-P-6035.dgn | BALL_VALVE | WSD11 | 112 | G2D | HV | 0242 | A | TRAIN 2 PRECOOLER STAGE 2 COOLER A G2D INLET | TRAIN 2 PRECOOLER STAGE 2 COOLER A G2D INLET | NON-HAZARDOUS | ISOLATION | WSD11-112-G2D-00211-100-SS16 | 600 | 100 | PN16 | TBA | 66100 | 40000 | 82000 | 30 | 450 | 500 | 530 | 900 | NO | SS 316 | SS 316 | BALL | PTFE |  | FLANGED | 7289 |  | ECON | ECONOSTO | https://www.econosto.fi/en/ | (+65) 6862 5200 | (+65) 6861 3822 | econosto@singnet.com.sg | FINLAND | [7 empty] | CAMBI
0010283876 | AT_HVALVE | WSD11-112-HV-0242B | C4B | 131242-WSD11-DR-P-6035.dgn | BALL_VALVE | WSD11 | 112 | G2D | HV | 0242 | B | TRAIN 2 PRECOOLER STAGE 2 COOLER B G2D INLET | TRAIN 2 PRECOOLER STAGE 2 COOLER B G2D INLET | NON-HAZARDOUS | ISOLATION | WSD11-112-G2D-00215-100-SS16 | 600 | 100 | PN16 | TBA | 66100 | 40000 | 82000 | 30 | 450 | 500 | 530 | 900 | NO | SS 316 | SS 316 | BALL | PTFE |  | FLANGED | 7289 |  | ECON | ECONOSTO | https://www.econosto.fi/en/ | (+65) 6862 5200 | (+65) 6861 3822 | econosto@singnet.com.sg | FINLAND | [7 empty] | CAMBI
0010283985 | AT_HVALVE | WSD11-112-HV-0243A | C4B | 131242-WSD11-DR-P-6035.dgn | BALL_VALVE | WSD11 | 112 | G2D | HV | 0243 | A | TRAIN 2 PRECOOLER STAGE 2 COOLER A G2D IN FLUSH | TRAIN 2 PRECOOLER STAGE 2 COOLER A G2D IN FLUSH | NON-HAZARDOUS | DRAIN | WSD11-112-G2D-00211-25-SS16 | 600 | 25 | PN16 | TBA |  |  |  | 30 | 500 | 450 | 530 | 900 | NC | SS316 | A182-F304 | BALL | PTFE |  | THREADED | 2006FEW |  | HAITIMA | HAITIMA | https://www.haitima.com.tw/ | +886-2-26585800 |  | haitima@haitima.com.tw | TAIWAN | [7 empty] | CAMBI
0010283947 | AT_HVALVE | WSD11-112-HV-0243B | C4B | 131242-WSD11-DR-P-6035.dgn | BALL_VALVE | WSD11 | 112 | G2D | HV | 0243 | B | TRAIN 2 PRECOOLER STAGE 2 COOLER B G2D IN FLUSH | TRAIN 2 PRECOOLER STAGE 2 COOLER B G2D IN FLUSH | NON-HAZARDOUS | DRAIN | WSD11-112-G2D-00215A-25-SS16 | 600 | 25 | PN16 | TBA |  |  |  | 30 | 500 | 450 | 530 | 900 | NC | SS316 | A182-F304 | BALL | PTFE |  | THREADED | 2006FEW |  | HAITIMA | HAITIMA | https://www.haitima.com.tw/ | +886-2-26585800 |  | haitima@haitima.com.tw | TAIWAN | [7 empty] | CAMBI
0010283982 | AT_HVALVE | WSD11-112-HV-0244A | C4B | 131242-WSD11-DR-P-6035.dgn | BALL_VALVE | WSD11 | 112 | G2D | HV | 0244 | A | TRAIN 2 PRECOOLER STAGE 2 COOLER A G2D INLET 3 | TRAIN 2 PRECOOLER STAGE 2 COOLER A G2D INLET 3 | NON-HAZARDOUS | ISOLATION | WSD11-112-G2D-00214-100-SS16 | 600 | 80 | PN16 | TBA | 22033.3 | 13333.3 | 27333.3 | 30 | 500 | 450 | 530 | 900 | NO | SS 316 | SS 316 | BALL | PTFE |  | FLANGED | 7289 |  | ECON | ECONOSTO | https://www.econosto.fi/en/ | (+65) 6862 5200 | (+65) 6861 3822 | econosto@singnet.com.sg | FINLAND | [7 empty] | CAMBI
0010283936 | AT_HVALVE | WSD11-112-HV-0244B | C4B | 131242-WSD11-DR-P-6035.dgn | BALL_VALVE | WSD11 | 112 | G2D | HV | 0244 | B | TRAIN 2 PRECOOLER STAGE 2 COOLER B G2D INLET 3 | TRAIN 2 PRECOOLER STAGE 2 COOLER B G2D INLET 3 | NON-HAZARDOUS | ISOLATION | WSD11-112-G2D-00218-100-SS16 | 600 | 80 | PN16 | TBA | 22033.3 | 13333.3 | 27333.3 | 30 | 500 | 450 | 530 | 900 | NO | SS 316 | SS 316 | BALL | PTFE |  | FLANGED | 7289 |  | ECON | ECONOSTO | https://www.econosto.fi/en/ | (+65) 6862 5200 | (+65) 6861 3822 | econosto@singnet.com.sg | FINLAND | [7 empty] | CAMBI
0010283981 | AT_HVALVE | WSD11-112-HV-0245A | C4B | 131242-WSD11-DR-P-6035.dgn | BALL_VALVE | WSD11 | 112 | G2D | HV | 0245 | A | TRAIN 2 PRECOOLER STAGE 2 COOLER A G2D INLET 2 | TRAIN 2 PRECOOLER STAGE 2 COOLER A G2D INLET 2 | NON-HAZARDOUS | ISOLATION | WSD11-112-G2D-00213-100-SS16 | 600 | 80 | PN16 | TBA | 22033.3 | 13333.3 | 27333.3 | 30 | 500 | 450 | 530 | 900 | NO | SS 316 | SS 316 | BALL | PTFE |  | FLANGED | 7289 |  | ECON | ECONOSTO | https://www.econosto.fi/en/ | (+65) 6862 5200 | (+65) 6861 3822 | econosto@singnet.com.sg | FINLAND | [7 empty] | CAMBI
0010283984 | AT_HVALVE | WSD11-112-HV-0245B | C4B | 131242-WSD11-DR-P-6035.dgn | BALL_VALVE | WSD11 | 112 | G2D | HV | 0245 | B | TRAIN 2 PRECOOLER STAGE 2 COOLER B G2D INLET 2 | TRAIN 2 PRECOOLER STAGE 2 COOLER B G2D INLET 2 | NON-HAZARDOUS | ISOLATION | WSD11-112-G2D-00217-100-SS16 | 600 | 80 | PN16 | TBA | 22033.3 | 13333.3 | 27333.3 | 30 | 500 | 450 | 530 | 900 | NO | SS 316 | SS 316 | BALL | PTFE |  | FLANGED | 7289 |  | ECON | ECONOSTO | https://www.econosto.fi/en/ | (+65) 6862 5200 | (+65) 6861 3822 | econosto@singnet.com.sg | FINLAND | [7 empty] | CAMBI
0010283980 | AT_HVALVE | WSD11-112-HV-0246A | C4B | 131242-WSD11-DR-P-6035.dgn | BALL_VALVE | WSD11 | 112 | G2D | HV | 0246 | A | TRAIN 2 PRECOOLER STAGE 2 COOLER A G2D INLET 1 | TRAIN 2 PRECOOLER STAGE 2 COOLER A G2D INLET 1 | NON-HAZARDOUS | ISOLATION | WSD11-112-G2D-00212-100-SS16 | 600 | 80 | PN16 | TBA | 22033.3 | 13333.3 | 27333.3 | 30 | 500 | 450 | 530 | 900 | NO | SS 316 | SS 316 | BALL | PTFE |  | FLANGED | 7289 |  | ECON | ECONOSTO | https://www.econosto.fi/en/ | (+65) 6862 5200 | (+65) 6861 3822 | econosto@singnet.com.sg | FINLAND | [7 empty] | CAMBI
0010283983 | AT_HVALVE | WSD11-112-HV-0246B | C4B | 131242-WSD11-DR-P-6035.dgn | BALL_VALVE | WSD11 | 112 | G2D | HV | 0246 | B | TRAIN 2 PRECOOLER STAGE 2 COOLER B G2D INLET 1 | TRAIN 2 PRECOOLER STAGE 2 COOLER B G2D INLET 1 | NON-HAZARDOUS | ISOLATION | WSD11-112-G2D-00216-100-SS16 | 600 | 80 | PN16 | TBA | 22033.3 | 13333.3 | 27333.3 | 30 | 500 | 450 | 530 | 900 | NO | SS 316 | SS 316 | BALL | PTFE |  | FLANGED | 7289 |  | ECON | ECONOSTO | https://www.econosto.fi/en/ | (+65) 6862 5200 | (+65) 6861 3822 | econosto@singnet.com.sg | FINLAND | [7 empty] | CAMBI
0010283881 | AT_HVALVE | WSD11-112-HV-0247A | C4B | 131242-WSD11-DR-P-6035.dgn | BALL_VALVE | WSD11 | 112 | HWR | HV | 0247 | A | TRAIN 2 PRECOOLER STAGE 2 COOLER A G2D OUT FLUSH | TRAIN 2 PRECOOLER STAGE 2 COOLER A G2D OUT FLUSH | NON-HAZARDOUS | DRAIN | WSD11-112-G2D-00212C-25-SS16 | 600 | 25 | PN16 | TBA |  |  |  | 30 | 500 | 450 | 530 | 900 | NC | SS316 | A182-F304 | BALL | PTFE |  | THREADED | 2006FEW |  | HAITIMA | HAITIMA | https://www.haitima.com.tw/ | +886-2-26585800 |  | haitima@haitima.com.tw | TAIWAN | [7 empty] | CAMBI
0010283888 | AT_HVALVE | WSD11-112-HV-0247B | C4B | 131242-WSD11-DR-P-6035.dgn | BALL_VALVE | WSD11 | 112 | HWR | HV | 0247 | B | TRAIN 2 PRECOOLER STAGE 2 COOLER A G2D OUT FLUSH | TRAIN 2 PRECOOLER STAGE 2 COOLER A G2D OUT FLUSH | NON-HAZARDOUS | DRAIN | WSD11-112-G2D-00216C-25-SS16 | 600 | 25 | PN16 | TBA |  |  |  | 35 | 500 | 450 | 530 | 900 | NC | SS316 | A182-F304 | BALL | PTFE |  | THREADED | 2006FEW |  | HAITIMA | HAITIMA | https://www.haitima.com.tw/ | +886-2-26585800 |  | haitima@haitima.com.tw | TAIWAN | [7 empty] | CAMBI
0010283967 | AT_HVALVE | WSD11-112-HV-0248A | C4B | 131242-WSD11-DR-P-6035.dgn | BALL_VALVE | WSD11 | 112 | HWR | HV | 0248 | A | TRAIN 2 PRECOOLER STAGE 2 COOLER A G2D ARV | TRAIN 2 PRECOOLER STAGE 2 COOLER A G2D ARV | NON-HAZARDOUS | ISOLATION | WSD11-112-HWR-00212B-15-SS16 | 600 | 15 | PN16 | TBA |  |  |  | 35 | 500 | 450 | 530 | 900 | NO | SS316 | A182-F304 | BALL | PTFE |  | THREADED | 2006FEW |  | HAITIMA | HAITIMA | https://www.haitima.com.tw/ | +886-2-26585800 |  | haitima@haitima.com.tw | TAIWAN | [7 empty] | CAMBI
0010283963 | AT_HVALVE | WSD11-112-HV-0248B | C4B | 131242-WSD11-DR-P-6035.dgn | BALL_VALVE | WSD11 | 112 | HWR | HV | 0248 | B | TRAIN 2 PRECOOLER STAGE 2 COOLER B G2D ARV | TRAIN 2 PRECOOLER STAGE 2 COOLER B G2D ARV | NON-HAZARDOUS | ISOLATION | WSD11-112-HWR-00216B-15-SS16 | 600 | 15 | PN16 | TBA |  |  |  | 35 | 500 | 450 | 530 | 900 | NO | SS316 | A182-F304 | BALL | PTFE |  | THREADED | 2006FEW |  | HAITIMA | HAITIMA | https://www.haitima.com.tw/ | +886-2-26585800 |  | haitima@haitima.com.tw | TAIWAN | [7 empty] | CAMBI
0010283987 | AT_HVALVE | WSD11-112-HV-0249A | C4B | 131242-WSD11-DR-P-6035.dgn | BALL_VALVE | WSD11 | 112 | HWR | HV | 0249 | A | TRAIN 2 PRECOOLER STAGE 2 COOLER A G2D OUTLET | TRAIN 2 PRECOOLER STAGE 2 COOLER A G2D OUTLET | NON-HAZARDOUS | ISOLATION | WSD11-112-HWR-00220-100-SS16 | 600 | 100 | PN16 | TBA | 66100 | 40000 | 82000 | 35 | 110 | 130 | 200 | 900 | NO | SS 316 | SS 316 | BALL | PTFE |  | FLANGED | 7289 |  | ECON | ECONOSTO | https://www.econosto.fi/en/ | (+65) 6862 5200 | (+65) 6861 3822 | econosto@singnet.com.sg | FINLAND | [7 empty] | CAMBI
0010283988 | AT_HVALVE | WSD11-112-HV-0249B | C4B | 131242-WSD11-DR-P-6035.dgn | BALL_VALVE | WSD11 | 112 | HWR | HV | 0249 | B | TRAIN 2 PRECOOLER STAGE 2 COOLER B G2D OUTLET | TRAIN 2 PRECOOLER STAGE 2 COOLER B G2D OUTLET | NON-HAZARDOUS | ISOLATION | WSD11-112-HWR-00221-100-SS16 | 600 | 100 | PN16 | TBA | 66100 | 40000 | 82000 | 35 | 110 | 130 | 200 | 900 | NO | SS 316 | SS 316 | BALL | PTFE |  | FLANGED | 7289 |  | ECON | ECONOSTO | https://www.econosto.fi/en/ | (+65) 6862 5200 | (+65) 6861 3822 | econosto@singnet.com.sg | FINLAND | [7 empty] | CAMBI
0010284145 | AT_HVALVE | WSD11-112-HV-0250A | C4B | 131242-WSD11-DR-P-6036.dgn | KNIFE_GATE_VALVE | WSD11 | 112 | HS | HV | 0250 | A | TRAIN 2 DIGESTER FEED PUMP A INLET | TRAIN 2 DIGESTER FEED PUMP A INLET | NON-HAZARDOUS | ISOLATION | WSD11-112-HS-00214-200-SS16 | 900 | 200 | PN16 | TBA | 20800 | 20800 | 30000 | 50 | 260 | 200 | 600 | 1800 | NO | CAST IRON | STAINLESS STEEL | DISC | AFLAS |  | FLANGED | CUK-200 |  | COTSWOLD VALVES | COTSWOLD VALVES | https://cotswoldvalves.co.uk/ | (+44) 012175 28870 |  | sales@cotswoldvalves.co.uk | UNITED KINGDOM | [7 empty] | CAMBI
0010284118 | AT_HVALVE | WSD11-112-HV-0250B | C4B | 131242-WSD11-DR-P-6036.dgn | KNIFE_GATE_VALVE | WSD11 | 112 | HS | HV | 0250 | B | TRAIN 2 DIGESTER FEED PUMP B INLET | TRAIN 2 DIGESTER FEED PUMP B INLET | NON-HAZARDOUS | ISOLATION | WSD11-112-HS-00217-200-SS16 | 900 | 200 | PN16 | TBA | 20800 | 20800 | 30000 | 50 | 260 | 200 | 600 | 1800 | NO | CAST IRON | STAINLESS STEEL | DISC | AFLAS |  | FLANGED | CUK-200 |  | COTSWOLD VALVES | COTSWOLD VALVES | https://cotswoldvalves.co.uk/ | (+44) 012175 28870 |  | sales@cotswoldvalves.co.uk | UNITED KINGDOM | [7 empty] | CAMBI
0010284137 | AT_HVALVE | WSD11-112-HV-0251A | C4B | 131242-WSD11-DR-P-6036.dgn | BALL_VALVE | WSD11 | 112 | HS | HV | 0251 | A | TRAIN 2 DIGESTER FEED PUMP A INLET FLUSH DRAIN | TRAIN 2 DIGESTER FEED PUMP A INLET FLUSH DRAIN | NON-HAZARDOUS | DRAIN | WSD11-112-HS-00214B-25-SS16 | 900 | 25 | PN16 | TBA |  |  |  | 50 | 260 | 200 | 600 | 1800 | NC | SS316 | A182-F304 | BALL | PTFE |  | THREADED | 2006FEW |  | HAITIMA | HAITIMA | https://www.haitima.com.tw/ | +886-2-26585800 |  | haitima@haitima.com.tw | TAIWAN | [7 empty] | CAMBI
0010284138 | AT_HVALVE | WSD11-112-HV-0251B | C4B | 131242-WSD11-DR-P-6036.dgn | BALL_VALVE | WSD11 | 112 | HS | HV | 0251 | B | TRAIN 2 DIGESTER FEED PUMP B INLET FLUSH DRAIN | TRAIN 2 DIGESTER FEED PUMP B INLET FLUSH DRAIN | NON-HAZARDOUS | DRAIN | WSD11-112-HS-00217A-25-SS16 | 900 | 25 | PN16 | TBA |  |  |  | 50 | 260 | 200 | 600 | 1800 | NC | SS316 | A182-F304 | BALL | PTFE |  | THREADED | 2006FEW |  | HAITIMA | HAITIMA | https://www.haitima.com.tw/ | +886-2-26585800 |  | haitima@haitima.com.tw | TAIWAN | [7 empty] | CAMBI
0010284141 | AT_HVALVE | WSD11-112-HV-0252A | C4B | 131242-WSD11-DR-P-6036.dgn | BALL_VALVE | WSD11 | 112 | HS | HV | 0252 | A | TRAIN 2 DIGESTER FEED PUMP A OUTLET FLUSH DRAIN | TRAIN 2 DIGESTER FEED PUMP A OUTLET FLUSH DRAIN | NON-HAZARDOUS | DRAIN | WSD11-112-HS-00216A-25-SS16 | 900 | 25 | PN16 | TBA |  |  |  | 50 | 500 | 450 | 600 | 1800 | NC | SS316 | A182-F304 | BALL | PTFE |  | THREADED | 2006FEW |  | HAITIMA | HAITIMA | https://www.haitima.com.tw/ | +886-2-26585800 |  | haitima@haitima.com.tw | TAIWAN | [7 empty] | CAMBI
0010284144 | AT_HVALVE | WSD11-112-HV-0252B | C4B | 131242-WSD11-DR-P-6036.dgn | BALL_VALVE | WSD11 | 112 | HS | HV | 0252 | B | TRAIN 2 DIGESTER FEED PUMP B OUTLET FLUSH DRAIN | TRAIN 2 DIGESTER FEED PUMP B OUTLET FLUSH DRAIN | NON-HAZARDOUS | DRAIN | WSD11-112-HS-00218A-25-SS16 | 900 | 25 | PN16 | TBA |  |  |  | 50 | 500 | 450 | 600 | 1800 | NC | SS316 | A182-F304 | BALL | PTFE |  | THREADED | 2006FEW |  | HAITIMA | HAITIMA | https://www.haitima.com.tw/ | +886-2-26585800 |  | haitima@haitima.com.tw | TAIWAN | [7 empty] | CAMBI
0010312465 | AT_HVALVE | WSD11-112-HV-0253A | C4B | 131242-WSD11-DR-P-6036.dgn | KNIFE_GATE_VALVE | WSD11 | 112 | HS | HV | 0253 | A | TRAIN 2 DIGESTER FEED PUMP A OUTLET | TRAIN 2 DIGESTER FEED PUMP A OUTLET | NON-HAZARDOUS | ISOLATION | WSD11-112-HS-00216-100-SS16 | 900 | 100 | PN16 | TBA | 20800 | 20800 | 30000 | 50 | 500 | 400 | 600 | 1800 | NO | CAST IRON | STAINLESS STEEL | DISC | AFLAS |  | FLANGED | CUK-100 |  | COTSWOLD VALVES | COTSWOLD VALVES | https://cotswoldvalves.co.uk/ | (+44) 012175 28870 |  | sales@cotswoldvalves.co.uk | UNITED KINGDOM | [7 empty] | CAMBI
0010284151 | AT_HVALVE | WSD11-112-HV-0253B | C4B | 131242-WSD11-DR-P-6036.dgn | KNIFE_GATE_VALVE | WSD11 | 112 | HS | HV | 0253 | B | TRAIN 2 DIGESTER FEED PUMP B OUTLET | TRAIN 2 DIGESTER FEED PUMP B OUTLET | NON-HAZARDOUS | ISOLATION | WSD11-112-HS-00218-100-SS16 | 900 | 100 | PN16 | TBA | 20800 | 20800 | 30000 | 50 | 500 | 400 | 600 | 1800 | NO | CAST IRON | STAINLESS STEEL | DISC | AFLAS |  | FLANGED | CUK-100 |  | COTSWOLD VALVES | COTSWOLD VALVES | https://cotswoldvalves.co.uk/ | (+44) 012175 28870 |  | sales@cotswoldvalves.co.uk | UNITED KINGDOM | [7 empty] | CAMBI
0010284155 | AT_HVALVE | WSD11-112-HV-0255 | C4B | 131242-WSD11-DR-P-6036.dgn | BALL_VALVE | WSD11 | 112 | HS | HV | 0255 |  | TRAIN 2 DIGESTER FEED FIT FLUSH DRAIN | TRAIN 2 DIGESTER FEED FIT FLUSH DRAIN | NON-HAZARDOUS | DRAIN | WSD11-112-HS-00216B-25-SS16 | 900 | 25 | PN16 | TBA |  |  |  | 50 | 500 | 450 | 600 | 1800 | NC | SS316 | A182-F304 | BALL | PTFE |  | THREADED | 2006FEW |  | HAITIMA | HAITIMA | https://www.haitima.com.tw/ | +886-2-26585800 |  | haitima@haitima.com.tw | TAIWAN | [7 empty] | CAMBI
0010312464 | AT_HVALVE | WSD11-112-HV-0256 | C4B | 131242-WSD11-DR-P-6036.dgn | KNIFE_GATE_VALVE | WSD11 | 112 | HS | HV | 0256 |  | TRAIN 2 DIGESTER FEED PUMP FIT | TRAIN 2 DIGESTER FEED PUMP FIT | NON-HAZARDOUS | ISOLATION | WSD11-112-HS-00216-100-SS16 | 900 | 100 | PN16 | TBA | 20800 | 20800 | 30000 | 50 | 500 | 400 | 600 | 1800 | NO | CAST IRON | STAINLESS STEEL | DISC | AFLAS |  | FLANGED | CUK-100 |  | COTSWOLD VALVES | COTSWOLD VALVES | https://cotswoldvalves.co.uk/ | (+44) 012175 28870 |  | sales@cotswoldvalves.co.uk | UNITED KINGDOM | [7 empty] | CAMBI
0010308707 | AT_HVALVE | WSD11-112-HV-0257A | C4B | 131242-WSD11-DR-P-6026.dgn | BALL_VALVE | WSD11 | 112 | HS | HV | 0257 | A | TRAIN 2 FLASHTANK DISCHARGE PUMP A DISCHARGE FLUSH | TRAIN 2 FLASHTANK DISCHARGE PUMP A DISCHARGE FLUSH | NON-HAZARDOUS | DRAIN | WSD11-112-HS-00202A-25-SS16 | 1200 | 25 | PN16 | TBA |  |  |  | 80 | 245 | 245 | 600 | 1800 | NC | SS316 | A182-F304 | BALL | PTFE |  | THREADED | 2006FEW |  | HAITIMA | HAITIMA | https://www.haitima.com.tw/ | +886-2-26585800 |  | haitima@haitima.com.tw | TAIWAN | [7 empty] | CAMBI
0010308706 | AT_HVALVE | WSD11-112-HV-0257B | C4B | 131242-WSD11-DR-P-6026.dgn | BALL_VALVE | WSD11 | 112 | HS | HV | 0257 | B | TRAIN 2 FLASHTANK DISCHARGE PUMP B DISCHARGE FLUSH | TRAIN 2 FLASHTANK DISCHARGE PUMP B DISCHARGE FLUSH | NON-HAZARDOUS | DRAIN | WSD11-112-HS-00203A-25-SS16 | 1200 | 25 | PN16 | TBA |  |  |  | 80 | 245 | 245 | 600 | 1800 | NC | SS316 | A182-F304 | BALL | PTFE |  | THREADED | 2006FEW |  | HAITIMA | HAITIMA | https://www.haitima.com.tw/ | +886-2-26585800 |  | haitima@haitima.com.tw | TAIWAN | [7 empty] | CAMBI
0010308948 | AT_HVALVE | WSD11-112-HV-0258A | C4B | 131242-WSD11-DR-P-6033.dgn | BALL_VALVE | WSD11 | 112 | HS | HV | 0258 | A | TRAIN 2 PRECOOLER STAGE 1 COOLER A HS OUTLET PIT | TRAIN 2 PRECOOLER STAGE 1 COOLER A HS OUTLET PIT | NON-HAZARDOUS | ISOLATION | WSD11-112-HS-00205A-50-SS16 | 1000 | 50 | PN16 | TBA |  |  |  | 71 | 200 | 100 | 600 | 1500 | NO | SS 316 | SS 316 | BALL | PTFE |  | FLANGED | 7289 |  | ECON | ECONOSTO | https://www.econosto.fi/en/ | (+65) 6862 5200 | (+65) 6861 3822 | econosto@singnet.com.sg | FINLAND | [7 empty] | CAMBI
0010308880 | AT_HVALVE | WSD11-112-HV-0258B | C4B | 131242-WSD11-DR-P-6033.dgn | BALL_VALVE | WSD11 | 112 | HS | HV | 0258 | B | TRAIN 2 PRECOOLER STAGE 1 COOLER B HS OUTLET PIT | TRAIN 2 PRECOOLER STAGE 1 COOLER B HS OUTLET PIT | NON-HAZARDOUS | ISOLATION | WSD11-112-HS-00206A-50-SS16 | 1000 | 50 | PN16 | TBA |  |  |  | 71 | 200 | 100 | 600 | 1500 | NO | SS 316 | SS 316 | BALL | PTFE |  | FLANGED | 7289 |  | ECON | ECONOSTO | https://www.econosto.fi/en/ | (+65) 6862 5200 | (+65) 6861 3822 | econosto@singnet.com.sg | FINLAND | [7 empty] | CAMBI
0010308996 | AT_HVALVE | WSD11-112-HV-0259A | C4B | 131242-WSD11-DR-P-6034.dgn | BALL_VALVE | WSD11 | 112 | HS | HV | 0259 | A | TRAIN 2 CIRCULATION PUMP A OUTLET FLUSH | TRAIN 2 CIRCULATION PUMP A OUTLET FLUSH | NON-HAZARDOUS | DRAIN | WSD11-112-HS-00209D-25-SS16 | 900 | 25 | PN16 | TBA |  |  |  | 56 | 263 | 200 | 600 | 1800 | NC | SS316 | A182-F304 | BALL | PTFE |  | THREADED | 2006FEW |  | HAITIMA | HAITIMA | https://www.haitima.com.tw/ | +886-2-26585800 |  | haitima@haitima.com.tw | TAIWAN | [7 empty] | CAMBI
0010308994 | AT_HVALVE | WSD11-112-HV-0259B | C4B | 131242-WSD11-DR-P-6034.dgn | BALL_VALVE | WSD11 | 112 | HS | HV | 0259 | B | TRAIN 2 CIRCULATION PUMP B OUTLET FLUSH | TRAIN 2 CIRCULATION PUMP B OUTLET FLUSH | NON-HAZARDOUS | DRAIN | WSD11-112-HS-00210D-25-SS16 | 900 | 25 | PN16 | TBA |  |  |  | 56 | 263 | 200 | 600 | 1800 | NC | SS316 | A182-F304 | BALL | PTFE |  | THREADED | 2006FEW |  | HAITIMA | HAITIMA | https://www.haitima.com.tw/ | +886-2-26585800 |  | haitima@haitima.com.tw | TAIWAN | [7 empty] | CAMBI
0010308997 | AT_HVALVE | WSD11-112-HV-0260A | C4B | 131242-WSD11-DR-P-6034.dgn | BALL_VALVE | WSD11 | 112 | HS | HV | 0260 | A | TRAIN 2 CIRCULATION PUMP A OUTLET PRESSURE PIT | TRAIN 2 CIRCULATION PUMP A OUTLET PRESSURE PIT | NON-HAZARDOUS | ISOLATION | WSD11-112-HS-00209E-50-SS16 | 900 | 50 | PN16 | TBA |  |  |  | 56 | 263 | 200 | 600 | 1800 | NO | SS 316 | SS 316 | BALL | PTFE |  | FLANGED | 7289 |  | ECON | ECONOSTO | https://www.econosto.fi/en/ | (+65) 6862 5200 | (+65) 6861 3822 | econosto@singnet.com.sg | FINLAND | [7 empty] | CAMBI
0010308995 | AT_HVALVE | WSD11-112-HV-0260B | C4B | 131242-WSD11-DR-P-6034.dgn | BALL_VALVE | WSD11 | 112 | HS | HV | 0260 | B | TRAIN 2 CIRCULATION PUMP B OUTLET PRESSURE PIT | TRAIN 2 CIRCULATION PUMP B OUTLET PRESSURE PIT | NON-HAZARDOUS | ISOLATION | WSD11-112-HS-00210E-50-SS16 | 900 | 50 | PN16 | TBA |  |  |  | 56 | 263 | 200 | 600 | 1800 | NO | SS 316 | SS 316 | BALL | PTFE |  | FLANGED | 7289 |  | ECON | ECONOSTO | https://www.econosto.fi/en/ | (+65) 6862 5200 | (+65) 6861 3822 | econosto@singnet.com.sg | FINLAND | [7 empty] | CAMBI
0010311988 | AT_HVALVE | WSD11-112-HV-0260C | C4B | 131242-WSD11-DR-P-6034.dgn | BALL_VALVE | WSD11 | 112 | HS | HV | 0260 | C | TRAIN 2 CIRCULATION PUMP A OUTLET PS | TRAIN 2 CIRCULATION PUMP A OUTLET PS | NON-HAZARDOUS | ISOLATION | WSD11-112-HS-00209G-50-SS16 | 900 | 50 | PN16 | TBA |  |  |  | 56 | 263 | 200 | 600 | 1800 | NO | SS 316 | SS 316 | BALL | HYPATITE PTFE |  | FLANGED | H SERIES |  | HEATON | HEATON | https://www.heaton-valves.com/ |  |  | sales@heaton-valves.com | TAIWAN | [7 empty] | OVS
0010311993 | AT_HVALVE | WSD11-112-HV-0260D | C4B | 131242-WSD11-DR-P-6034.dgn | BALL_VALVE | WSD11 | 112 | HS | HV | 0260 | D | TRAIN 2 CIRCULATION PUMP B OUTLET PS | TRAIN 2 CIRCULATION PUMP B OUTLET PS | NON-HAZARDOUS | ISOLATION | WSD11-112-HS-00210G-50-SS16 | 900 | 50 | PN16 | TBA |  |  |  | 56 | 263 | 200 | 600 | 1800 | NO | SS 316 | SS 316 | BALL | PTFE |  | FLANGED | H SERIES |  | HEATON | HEATON | https://www.heaton-valves.com/ |  |  | sales@heaton-valves.com | TAIWAN | [7 empty] | OVS
0010309089 | AT_HVALVE | WSD11-112-HV-0261A | C4B | 131242-WSD11-DR-P-6035.dgn | BALL_VALVE | WSD11 | 112 | HS | HV | 0261 | A | TRAIN 2 PRECOOLER STAGE 2 COOLER A HS OUTLET PIT | TRAIN 2 PRECOOLER STAGE 2 COOLER A HS OUTLET PIT | NON-HAZARDOUS | ISOLATION | WSD11-112-HS-00214C-50-SS16 | 900 | 50 | PN16 | TBA |  |  |  | 35 | 110 | 130 | 200 | 1350 | NO | SS 316 | SS 316 | BALL | PTFE |  | FLANGED | 7289 |  | ECON | ECONOSTO | https://www.econosto.fi/en/ | (+65) 6862 5200 | (+65) 6861 3822 | econosto@singnet.com.sg | FINLAND | [7 empty] | CAMBI
0010309088 | AT_HVALVE | WSD11-112-HV-0261B | C4B | 131242-WSD11-DR-P-6035.dgn | BALL_VALVE | WSD11 | 112 | HS | HV | 0261 | B | TRAIN 2 PRECOOLER STAGE 2 COOLER B HS OUTLET PIT | TRAIN 2 PRECOOLER STAGE 2 COOLER B HS OUTLET PIT | NON-HAZARDOUS | ISOLATION | WSD11-112-HS-00215C-50-SS16 | 900 | 50 | PN16 | TBA |  |  |  | 35 | 110 | 130 | 200 | 1350 | NO | SS 316 | SS 316 | BALL | PTFE |  | FLANGED | 7289 |  | ECON | ECONOSTO | https://www.econosto.fi/en/ | (+65) 6862 5200 | (+65) 6861 3822 | econosto@singnet.com.sg | FINLAND | [7 empty] | CAMBI
0010309137 | AT_HVALVE | WSD11-112-HV-0262A | C4B | 131242-WSD11-DR-P-6036.dgn | BALL_VALVE | WSD11 | 112 | HS | HV | 0262 | A | TRAIN 2 DIGESTER FEED PUMP A OUTLET FLUSH DRAIN | TRAIN 2 DIGESTER FEED PUMP A OUTLET FLUSH DRAIN | NON-HAZARDOUS | DRAIN | WSD11-112-HS-00216C-25-SS16 | 900 | 25 | PN16 | TBA |  |  |  | 50 | 500 | 450 | 600 | 1800 | NC | SS316 | A182-F304 | BALL | PTFE |  | THREADED | 2006FEW |  | HAITIMA | HAITIMA | https://www.haitima.com.tw/ | +886-2-26585800 |  | haitima@haitima.com.tw | TAIWAN | [7 empty] | CAMBI
0010309139 | AT_HVALVE | WSD11-112-HV-0262B | C4B | 131242-WSD11-DR-P-6036.dgn | BALL_VALVE | WSD11 | 112 | HS | HV | 0262 | B | TRAIN 2 DIGESTER FEED PUMP B OUTLET FLUSH DRAIN | TRAIN 2 DIGESTER FEED PUMP B OUTLET FLUSH DRAIN | NON-HAZARDOUS | DRAIN | WSD11-112-HS-00218C-25-SS16 | 900 | 25 | PN16 | TBA |  |  |  | 50 | 500 | 450 | 600 | 1800 | NC | SS316 | A182-F304 | BALL | PTFE |  | THREADED | 2006FEW |  | HAITIMA | HAITIMA | https://www.haitima.com.tw/ | +886-2-26585800 |  | haitima@haitima.com.tw | TAIWAN | [7 empty] | CAMBI
0010309126 | AT_HVALVE | WSD11-112-HV-0263A | C4B | 131242-WSD11-DR-P-6036.dgn | BALL_VALVE | WSD11 | 112 | HS | HV | 0263 | A | TRAIN 2 DIGESTER FEED PUMP A OUTLET PIT | TRAIN 2 DIGESTER FEED PUMP A OUTLET PIT | NON-HAZARDOUS | ISOLATION | WSD11-112-HS-00216D-50-SS16 | 900 | 50 | PN16 | TBA |  |  |  | 50 | 500 | 450 | 600 | 1800 | NO | SS 316 | SS 316 | BALL | PTFE |  | FLANGED | 7289 |  | ECON | ECONOSTO | https://www.econosto.fi/en/ | (+65) 6862 5200 | (+65) 6861 3822 | econosto@singnet.com.sg | FINLAND | [7 empty] | CAMBI
0010309138 | AT_HVALVE | WSD11-112-HV-0263B | C4B | 131242-WSD11-DR-P-6036.dgn | BALL_VALVE | WSD11 | 112 | HS | HV | 0263 | B | TRAIN 2 DIGESTER FEED PUMP B OUTLET PIT | TRAIN 2 DIGESTER FEED PUMP B OUTLET PIT | NON-HAZARDOUS | ISOLATION | WSD11-112-HS-00218D-50-SS16 | 900 | 50 | PN16 | TBA |  |  |  | 50 | 500 | 450 | 600 | 1800 | NO | SS 316 | SS 316 | BALL | PTFE |  | FLANGED | 7289 |  | ECON | ECONOSTO | https://www.econosto.fi/en/ | (+65) 6862 5200 | (+65) 6861 3822 | econosto@singnet.com.sg | FINLAND | [7 empty] | CAMBI
0010312008 | AT_HVALVE | WSD11-112-HV-0263C | C4B | 131242-WSD11-DR-P-6036.dgn | BALL_VALVE | WSD11 | 112 | HS | HV | 0263 | C | TRAIN 2 DIGESTER FEED PUMP A OUTLET PS | TRAIN 2 DIGESTER FEED PUMP A OUTLET PS | NON-HAZARDOUS | ISOLATION | WSD11-112-HS-00216F-50-SS16 | 900 | 50 | PN16 | TBA |  |  |  | 50 | 500 | 450 | 600 | 1800 | NO | SS 316 | SS 316 | BALL | HYPATITE PTFE |  | FLANGED | H SERIES |  | HEATON | HEATON | https://www.heaton-valves.com/ |  |  | sales@heaton-valves.com | TAIWAN | [7 empty] | OVS
0010312012 | AT_HVALVE | WSD11-112-HV-0263D | C4B | 131242-WSD11-DR-P-6036.dgn | BALL_VALVE | WSD11 | 112 | HS | HV | 0263 | D | TRAIN 2 DIGESTER FEED PUMP B OUTLET PS | TRAIN 2 DIGESTER FEED PUMP B OUTLET PS | NON-HAZARDOUS | ISOLATION | WSD11-112-HS-00218F-50-SS16 | 900 | 50 | PN16 | TBA |  |  |  | 50 | 500 | 450 | 600 | 1800 | NO | SS 316 | SS 316 | BALL | HYPATITE PTFE |  | FLANGED | H SERIES |  | HEATON | HEATON | https://www.heaton-valves.com/ |  |  | sales@heaton-valves.com | TAIWAN | [7 empty] | OVS
0010336217 | AT_HVALVE | WSD11-112-HV-0270A | C4B | 131242-WSD11-DR-P-6034.dgn | BALL_VALVE | WSD11 | 112 | G2D | HV | 0270 | A | TRAIN 2 CIRCULATION PUMP A G2D DRAIN | TRAIN 2 CIRCULATION PUMP A G2D DRAIN | NON-HAZARDOUS | DRAIN | WSD11-112-G2D-00222A-25-SS16 | 600 | 25 | PN16 | TBA |  |  |  | 30 | 500 | 450 | 530 | 900 | NO | SS316 | SS 316 | BALL | HYPATITE PTFE |  | THREADED | HV503 |  | HEATON | HEATON | https://www.heaton-valves.com/ |  |  | sales@heaton-valves.com | TAIWAN | [7 empty] | OVS
0010336216 | AT_HVALVE | WSD11-112-HV-0270B | C4B | 131242-WSD11-DR-P-6034.dgn | BALL_VALVE | WSD11 | 112 | G2D | HV | 0270 | B | TRAIN 2 CIRCULATION PUMP B G2D DRAIN | TRAIN 2 CIRCULATION PUMP B G2D DRAIN | NON-HAZARDOUS | DRAIN |  | 600 | 25 | PN16 | TBA |  |  |  | 30 | 500 | 450 | 530 | 900 | NO | SS316 | SS 316 | BALL | HYPATITE PTFE |  | THREADED | HV503 |  | HEATON | HEATON | https://www.heaton-valves.com/ |  |  | sales@heaton-valves.com | TAIWAN | [7 empty] | OVS
0010336210 | AT_HVALVE | WSD11-112-HV-0271A | C4B | 131242-WSD11-DR-P-6034.dgn | BALL_VALVE | WSD11 | 112 | G2D | HV | 0271 | A | TRAIN 2 CIRCULATION PUMP A G2D | TRAIN 2 CIRCULATION PUMP A G2D | NON-HAZARDOUS | ISOLATION | WSD11-112-G2D-00222A-25-SS16 | 600 | 25 | PN16 | TBA |  |  |  | 30 | 500 | 450 | 530 | 900 | NO | SS316 | SS 316 | BALL | HYPATITE PTFE |  | THREADED | HV503 |  | HEATON | HEATON | https://www.heaton-valves.com/ |  |  | sales@heaton-valves.com | TAIWAN | [7 empty] | OVS
0010336215 | AT_HVALVE | WSD11-112-HV-0271B | C4B | 131242-WSD11-DR-P-6034.dgn | BALL_VALVE | WSD11 | 112 | G2D | HV | 0271 | B | TRAIN 2 CIRCULATION PUMP B G2D | TRAIN 2 CIRCULATION PUMP B G2D | NON-HAZARDOUS | ISOLATION | WSD11-112-G2D-00222B-25-SS16 | 600 | 25 | PN16 | TBA |  |  |  | 30 | 500 | 450 | 530 | 900 | NO | SS316 | SS 316 | BALL | HYPATITE PTFE |  | THREADED | HV503 |  | HEATON | HEATON | https://www.heaton-valves.com/ |  |  | sales@heaton-valves.com | TAIWAN | [7 empty] | OVS
0010336208 | AT_HVALVE | WSD11-112-HV-0272A | C4B | 131242-WSD11-DR-P-6034.dgn | GLOBE_VALVE | WSD11 | 112 | G2D | HV | 0272 | A | TRAIN 2 CIRCULATION PUMP A CONTROL | TRAIN 2 CIRCULATION PUMP A CONTROL | NON-HAZARDOUS | ISOLATION | WSD11-112-G2D-00222A-25-SS16 | 600 | 25 | PN16 | TBA |  |  |  | 30 | 500 | 450 | 530 | 900 | NO | SS316 | SS 316 | PLUG | HYPATITE PTFE |  | THREADED | HV503 |  | HEATON | HEATON | https://www.heaton-valves.com/ |  |  | sales@heaton-valves.com | TAIWAN | [7 empty] | OVS
0010336213 | AT_HVALVE | WSD11-112-HV-0272B | C4B | 131242-WSD11-DR-P-6034.dgn | GLOBE_VALVE | WSD11 | 112 | G2D | HV | 0272 | B | TRAIN 2 CIRCULATION PUMP B CONTROL | TRAIN 2 CIRCULATION PUMP B CONTROL | NON-HAZARDOUS | ISOLATION | WSD11-112-G2D-00222B-25-SS16 | 600 | 25 | PN16 | TBA |  |  |  | 30 | 500 | 450 | 530 | 900 | NO | SS316 | SS 316 | PLUG | HYPATITE PTFE |  | THREADED | HV503 |  | HEATON | HEATON | https://www.heaton-valves.com/ |  |  | sales@heaton-valves.com | TAIWAN | [7 empty] | OVS
0010336241 | AT_HVALVE | WSD11-112-HV-0273 | C4B | 131242-WSD11-DR-P-6036.dgn | BALL_VALVE | WSD11 | 112 | G2D | HV | 0273 |  | TRAIN 2 DIGESTER FEED PUMP G2D DRAIN | TRAIN 2 DIGESTER FEED PUMP G2D DRAIN | NON-HAZARDOUS | DRAIN |  | 600 | 25 | PN16 | TBA |  |  |  | 30 | 500 | 450 | 530 | 900 | NO | SS316 | SS 316 | BALL | HYPATITE PTFE |  | THREADED | HV503 |  | HEATON | HEATON | https://www.heaton-valves.com/ |  |  | sales@heaton-valves.com | TAIWAN | [7 empty] | OVS
0010336240 | AT_HVALVE | WSD11-112-HV-0274 | C4B | 131242-WSD11-DR-P-6036.dgn | BALL_VALVE | WSD11 | 112 | G2D | HV | 0274 |  | TRAIN 2 DIGESTER FEED PUMP G2D | TRAIN 2 DIGESTER FEED PUMP G2D | NON-HAZARDOUS | ISOLATION | WSD11-112-G2D-00223-25-SS16 | 600 | 25 | PN16 | TBA |  |  |  | 30 | 500 | 450 | 530 | 900 | NO | SS316 | SS 316 | BALL | HYPATITE PTFE |  | THREADED | HV503 |  | HEATON | HEATON | https://www.heaton-valves.com/ |  |  | sales@heaton-valves.com | TAIWAN | [7 empty] | OVS
0010336238 | AT_HVALVE | WSD11-112-HV-0275 | C4B | 131242-WSD11-DR-P-6036.dgn | GLOBE_VALVE | WSD11 | 112 | G2D | HV | 0275 |  | TRAIN 2 DIGESTER FEED PUMP CONTROL | TRAIN 2 DIGESTER FEED PUMP CONTROL | NON-HAZARDOUS | ISOLATION | WSD11-112-G2D-00223-25-SS16 | 600 | 25 | PN16 | TBA |  |  |  | 30 | 500 | 450 | 530 | 900 | NO | SS316 | SS 316 | PLUG | HYPATITE PTFE |  | THREADED |  |  | HEATON | HEATON | https://www.heaton-valves.com/ |  |  | sales@heaton-valves.com | TAIWAN | [7 empty] | OVS
0010336815 | AT_HVALVE | WSD11-112-HV-0276 |  | 131242-WSD11-DR-P-6035.dgn | BALL_VALVE | WSD11 | 112 | G2D | HV | 0276 | [5 empty] | WSD11-112-G2D-00219-50-SS16 |  | 50
0010336816 | AT_HVALVE | WSD11-112-HV-0277 |  | 131242-WSD11-DR-P-6035.dgn | BALL_VALVE | WSD11 | 112 | G2D | HV | 0277 | [5 empty] | WSD11-112-G2D-00219-50-SS16 |  | 50
0010335432 | AT_HVALVE | WSD11-112-HV-0714 | C4B | 131242-WSD11-DR-P-6015.dgn | BALL_VALVE | WSD11 | 006 | IA | HV | 0714 |  | ISOLATION FOR AV | ISOLATION FOR AV | NON-HAZARDOUS | ISOLATION | WSD11-112-IA-00011F-15-SS16 | 1100 | 15 | PN16 | TBA |  |  |  | 42 | 850 | 850 | 1000 | 1500 | NC | SS316 | SS316 | BALL | HYPATITE PTFE |  | THREADED | H5V03 |  | HEATON | HEATON | https://www.heaton-valves.com/ |  |  | sales@heaton-valves.com | TAIWAN | [7 empty] | OVS
0010335150 | AT_HVALVE | WSD11-112-HV-0719 | C4B | 131242-WSD11-DR-P-6016.dgn | BALL_VALVE | WSD11 | 112 | HS | HV | 0719 |  | ISOLATION FOR AV | ISOLATION FOR AV | NON-HAZARDOUS | ISOLATION |  | 1100 |  | PN16 | TBA |  |  |  | 42 | 900 | 850 | 1000 | 1600 | NO | SS 316 | SS 316 | BALL | PTFE |  | THREADED | H5V03 |  | HEATON | HEATON | https://www.heaton-valves.com/ |  |  | sales@heaton-valves.com | TAIWAN | [7 empty] | OVS
0010335238 | AT_HVALVE | WSD11-112-HV-0742 | C4B | 131242-WSD11-DR-P-6034.dgn | BALL_VALVE | WSD11 | 006 | IA | HV | 0742 |  | ISOLATION FOR AV | ISOLATION FOR AV | NON-HAZARDOUS | ISOLATION | WSD11-006-IA-00009-15-SS16 | 1100 | 15 | PN16 | TBA |  |  |  | 42 | 850 | 850 | 1000 | 1500 | NO | SS316 | SS316 | BALL | HYPATITE PTFE |  | THREADED | H5V03 |  | HEATON | HEATON | https://www.heaton-valves.com/ |  |  | sales@heaton-valves.com | TAIWAN | [7 empty] | OVS
0010335241 | AT_HVALVE | WSD11-112-HV-0744 | C4B | 131242-WSD11-DR-P-6034.dgn | BALL_VALVE | WSD11 | 006 | IA | HV | 0744 |  | ISOLATION FOR AV | ISOLATION FOR AV | NON-HAZARDOUS | ISOLATION | WSD11-006-IA-00009G-15-SS16 | 1100 | 15 | PN16 | TBA |  |  |  | 42 | 850 | 850 | 1000 | 1500 | NO | SS316 | SS316 | BALL | HYPATITE PTFE |  | THREADED | H5V03 |  | HEATON | HEATON | https://www.heaton-valves.com/ |  |  | sales@heaton-valves.com | TAIWAN | [7 empty] | OVS
0010335242 | AT_HVALVE | WSD11-112-HV-0745 | C4B | 131242-WSD11-DR-P-6034.dgn | BALL_VALVE | WSD11 | 006 | IA | HV | 0745 |  | ISOLATION FOR AV | ISOLATION FOR AV | NON-HAZARDOUS | ISOLATION | WSD11-006-IA-00009-15-SS16 | 1100 | 15 | PN16 | TBA |  |  |  | 42 | 850 | 850 | 1000 | 1500 | NO | SS316 | SS316 | BALL | HYPATITE PTFE |  | THREADED | H5V03 |  | HEATON | HEATON | https://www.heaton-valves.com/ |  |  | sales@heaton-valves.com | TAIWAN | [7 empty] | OVS
0010335243 | AT_HVALVE | WSD11-112-HV-0746 | C4B | 131242-WSD11-DR-P-6034.dgn | BALL_VALVE | WSD11 | 006 | IA | HV | 0746 |  | ISOLATION FOR AV | ISOLATION FOR AV | NON-HAZARDOUS | ISOLATION | WSD11-006-IA-00009-15-SS16 | 1100 | 15 | PN16 | TBA |  |  |  | 42 | 850 | 850 | 1000 | 1500 | NO | SS316 | SS316 | BALL | HYPATITE PTFE |  | THREADED | H5V03 |  | HEATON | HEATON | https://www.heaton-valves.com/ |  |  | sales@heaton-valves.com | TAIWAN | [7 empty] | OVS
0010335244 | AT_HVALVE | WSD11-112-HV-0747 | C4B | 131242-WSD11-DR-P-6034.dgn | BALL_VALVE | WSD11 | 006 | IA | HV | 0747 |  | ISOLATION FOR AV | ISOLATION FOR AV | NON-HAZARDOUS | ISOLATION | WSD11-006-IA-00009-15-SS16 | 1100 | 15 | PN16 | TBA |  |  |  | 42 | 850 | 850 | 1000 | 1500 | NO | SS316 | SS316 | BALL | HYPATITE PTFE |  | THREADED | H5V03 |  | HEATON | HEATON | https://www.heaton-valves.com/ |  |  | sales@heaton-valves.com | TAIWAN | [7 empty] | OVS
0010335245 | AT_HVALVE | WSD11-112-HV-0748 | C4B | 131242-WSD11-DR-P-6034.dgn | BALL_VALVE | WSD11 | 006 | IA | HV | 0748 |  | ISOLATION FOR AV | ISOLATION FOR AV | NON-HAZARDOUS | ISOLATION | WSD11-006-IA-00009-15-SS16 | 1100 | 15 | PN16 | TBA |  |  |  | 42 | 850 | 850 | 1000 | 1500 | NO | SS316 | SS316 | BALL | HYPATITE PTFE |  | THREADED | H5V03 |  | HEATON | HEATON | https://www.heaton-valves.com/ |  |  | sales@heaton-valves.com | TAIWAN | [7 empty] | OVS
0010335246 | AT_HVALVE | WSD11-112-HV-0749 | C4B | 131242-WSD11-DR-P-6034.dgn | BALL_VALVE | WSD11 | 006 | IA | HV | 0749 |  | ISOLATION FOR AV | ISOLATION FOR AV | NON-HAZARDOUS | ISOLATION | WSD11-006-IA-00009E-15-SS16 | 1100 | 15 | PN16 | TBA |  |  |  | 42 | 850 | 850 | 1000 | 1500 | NO | SS316 | SS316 | BALL | HYPATITE PTFE |  | THREADED | H5V03 |  | HEATON | HEATON | https://www.heaton-valves.com/ |  |  | sales@heaton-valves.com | TAIWAN | [7 empty] | OVS
0010335247 | AT_HVALVE | WSD11-112-HV-0750 | C4B | 131242-WSD11-DR-P-6034.dgn | BALL_VALVE | WSD11 | 006 | IA | HV | 0750 |  | ISOLATION FOR AV | ISOLATION FOR AV | NON-HAZARDOUS | ISOLATION | WSD11-006-IA-00009-15-SS16 | 1100 | 15 | PN16 | TBA |  |  |  | 42 | 850 | 850 | 1000 | 1500 | NO | SS316 | SS316 | BALL | HYPATITE PTFE |  | THREADED | H5V03 |  | HEATON | HEATON | https://www.heaton-valves.com/ |  |  | sales@heaton-valves.com | TAIWAN | [7 empty] | OVS
0010309182 | AT_HVALVE | WSD11-112-HV-1101 | C4B | 131242-WSD11-DR-P-6063.dgn | BUTTERFLY_VALVE | WSD11 | 112 | G2D | HV | 1101 |  | G2D INLET 1 | G2D INLET 1 | NON-HAZARDOUS | ISOLATION | WSD11-112-G2D-00002-150-SS16 | 900 | 150 | PN16 |  | 27000 | 7500 | 105000 | 50 | 500 | 450 | 530 | 1350 | NO | DI WITH EPOXY COATING | SS316 | DISC | EPDM |  | LUGGED | Z014-A |  | EBRO ARMATUREN | EBRO ARMATUREN | www.ebro-armaturen.com | +49 (0) 2331 904 |  | post@ebro-armaturen.com | GERMANY | [7 empty] | CAMBI
0010309183 | AT_HVALVE | WSD11-112-HV-1102 | C4B | 131242-WSD11-DR-P-6063.dgn | BUTTERFLY_VALVE | WSD11 | 112 | G2D | HV | 1102 |  | G2D INLET 2 | G2D INLET 2 | NON-HAZARDOUS | ISOLATION | WSD11-112-G2D-00002-150-SS16 | 900 | 150 | PN16 |  | 27000 | 7500 | 105000 | 50 | 500 | 450 | 530 | 1350 | NO | DI WITH EPOXY COATING | SS316 | DISC | EPDM |  | LUGGED | Z014-A |  | EBRO ARMATUREN | EBRO ARMATUREN | www.ebro-armaturen.com | +49 (0) 2331 904 |  | post@ebro-armaturen.com | GERMANY | [7 empty] | CAMBI
0010309180 | AT_HVALVE | WSD11-112-HV-1103 | C4B | 131242-WSD11-DR-P-6063.dgn | GLOBE_VALVE | WSD11 | 112 | G2D | HV | 1103 |  | G2D INLET BYPASS 2 | G2D INLET BYPASS 2 | NON-HAZARDOUS | ISOLATION | WSD11-112-G2D-00001-150-SS16 | 900 | 100 | PN16 |  | 27000 | 7500 | 105000 | 30 | 530 | 530 | 530 | 1500 | NC | CAST IRON | STAINLESS STEEL | PLUG | STAINLESS STEEL |  | FLANGED | 22.006 |  | ARI-STOBU | ARMATUREN | www.ari-armaturen.com | (+65) 62666039 | (+65) 62603035 | arising@singnet.com.sg | GERMANY | [7 empty] | CAMBI
0010309191 | AT_HVALVE | WSD11-112-HV-1105 | C4B | 131242-WSD11-DR-P-6063.dgn | BUTTERFLY_VALVE | WSD11 | 112 | HWR | HV | 1105 |  | TCD WET WELL HWR BYPASS 1 | TCD WET WELL HWR BYPASS 1 | NON-HAZARDOUS | ISOLATION | WSD11-112-HWR-00217-150-SS16 | 900 | 150 | PN16 | TBA | 19500 | 16000 | 105000 | 50 | 500 | 450 | 530 | 1500 | NO | DI WITH EPOXY COATING | SS316 | DISC | EPDM |  | LUGGED | HBRL |  | HEATON | HEATON | https://www.heaton-valves.com/ |  |  | sales@heaton-valves.com | TAIWAN | [7 empty] | OVS
0010309192 | AT_HVALVE | WSD11-112-HV-1106 | C4B | 131242-WSD11-DR-P-6063.dgn | BUTTERFLY_VALVE | WSD11 | 112 | HWR | HV | 1106 |  | TCD WET WELL HWR BYPASS 2 | TCD WET WELL HWR BYPASS 2 | NON-HAZARDOUS | ISOLATION | WSD11-112-HWR-00217-150-SS16 | 900 | 150 | PN16 | TBA | 105000 | 50000 | 105000 | 50 | 300 | 300 | 310 | 1350 | NO | DI WITH EPOXY COATING | SS316 | DISC | EPDM |  | LUGGED | HBRL |  | HEATON | HEATON | https://www.heaton-valves.com/ |  |  | sales@heaton-valves.com | TAIWAN | [7 empty] | OVS
0010334515 | AT_HVALVE | WSD11-112-HV-1107 | C4B | 131242-WSD11-DR-P-6063.dgn | BUTTERFLY_VALVE | WSD11 | 112 | HWR | HV | 1107 |  | TCD WET WELL HWR BYPASS 3 | TCD WET WELL HWR BYPASS 3 | NON-HAZARDOUS | ISOLATION | WSD11-112-HWR-00217-150-SS16 | 900 | 150 | PN16 | TBA | 19500 | 16000 | 105000 | 50 | 500 | 450 | 530 | 1500 | NO | DI WITH EPOXY COATING | SS316 | DISC | EPDM |  | LUGGED | HBRL |  | HEATON | HEATON | https://www.heaton-valves.com/ |  |  | sales@heaton-valves.com | TAIWAN | [7 empty] | OVS
0010334516 | AT_HVALVE | WSD11-112-HV-1108 | C4B | 131242-WSD11-DR-P-6063.dgn | BUTTERFLY_VALVE | WSD11 | 112 | HWR | HV | 1108 |  | TCD WET WELL HWR BYPASS 4 | TCD WET WELL HWR BYPASS 4 | NON-HAZARDOUS | ISOLATION | WSD11-112-HWR-00217-150-SS16 | 900 | 150 | PN16 | TBA | 19500 | 16000 | 105000 | 50 | 500 | 450 | 530 | 1500 | NO | DI WITH EPOXY COATING | SS316 | DISC | EPDM |  | LUGGED | HBRL |  | HEATON | HEATON | https://www.heaton-valves.com/ |  |  | sales@heaton-valves.com | TAIWAN | [7 empty] | OVS
0010330429 | AT_HVALVE | WSD11-112-HV-1115 | C4B | 131242-WSD11-DR-P-6070.dgn | KNIFE_GATE_VALVE | WSD11 | 112 | HS | HV | 1115 |  | DIGESTER RING CIRCULATION PUMP BYPASS | DIGESTER RING CIRCULATION PUMP BYPASS | NON-HAZARDOUS | ISOLATION | WSD11-112-HS-00005-150-SS16 | 900 | 150 | PN16 | TBA | 30800 | 30800 | 30800 | 50 | 100 | 50 | 600 | 1800 | NC | CAST IRON | STAINLESS STEEL | DISC | AFLAS |  | FLANGE | CUK-150 |  | COTSWOLD VALVES | COTSWOLD VALVES | https://cotswoldvalves.co.uk/ | (+44) 012175 28870 |  | sales@cotswoldvalves.co.uk | UNITED KINGDOM | [7 empty] | CAMBI
0010281164 | AT_HVALVE | WSD11-112-HV-1117 | C4B | 131242-WSD11-DR-P-6070.dgn | BALL_VALVE | WSD11 | 112 | HS | HV | 1117 |  | DIGESTER RING CIRCULATION PUMP INLET HEADER PIT | DIGESTER RING CIRCULATION PUMP INLET HEADER PIT | NON-HAZARDOUS | ISOLATION | WSD11-112-HS-00004B-50-SS16 | 900 | 50 | PN16 | TBA |  |  |  | 50 | 100 | 50 | 600 | 1800 | NO | SS 316 | SS 316 | BALL | PTFE |  | FLANGED | 7289 |  | ECON | ECONOSTO | https://www.econosto.fi/en/ | (+65) 6862 5200 | (+65) 6861 3822 | econosto@singnet.com.sg | FINLAND | [7 empty] | CAMBI
0010281215 | AT_HVALVE | WSD11-112-HV-1118 | C4B | 131242-WSD11-DR-P-6070.dgn | BALL_VALVE | WSD11 | 112 | HS | HV | 1118 |  | DIGESTER RING CIRCULATION PUMP OUTLET HEADER PIT | DIGESTER RING CIRCULATION PUMP OUTLET HEADER PIT | NON-HAZARDOUS | ISOLATION | WSD11-112-HS-00003A-50-SS16 | 900 | 50 | PN16 | TBA |  |  |  | 50 | 350 | 300 | 600 | 2400 | NO | SS 316 | SS 316 | BALL | PTFE |  | FLANGED | 7289 |  | ECON | ECONOSTO | https://www.econosto.fi/en/ | (+65) 6862 5200 | (+65) 6861 3822 | econosto@singnet.com.sg | FINLAND | [7 empty] | CAMBI
0010281173 | AT_HVALVE | WSD11-112-HV-1119 | C4B | 131242-WSD11-DR-P-6070.dgn | BALL_VALVE | WSD11 | 112 | HS | HV | 1119 |  | DIGESTER RING CIRCULATION PUMP OUTLET HEADER PI | DIGESTER RING CIRCULATION PUMP OUTLET HEADER PI | NON-HAZARDOUS | ISOLATION | WSD11-112-HS-00004A-50-SS16 | 900 | 50 | PN16 | TBA |  |  |  | 50 | 350 | 300 | 600 | 2400 | NO | SS 316 | SS 316 | BALL | PTFE |  | FLANGED | 7289 |  | ECON | ECONOSTO | https://www.econosto.fi/en/ | (+65) 6862 5200 | (+65) 6861 3822 | econosto@singnet.com.sg | FINLAND | [7 empty] | CAMBI
0010281214 | AT_HVALVE | WSD11-112-HV-1120 | C4B | 131242-WSD11-DR-P-6070.dgn | KNIFE_GATE_VALVE | WSD11 | 112 | HS | HV | 1120 |  | DIGESTER RING CIRCULATION PUMP 1 INLET | DIGESTER RING CIRCULATION PUMP 1 INLET | NON-HAZARDOUS | ISOLATION | WSD11-112-HS-00119-200-SS16 | 900 | 200 | PN16 | TBA | 30800 | 30800 | 30800 | 50 | 100 | 50 | 600 | 1800 | NO | CAST IRON | STAINLESS STEEL | DISC | AFLAS |  | FLANGE | CUK-200 |  | COTSWOLD VALVES | COTSWOLD VALVES | https://cotswoldvalves.co.uk/ | (+44) 012175 28870 |  | sales@cotswoldvalves.co.uk | UNITED KINGDOM | [7 empty] | CAMBI
0010281183 | AT_HVALVE | WSD11-112-HV-1121 | C4B | 131242-WSD11-DR-P-6070.dgn | BALL_VALVE | WSD11 | 112 | HS | HV | 1121 |  | DIGESTER RING CIRCULATION PUMP 1 INLET FLUSH | DIGESTER RING CIRCULATION PUMP 1 INLET FLUSH | NON-HAZARDOUS | DRAIN | WSD11-112-HS-00119A-25-SS16 | 900 | 25 | PN16 | TBA |  |  |  | 50 | 100 | 50 | 600 | 1800 | NC | SS316 | A182-F304 | BALL | PTFE |  | THREADED | 2006FEW |  | HAITIMA | HAITIMA | https://www.haitima.com.tw/ | +886-2-26585800 |  | haitima@haitima.com.tw | TAIWAN | [7 empty] | CAMBI
0010336600 | AT_HVALVE | WSD11-112-HV-1122 | C4B | 131242-WSD11-DR-P-6051.dgn | BALL_VALVE | WSD11 | 111 | STHP | HV | 1122 |  | TRAIN 3 THP STHP SUPPLY | TRAIN 3 THP STHP SUPPLY | NON-HAZARDOUS | ISOLATION | WSD11-111-STHP-00007-100-SS16 | 1500 | 100 | PN25 | TBA | 2600 | 2600 | 4200 | 190 | 1150 | 1150 | 1150 | 2400 | NC | A216 Gr. WCB | SS 316 | BALL | PEEK |  | FLANGED | H SERIES |  | HEATON | HEATON | https://www.heaton-valves.com/ |  |  | sales@heaton-valves.com | TAIWAN | [7 empty] | OVS
0010312045 | AT_HVALVE | WSD11-112-HV-1122A | C4B | 131242-WSD11-DR-P-6070.dgn | BALL_VALVE | WSD11 | 112 | HS | HV | 1122 | A | DIGESTER RING CIRCULATION PUMP 1 PIT | DIGESTER RING CIRCULATION PUMP 1 PIT | NON-HAZARDOUS | ISOLATION | WSD11-112-HS-00120D-50-SS16 | 900 | 50 | PN16 | TBA |  |  |  | 50 | 350 | 300 | 600 | 2400 | NO | SS 316 | SS 316 | BALL | PTFE |  | FLANGED | 7289 |  | ECON | ECONOSTO | https://www.econosto.fi/en/ | (+65) 6862 5200 | (+65) 6861 3822 | econosto@singnet.com.sg | FINLAND | [7 empty] | CAMBI
0010307215 | AT_HVALVE | WSD11-112-HV-1122B | C4B | 131242-WSD11-DR-P-6070.dgn | BALL_VALVE | WSD11 | 112 | HS | HV | 1122 | B | DIGESTER RING CIRCULATION PUMP 1 PSHH | DIGESTER RING CIRCULATION PUMP 1 PSHH | NON-HAZARDOUS | ISOLATION | WSD11-112-HS-00120A-50-SS16 | 900 | 50 | PN16 | TBA |  |  |  | 50 | 350 | 300 | 600 | 2400 | NO | SS 316 | SS 316 | BALL | HYPATITE PTFE |  | FLANGED | H SERIES |  | HEATON | HEATON | https://www.heaton-valves.com/ |  |  | sales@heaton-valves.com | TAIWAN | [7 empty] | OVS
0010281120 | AT_HVALVE | WSD11-112-HV-1123 | C4B | 131242-WSD11-DR-P-6070.dgn | BALL_VALVE | WSD11 | 112 | HS | HV | 1123 |  | DIGESTER RING CIRCULATION PUMP 1 OUTLET FLUSH | DIGESTER RING CIRCULATION PUMP 1 OUTLET FLUSH | NON-HAZARDOUS | DRAIN | WSD11-112-HS-00120B-25-SS16 | 900 | 25 | PN16 | TBA |  |  |  | 50 | 350 | 300 | 600 | 1800 | NC | SS316 | A182-F304 | BALL | PTFE |  | THREADED | 2006FEW |  | HAITIMA | HAITIMA | https://www.haitima.com.tw/ | +886-2-26585800 |  | haitima@haitima.com.tw | TAIWAN | [7 empty] | CAMBI
0010281228 | AT_HVALVE | WSD11-112-HV-1124 | C4B | 131242-WSD11-DR-P-6070.dgn | KNIFE_GATE_VALVE | WSD11 | 112 | HS | HV | 1124 |  | DIGESTER RING CIRCULATION PUMP 1 OUTLET | DIGESTER RING CIRCULATION PUMP 1 OUTLET | NON-HAZARDOUS | ISOLATION | WSD11-112-HS-00120-100-SS16 | 900 | 100 | PN16 | TBA | 30800 | 30800 | 30800 | 50 | 350 | 300 | 600 | 1800 | NO | CAST IRON | STAINLESS STEEL | DISC | AFLAS |  | FLANGE | CUK-100 |  | COTSWOLD VALVES | COTSWOLD VALVES | https://cotswoldvalves.co.uk/ | (+44) 012175 28870 |  | sales@cotswoldvalves.co.uk | UNITED KINGDOM | [7 empty] | CAMBI
0010309211 | AT_HVALVE | WSD11-112-HV-1126 | C4B | 131242-WSD11-DR-P-6070.dgn | KNIFE_GATE_VALVE | WSD11 | 112 | HS | HV | 1126 |  | DIGESTER RING CIRCULATION PUMP DISCHARGE FIT | DIGESTER RING CIRCULATION PUMP DISCHARGE FIT | NON-HAZARDOUS | ISOLATION | WSD11-112-HS-00004-150-SS16 | 900 | 150 | PN16 | TBA | 30800 | 30800 | 61000 | 50 | 350 | 300 | 600 | 1800 | NO | CAST IRON | STAINLESS STEEL | DISC | AFLAS |  | FLANGE | CUK-150 |  | COTSWOLD VALVES | COTSWOLD VALVES | https://cotswoldvalves.co.uk/ | (+44) 012175 28870 |  | sales@cotswoldvalves.co.uk | UNITED KINGDOM | [7 empty] | CAMBI
0010309648 | AT_HVALVE | WSD11-112-HV-1127 | C4B | 131242-WSD11-DR-P-6070.dgn | BALL_VALVE | WSD11 | 112 | HS | HV | 1127 |  | DIGESTER RING CIRCULATION PUMP HEADER FLUSH DRAIN | DIGESTER RING CIRCULATION PUMP HEADER FLUSH DRAIN | NON-HAZARDOUS | DRAIN | WSD11-112-HS-00004C-25-SS16 | 900 | 25 | PN16 | TBA |  |  |  | 50 | 500 | 400 | 800 | 1800 | NC | SS316 | A182-F304 | BALL | PTFE |  | THREADED | 2006FEW |  | HAITIMA | HAITIMA | https://www.haitima.com.tw/ | +886-2-26585800 |  | haitima@haitima.com.tw | TAIWAN | [7 empty] | CAMBI
0010309642 | AT_HVALVE | WSD11-112-HV-1128 | C4B | 131242-WSD11-DR-P-6070.dgn | BALL_VALVE | WSD11 | 112 | HS | HV | 1128 |  | DIGESTER RING CIRCULATION PUMP 1 OUTLET FLUSH | DIGESTER RING CIRCULATION PUMP 1 OUTLET FLUSH | NON-HAZARDOUS | DRAIN | WSD11-112-HS-00120C-25-SS16 | 900 | 25 | PN16 | TBA |  |  |  | 50 | 350 | 300 | 600 | 1800 | NC | SS316 | A182-F304 | BALL | PTFE |  | THREADED | 2006FEW |  | HAITIMA | HAITIMA | https://www.haitima.com.tw/ | +886-2-26585800 |  | haitima@haitima.com.tw | TAIWAN | [7 empty] | CAMBI
0010333147 | AT_HVALVE | WSD11-112-HV-1130 | C4B | 131242-WSD11-DR-P-6063.dgn | BALL_VALVE | WSD11 | 112 | HWR | HV | 1130 |  | HWR LINE PIT | HWR LINE PIT | NON-HAZARDOUS | ISOLATION | WSD11-112-HWR-00217A-15-SS16 | 900 | 15 | PN16 | TBA |  |  |  | 50 | 300 | 300 | 310 | 1350 | NO | SS 316 | SS 316 | BALL | HYPATITE PTFE |  | THREADED | H5V03 |  | HEATON | HEATON | https://www.heaton-valves.com/ |  |  | sales@heaton-valves.com | TAIWAN | [7 empty] | OVS
0010309194 | AT_HVALVE | WSD11-112-HV-1131 | C4B | 131242-WSD11-DR-P-6063.dgn | BUTTERFLY_VALVE | WSD11 | 112 | HWR | HV | 1131 |  | STEAM SPARGER A G2D INLET 1 | STEAM SPARGER A G2D INLET 1 | NON-HAZARDOUS | ISOLATION | WSD11-112-HWR-00002-150-SS16 | 900 | 150 | PN16 | TBA | 105000 | 105000 | 105000 | 50 | 300 | 300 | 310 | 1350 | NO | DI WITH EPOXY COATING | SS316 | DISC | EPDM |  | LUGGED | Z014-A |  | EBRO ARMATUREN | EBRO ARMATUREN | www.ebro-armaturen.com | +49 (0) 2331 904 |  | post@ebro-armaturen.com | GERMANY | [7 empty] | CAMBI
0010309184 | AT_HVALVE | WSD11-112-HV-1132 | C4B | 131242-WSD11-DR-P-6063.dgn | BUTTERFLY_VALVE | WSD11 | 112 | HWR | HV | 1132 |  | STEAM SPARGER A HWR OUTLET 2 | STEAM SPARGER A HWR OUTLET 2 | NON-HAZARDOUS | ISOLATION | WSD11-112-HWR-00003-150-SS16 | 900 | 150 | PN16 | TBA | 105000 | 105000 | 105000 | 50 | 300 | 300 | 310 | 1350 | NO | DI WITH EPOXY COATING | SS316 | DISC | EPDM |  | LUGGED | Z014-A |  | EBRO ARMATUREN | EBRO ARMATUREN | www.ebro-armaturen.com | +49 (0) 2331 904 |  | post@ebro-armaturen.com | GERMANY | [7 empty] | CAMBI
0010325176 | AT_HVALVE | WSD11-112-HV-1190 | C4B | 131242-WSD11-DR-P-6063.dgn | BUTTERFLY_VALVE | WSD11 | 112 | HWR | HV | 1190 |  | TCD WET WELL FIT 1 | TCD WET WELL FIT 1 | NON-HAZARDOUS | ISOLATION | WSD11-112-HWR-00012-250-SS16 | 900 | 250 | PN16 | TBA | 132000 | 396600 | 501600 | 35 | 120 | 120 | 130 | 1350 | NO | DI WITH EPOXY COATING | SS316 | DISC | EPDM |  | LUGGED | HBRL |  | HEATON | HEATON | https://www.heaton-valves.com/ |  |  | sales@heaton-valves.com | TAIWAN | [7 empty] | OVS
0010325177 | AT_HVALVE | WSD11-112-HV-1191 | C4B | 131242-WSD11-DR-P-6063.dgn | BUTTERFLY_VALVE | WSD11 | 112 | HWR | HV | 1191 |  | TCD WET WELL FIT 2 | TCD WET WELL FIT 2 | NON-HAZARDOUS | ISOLATION | WSD11-112-HWR-00012-250-SS16 | 900 | 250 | PN16 | TBA | 132000 | 396600 | 501600 | 35 | 120 | 120 | 130 | 1350 | NO | DI WITH EPOXY COATING | SS316 | DISC | EPDM |  | LUGGED | HBRL |  | HEATON | HEATON | https://www.heaton-valves.com/ |  |  | sales@heaton-valves.com | TAIWAN | [7 empty] | OVS
0010325178 | AT_HVALVE | WSD11-112-HV-1192 | C4B | 131242-WSD11-DR-P-6063.dgn | BUTTERFLY_VALVE | WSD11 | 112 | HWR | HV | 1192 |  | TCD WET WELL FIT BYPASS | TCD WET WELL FIT BYPASS | NON-HAZARDOUS | ISOLATION | WSD11-112-HWR-00013-250-SS16 | 900 | 250 | PN16 | TBA | 132000 | 396600 | 501600 | 35 | 120 | 120 | 130 | 1350 | NC | DI WITH EPOXY COATING | SS316 | DISC | EPDM |  | LUGGED | HBRL |  | HEATON | HEATON | https://www.heaton-valves.com/ |  |  | sales@heaton-valves.com | TAIWAN | [7 empty] | OVS
0010281162 | AT_HVALVE | WSD11-112-HV-1220 | C4B | 131242-WSD11-DR-P-6070.dgn | KNIFE_GATE_VALVE | WSD11 | 112 | HS | HV | 1220 |  | DIGESTER RING CIRCULATION PUMP 2 INLET | DIGESTER RING CIRCULATION PUMP 2 INLET | NON-HAZARDOUS | ISOLATION | WSD11-112-HS-00219-200-SS16 | 900 | 200 | PN16 | TBA | 30800 | 30800 | 30800 | 50 | 100 | 50 | 600 | 1800 | NO | CAST IRON | STAINLESS STEEL | DISC | AFLAS |  | FLANGE | CUK-200 |  | COTSWOLD VALVES | COTSWOLD VALVES | https://cotswoldvalves.co.uk/ | (+44) 012175 28870 |  | sales@cotswoldvalves.co.uk | UNITED KINGDOM | [7 empty] | CAMBI
0010281229 | AT_HVALVE | WSD11-112-HV-1221 | C4B | 131242-WSD11-DR-P-6070.dgn | BALL_VALVE | WSD11 | 112 | HS | HV | 1221 |  | DIGESTER RING CIRCULATION PUMP 2 INLET FLUSH | DIGESTER RING CIRCULATION PUMP 2 INLET FLUSH | NON-HAZARDOUS | DRAIN | WSD11-112-HS-00219A-25-SS16 | 900 | 25 | PN16 | TBA |  |  |  | 50 | 100 | 50 | 600 | 1800 | NC | SS316 | A182-F304 | BALL | PTFE |  | THREADED | 2006FEW |  | HAITIMA | HAITIMA | https://www.haitima.com.tw/ | +886-2-26585800 |  | haitima@haitima.com.tw | TAIWAN | [7 empty] | CAMBI
0010312046 | AT_HVALVE | WSD11-112-HV-1222A | C4B | 131242-WSD11-DR-P-6070.dgn | BALL_VALVE | WSD11 | 112 | HS | HV | 1222 | A | DIGESTER RING CIRCULATION PUMP 2 PIT | DIGESTER RING CIRCULATION PUMP 2 PIT | NON-HAZARDOUS | ISOLATION | WSD11-112-HS-00220D-50-SS16 | 900 | 50 | PN16 | TBA |  |  |  | 50 | 350 | 300 | 600 | 2400 | NO | SS 316 | SS 316 | BALL | PTFE |  | FLANGED | 7289 |  | ECON | ECONOSTO | https://www.econosto.fi/en/ | (+65) 6862 5200 | (+65) 6861 3822 | econosto@singnet.com.sg | FINLAND | [7 empty] | CAMBI
0010281207 | AT_HVALVE | WSD11-112-HV-1222B | C4B | 131242-WSD11-DR-P-6070.dgn | BALL_VALVE | WSD11 | 112 | HS | HV | 1222 | B | DIGESTER RING CIRCULATION PUMP 2 PSHH | DIGESTER RING CIRCULATION PUMP 2 PSHH | NON-HAZARDOUS | ISOLATION | WSD11-112-HS-00220A-50-SS16 | 900 | 50 | PN16 | TBA |  |  |  | 50 | 350 | 300 | 600 | 2400 | NO | SS 316 | SS 316 | BALL | HYPATITE PTFE |  | FLANGED | H SERIES |  | HEATON | HEATON | https://www.heaton-valves.com/ |  |  | sales@heaton-valves.com | TAIWAN | [7 empty] | OVS
0010281129 | AT_HVALVE | WSD11-112-HV-1223 | C4B | 131242-WSD11-DR-P-6070.dgn | BALL_VALVE | WSD11 | 112 | HS | HV | 1223 |  | DIGESTER RING CIRCULATION PUMP 2 OUTLET FLUSH | DIGESTER RING CIRCULATION PUMP 2 OUTLET FLUSH | NON-HAZARDOUS | DRAIN | WSD11-112-HS-00220B-25-SS16 | 900 | 25 | PN16 | TBA |  |  |  | 50 | 350 | 300 | 600 | 1800 | NC | SS316 | A182-F304 | BALL | PTFE |  | THREADED | 2006FEW |  | HAITIMA | HAITIMA | https://www.haitima.com.tw/ | +886-2-26585800 |  | haitima@haitima.com.tw | TAIWAN | [7 empty] | CAMBI
0010281188 | AT_HVALVE | WSD11-112-HV-1224 | C4B | 131242-WSD11-DR-P-6070.dgn | KNIFE_GATE_VALVE | WSD11 | 112 | HS | HV | 1224 |  | DIGESTER RING CIRCULATION PUMP 2 OUTLET | DIGESTER RING CIRCULATION PUMP 2 OUTLET | NON-HAZARDOUS | ISOLATION | WSD11-112-HS-00220-100-SS16 | 900 | 100 | PN16 | TBA | 30800 | 30800 | 30800 | 50 | 350 | 300 | 600 | 1800 | NO | CAST IRON | STAINLESS STEEL | DISC | AFLAS |  | FLANGE | CUK-100 |  | COTSWOLD VALVES | COTSWOLD VALVES | https://cotswoldvalves.co.uk/ | (+44) 012175 28870 |  | sales@cotswoldvalves.co.uk | UNITED KINGDOM | [7 empty] | CAMBI
0010309643 | AT_HVALVE | WSD11-112-HV-1228 | C4B | 131242-WSD11-DR-P-6070.dgn | BALL_VALVE | WSD11 | 112 | HS | HV | 1228 |  | DIGESTER RING CIRCULATION PUMP 2 OUTLET FLUSH | DIGESTER RING CIRCULATION PUMP 2 OUTLET FLUSH | NON-HAZARDOUS | DRAIN | WSD11-112-HS-00220C-25-SS16 | 900 | 25 | PN16 | TBA |  |  |  | 50 | 350 | 300 | 600 | 1800 | NC | SS316 | A182-F304 | BALL | PTFE |  | THREADED | 2006FEW |  | HAITIMA | HAITIMA | https://www.haitima.com.tw/ | +886-2-26585800 |  | haitima@haitima.com.tw | TAIWAN | [7 empty] | CAMBI
0010309197 | AT_HVALVE | WSD11-112-HV-1231 | C4B | 131242-WSD11-DR-P-6063.dgn | BUTTERFLY_VALVE | WSD11 | 112 | HWR | HV | 1231 |  | STEAM SPARGER B G2D INLET 1 | STEAM SPARGER B G2D INLET 1 | NON-HAZARDOUS | ISOLATION | WSD11-112-HWR-00004-150-SS16 | 900 | 150 | PN16 | TBA | 105000 | 105000 | 105000 | 50 | 300 | 300 | 310 | 1350 | NC | DI WITH EPOXY COATING | SS316 | DISC | EPDM |  | LUGGED | Z014-A |  | EBRO ARMATUREN | EBRO ARMATUREN | www.ebro-armaturen.com | +49 (0) 2331 904 |  | post@ebro-armaturen.com | GERMANY | [7 empty] | CAMBI
0010309185 | AT_HVALVE | WSD11-112-HV-1232 | C4B | 131242-WSD11-DR-P-6063.dgn | BUTTERFLY_VALVE | WSD11 | 112 | HWR | HV | 1232 |  | STEAM SPARGER B HWR OUTLET 2 | STEAM SPARGER B HWR OUTLET 2 | NON-HAZARDOUS | ISOLATION | WSD11-112-HWR-00005-150-SS16 | 900 | 150 | PN16 | TBA | 105000 | 105000 | 105000 | 50 | 300 | 300 | 310 | 1350 | NC | DI WITH EPOXY COATING | SS316 | DISC | EPDM |  | LUGGED | Z014-A |  | EBRO ARMATUREN | EBRO ARMATUREN | www.ebro-armaturen.com | +49 (0) 2331 904 |  | post@ebro-armaturen.com | GERMANY | [7 empty] | CAMBI
0010309188 | AT_HVALVE | WSD11-112-HV-1301 | C4B | 131242-WSD11-DR-P-6063.dgn | BUTTERFLY_VALVE | WSD11 | 112 | HWR | HV | 1301 |  | TRAIN 3 PRECOOLER STAGE 1 | TRAIN 3 PRECOOLER STAGE 1 | NON-HAZARDOUS | ISOLATION | WSD11-112-HWR-00007-100-SS16 | 900 | 100 | PN16 | TBA |  |  |  | 35 | 300 | 300 | 310 | 1350 | NC | DI WITH EPOXY COATING | SS316 | DISC | EPDM |  | LUGGED | HBRL |  | HEATON | HEATON | https://www.heaton-valves.com/ |  |  | sales@heaton-valves.com | TAIWAN | [7 empty] | OVS
0010309189 | AT_HVALVE | WSD11-112-HV-1302 | C4B | 131242-WSD11-DR-P-6063.dgn | BUTTERFLY_VALVE | WSD11 | 112 | HWR | HV | 1302 |  | TRAIN 3 PRECOOLER STAGE 2 | TRAIN 3 PRECOOLER STAGE 2 | NON-HAZARDOUS | ISOLATION | WSD11-112-HWR-00009-150-SS16 | 900 | 150 | PN16 | TBA |  |  |  | 35 | 120 | 120 | 130 | 1350 | NC | DI WITH EPOXY COATING | SS316 | DISC | EPDM |  | LUGGED | HBRL |  | HEATON | HEATON | https://www.heaton-valves.com/ |  |  | sales@heaton-valves.com | TAIWAN | [7 empty] | OVS
0010307219 | AT_HVALVE | WSD11-112-HV-1303 | C4B | 131242-WSD11-DR-P-6070.dgn | KNIFE_GATE_VALVE | WSD11 | 112 | HS | HV | 1303 |  | THP TRAIN 3 DIGESTER PUMPS VALVE | THP TRAIN 3 DIGESTER PUMPS VALVE | NON-HAZARDOUS | ISOLATION | WSD11-112-HS-00001A-150-SS16 | 900 | 150 | PN16 | TBA |  |  |  | 50 | 500 | 400 | 600 | 1800 | NC | CAST IRON | SS316 | DISC | EPDM |  | FLANGED | ZFI-BD TYPE C205 |  | JASH ENG | JASH ENG | https://jashindia.com/ | (+91)-731- 2720143 |  | info@jashindia.com | INDIA | [7 empty] | JASH ENG
0010281225 | AT_HVALVE | WSD11-112-HV-1320 | C4B | 131242-WSD11-DR-P-6070.dgn | KNIFE_GATE_VALVE | WSD11 | 112 | HS | HV | 1320 |  | DIGESTER RING CIRCULATION PUMP 3 INLET | DIGESTER RING CIRCULATION PUMP 3 INLET | NON-HAZARDOUS | ISOLATION | WSD11-112-HS-00319-200-SS16 | 900 | 200 | PN16 | TBA | 30800 | 30800 | 30800 | 50 | 100 | 50 | 600 | 1800 | NO | CAST IRON | STAINLESS STEEL | DISC | AFLAS |  | FLANGE | CUK-200 |  | COTSWOLD VALVES | COTSWOLD VALVES | https://cotswoldvalves.co.uk/ | (+44) 012175 28870 |  | sales@cotswoldvalves.co.uk | UNITED KINGDOM | [7 empty] | CAMBI
0010281244 | AT_HVALVE | WSD11-112-HV-1321 | C4B | 131242-WSD11-DR-P-6070.dgn | BALL_VALVE | WSD11 | 112 | HS | HV | 1321 |  | DIGESTER RING CIRCULATION PUMP 3 INLET FLUSH | DIGESTER RING CIRCULATION PUMP 3 INLET FLUSH | NON-HAZARDOUS | DRAIN | WSD11-112-HS-00319A-25-SS16 | 900 | 25 | PN16 | TBA |  |  |  | 50 | 100 | 50 | 600 | 1800 | NC | SS316 | A182-F304 | BALL | PTFE |  | THREADED | 2006FEW |  | HAITIMA | HAITIMA | https://www.haitima.com.tw/ | +886-2-26585800 |  | haitima@haitima.com.tw | TAIWAN | [7 empty] | CAMBI
0010312047 | AT_HVALVE | WSD11-112-HV-1322A | C4B | 131242-WSD11-DR-P-6070.dgn | BALL_VALVE | WSD11 | 112 | HS | HV | 1322 | A | DIGESTER RING CIRCULATION PUMP 3 PIT | DIGESTER RING CIRCULATION PUMP 3 PIT | NON-HAZARDOUS | ISOLATION | WSD11-112-HS-00320D-50-SS16 | 900 | 50 | PN16 | TBA |  |  |  | 50 | 350 | 300 | 600 | 2400 | NO | SS 316 | SS 316 | BALL | PTFE |  | FLANGED | 7289 |  | ECON | ECONOSTO | https://www.econosto.fi/en/ | (+65) 6862 5200 | (+65) 6861 3822 | econosto@singnet.com.sg | FINLAND | [7 empty] | CAMBI
0010281201 | AT_HVALVE | WSD11-112-HV-1322B | C4B | 131242-WSD11-DR-P-6070.dgn | BALL_VALVE | WSD11 | 112 | HS | HV | 1322 | B | DIGESTER RING CIRCULATION PUMP 3 PSHH | DIGESTER RING CIRCULATION PUMP 3 PSHH | NON-HAZARDOUS | ISOLATION | WSD11-112-HS-00320A-50-SS16 | 900 | 50 | PN16 | TBA |  |  |  | 50 | 350 | 300 | 600 | 2400 | NO | SS 316 | SS 316 | BALL | HYPATITE PTFE |  | FLANGED | H SERIES |  | HEATON | HEATON | https://www.heaton-valves.com/ |  |  | sales@heaton-valves.com | TAIWAN | [7 empty] | OVS
0010281245 | AT_HVALVE | WSD11-112-HV-1323 | C4B | 131242-WSD11-DR-P-6070.dgn | BALL_VALVE | WSD11 | 112 | HS | HV | 1323 |  | DIGESTER RING CIRCULATION PUMP 3 OUTLET FLUSH | DIGESTER RING CIRCULATION PUMP 3 OUTLET FLUSH | NON-HAZARDOUS | DRAIN | WSD11-112-HS-00320B-25-SS16 | 900 | 25 | PN16 | TBA |  |  |  | 50 | 350 | 300 | 600 | 1800 | NC | SS316 | A182-F304 | BALL | PTFE |  | THREADED | 2006FEW |  | HAITIMA | HAITIMA | https://www.haitima.com.tw/ | +886-2-26585800 |  | haitima@haitima.com.tw | TAIWAN | [7 empty] | CAMBI
0010281242 | AT_HVALVE | WSD11-112-HV-1324 | C4B | 131242-WSD11-DR-P-6070.dgn | KNIFE_GATE_VALVE | WSD11 | 112 | HS | HV | 1324 |  | DIGESTER RING CIRCULATION PUMP 3 OUTLET | DIGESTER RING CIRCULATION PUMP 3 OUTLET | NON-HAZARDOUS | ISOLATION | WSD11-112-HS-00320-100-SS16 | 900 | 100 | PN16 | TBA | 30800 | 30800 | 30800 | 50 | 350 | 300 | 600 | 1800 | NO | CAST IRON | STAINLESS STEEL | DISC | AFLAS |  | FLANGE | CUK-100 |  | COTSWOLD VALVES | COTSWOLD VALVES | https://cotswoldvalves.co.uk/ | (+44) 012175 28870 |  | sales@cotswoldvalves.co.uk | UNITED KINGDOM | [7 empty] | CAMBI
0010309644 | AT_HVALVE | WSD11-112-HV-1328 | C4B | 131242-WSD11-DR-P-6070.dgn | BALL_VALVE | WSD11 | 112 | HS | HV | 1328 |  | DIGESTER RING CIRCULATION PUMP 3 OUTLET FLUSH | DIGESTER RING CIRCULATION PUMP 3 OUTLET FLUSH | NON-HAZARDOUS | DRAIN | WSD11-112-HS-00320C-25-SS16 | 900 | 25 | PN16 | TBA |  |  |  | 50 | 350 | 300 | 600 | 1800 | NC | SS316 | A182-F304 | BALL | PTFE |  | THREADED | 2006FEW |  | HAITIMA | HAITIMA | https://www.haitima.com.tw/ | +886-2-26585800 |  | haitima@haitima.com.tw | TAIWAN | [7 empty] | CAMBI
0010309179 | AT_HVALVE | WSD11-112-HV-1401 | C4B | 131242-WSD11-DR-P-6063.dgn | BUTTERFLY_VALVE | WSD11 | 112 | HWR | HV | 1401 |  | TRAIN 4 PRECOOLER STAGE 1 | TRAIN 4 PRECOOLER STAGE 1 | NON-HAZARDOUS | ISOLATION | WSD11-112-HWR-00008-100-SS16 | 900 | 100 | PN16 | TBA |  |  |  | 35 | 300 | 300 | 310 | 1350 | NC | DI WITH EPOXY COATING | SS316 | DISC | EPDM |  | LUGGED | HBRL |  | HEATON | HEATON | https://www.heaton-valves.com/ |  |  | sales@heaton-valves.com | TAIWAN | [7 empty] | OVS
0010309190 | AT_HVALVE | WSD11-112-HV-1402 | C4B | 131242-WSD11-DR-P-6063.dgn | BUTTERFLY_VALVE | WSD11 | 112 | HWR | HV | 1402 |  | TRAIN 4 PRECOOLER STAGE 2 | TRAIN 4 PRECOOLER STAGE 2 | NON-HAZARDOUS | ISOLATION | WSD11-112-HWR-00010-150-SS16 | 900 | 150 | PN16 | TBA |  |  |  | 35 | 120 | 120 | 130 | 1350 | NC | DI WITH EPOXY COATING | SS316 | DISC | EPDM |  | LUGGED | HBRL |  | HEATON | HEATON | https://www.heaton-valves.com/ |  |  | sales@heaton-valves.com | TAIWAN | [7 empty] | OVS
0010307222 | AT_HVALVE | WSD11-112-HV-1403 | C4B | 131242-WSD11-DR-P-6070.dgn | KNIFE_GATE_VALVE | WSD11 | 112 | HS | HV | 1403 |  | THP TRAIN 4 DIGESTER PUMPS VALVE | THP TRAIN 4 DIGESTER PUMPS VALVE | NON-HAZARDOUS | ISOLATION | WSD11-112-HS-00001B-150-SS16 | 900 | 150 | PN16 | TBA |  |  |  | 50 | 350 | 300 | 600 | 1800 | NC | CAST IRON | SS316 | DISC | EPDM |  | FLANGED | ZFI-BD TYPE C205 |  | JASH ENG | JASH ENG | https://jashindia.com/ | (+91)-731- 2720143 |  | info@jashindia.com | INDIA | [7 empty] | JASH ENG
0010312232 | AT_HVALVE | WSD11-112-NRV-0101A | C4B | 131242-WSD11-DR-P-6008.dgn | CHECK_VALVE | WSD11 | 112 | HS | NRV | 0101 | A | TRAIN 1 PRE COOLER S1 A INLET CHECK | TRAIN 1 PRE COOLER S1 A INLET CHECK | NON-HAZARDOUS | ISOLATION | WSD11-112-HS-00102-100-SS16 | 1200 | 100 | PN16 | TBA | 33000 | 9200 | 46000 | 80 | 245 | 245 | 600 | 1800 | NC | CAST IRON |  | DISC | STAINLESS STEEL |  | FLANGED | FIGURE 301 |  | ZETKAMA | ZETKAMA | https://www.zetkama.com/ | (+48) 74 865 21 11 |  | customerservice@zetkama.com.pl | POLAND | [7 empty] | CAMBI
0010279534 | AT_HVALVE | WSD11-112-NRV-0101B | C4B | 131242-WSD11-DR-P-6008.dgn | CHECK_VALVE | WSD11 | 112 | HS | NRV | 0101 | B | TRAIN 1 PRE COOLER S1 B INLET CHECK | TRAIN 1 PRE COOLER S1 B INLET CHECK | NON-HAZARDOUS | ISOLATION | WSD11-112-HS-00103-100-SS16 | 1200 | 100 | PN16 | TBA | 33000 | 9200 | 46000 | 80 | 245 | 245 | 600 | 1800 | NC | CAST IRON |  | DISC | STAINLESS STEEL |  | FLANGED | FIGURE 301 |  | ZETKAMA | ZETKAMA | https://www.zetkama.com/ | (+48) 74 865 21 11 |  | customerservice@zetkama.com.pl | POLAND | [7 empty] | CAMBI
0010279468 | AT_HVALVE | WSD11-112-NRV-0102 | C4B | 131242-WSD11-DR-P-6008.dgn | CHECK_VALVE | WSD11 | 112 | G2D | NRV | 0102 |  | TRAIN 1 FLASHTANK DISCHARGE PUMP G2D INLET CHECK | TRAIN 1 FLASHTANK DISCHARGE PUMP G2D INLET CHECK | NON-HAZARDOUS | ISOLATION | WSD11-112-G2D-00101-32-SS16 | 900 | 32 | PN16 | TBA | 9360 | 9360 | 15000 | 30 | 600 | 600 | 600 | 1350 | NC | A 743-CA6-NM |  | DISC |  |  | WAFER | RK 86 |  | GESTRA | GESTRA | https://www.gestra.com/ | (+49) 421 3503-0 | (+49) 421 3503-393 | info@de.gestra.com | [8 empty] | CAMBI
0010312293 | AT_HVALVE | WSD11-112-NRV-0103A | C4B | 131242-WSD11-DR-P-6016.dgn | CHECK_VALVE | WSD11 | 112 | HS | NRV | 0103 | A | TRAIN 1 CIRCULATION PUMP A OUTLET CHECK | TRAIN 1 CIRCULATION PUMP A OUTLET CHECK | NON-HAZARDOUS | ISOLATION | WSD11-112-HS-00109-100-SS16 | 900 | 100 | PN16 | TBA | 10400 | 9200 | 46000 | 56 | 263 | 200 | 600 | 1800 | NC | CAST IRON |  | DISC | STAINLESS STEEL |  | FLANGED | FIGURE 301 |  | ZETKAMA | ZETKAMA | https://www.zetkama.com/ | (+48) 74 865 21 11 |  | customerservice@zetkama.com.pl | POLAND | [7 empty] | CAMBI
0010312294 | AT_HVALVE | WSD11-112-NRV-0103B | C4B | 131242-WSD11-DR-P-6016.dgn | CHECK_VALVE | WSD11 | 112 | HS | NRV | 0103 | B | TRAIN 1 CIRCULATION PUMP B OUTLET CHECK | TRAIN 1 CIRCULATION PUMP B OUTLET CHECK | NON-HAZARDOUS | ISOLATION | WSD11-112-HS-00110-100-SS16 | 900 | 100 | PN16 | TBA | 10400 | 9200 | 46000 | 56 | 263 | 200 | 600 | 1800 | NC | CAST IRON |  | DISC | STAINLESS STEEL |  | FLANGED | FIGURE 301 |  | ZETKAMA | ZETKAMA | https://www.zetkama.com/ | (+48) 74 865 21 11 |  | customerservice@zetkama.com.pl | POLAND | [7 empty] | CAMBI
0010312364 | AT_HVALVE | WSD11-112-NRV-0104 | C4B | 131242-WSD11-DR-P-6018.dgn | CHECK_VALVE | WSD11 | 112 | HS | NRV | 0104 |  | TRAIN 1 DIGESTER FEED PUMP CHECK | TRAIN 1 DIGESTER FEED PUMP CHECK | NON-HAZARDOUS | ISOLATION | WSD11-112-HS-00116-100-SS16 | 900 | 100 | PN16 | TBA | 20800 | 20800 | 30000 | 50 | 500 | 400 | 600 | 1800 | NC | CAST IRON |  | DISC | STAINLESS STEEL |  | FLANGED | FIGURE 301 |  | ZETKAMA | ZETKAMA | https://www.zetkama.com/ | (+48) 74 865 21 11 |  | customerservice@zetkama.com.pl | POLAND | [7 empty] | CAMBI
0010336179 | AT_HVALVE | WSD11-112-NRV-0105A | C4B | 131242-WSD11-DR-P-6016.dgn | CHECK_VALVE | WSD11 | 112 | G2D | NRV | 0105 | A | TRAIN 1 CIRCULATION PUMP A CHECK | TRAIN 1 CIRCULATION PUMP A CHECK | NON-HAZARDOUS | ISOLATION | WSD11-112-G2D-00122A-25-SS16 | 900 | 25 | PN16 | TBA | [8 empty] | NC | SS316 |  | DISC | EPDM |  | WAFER |  |  | GESTRA | GESTRA | https://www.gestra.com/ | (+49) 421 3503-0 | (+49) 421 3503-393 | info@de.gestra.com | [8 empty] | BREEN
0010279532 | AT_HVALVE | WSD11-112-NRV-0105B | C4B | 131242-WSD11-DR-P-6008.dgn | CHECK_VALVE | WSD11 | 112 | G2D | NRV | 0105 | B | TRAIN 1 FLASHTANK DISCHARGE PUMP B FLUSH DRAIN 3 |  | NON-HAZARDOUS | DRAIN | WSD11-112-G2D-00122B-25-SS16 | 1200 | 25 | PN16 | TBA |  |  |  | 80 | 245 | 245 | 600 | 1800 | NC | SS 316 | A182-F304 | BALL | PTFE |  | THREADED | 2006FEW |  | HAITIMA | HAITIMA | https://www.haitima.com.tw/ | +886-2-26585800 |  | haitima@haitima.com.tw | TAIWAN | [7 empty] | CAMBI
0010279532 | AT_HVALVE | WSD11-112-NRV-0105B | C4B | 131242-WSD11-DR-P-6016.dgn | CHECK_VALVE | WSD11 | 112 | G2D | NRV | 0105 | B | TRAIN 1 FLASHTANK DISCHARGE PUMP B FLUSH DRAIN 3 |  | NON-HAZARDOUS | DRAIN | WSD11-112-G2D-00122B-25-SS16 | 1200 | 25 | PN16 | TBA |  |  |  | 80 | 245 | 245 | 600 | 1800 | NC | SS 316 | A182-F304 | BALL | PTFE |  | THREADED | 2006FEW |  | HAITIMA | HAITIMA | https://www.haitima.com.tw/ | +886-2-26585800 |  | haitima@haitima.com.tw | TAIWAN | [7 empty] | CAMBI
0010336191 | AT_HVALVE | WSD11-112-NRV-0106 | C4B | 131242-WSD11-DR-P-6018.dgn | CHECK_VALVE | WSD11 | 112 | G2D | NRV | 0106 |  | TRAIN 1 DIGESTER FEED PUMP CHECK | TRAIN 1 DIGESTER FEED PUMP CHECK | NON-HAZARDOUS | ISOLATION | WSD11-112-G2D-00121-25-SS16 | 600 | 25 | PN16 | TBA |  |  |  | 30 | 500 | 450 | 530 | 900 | NC | SS316 |  | DISC | EPDM |  | WAFER | RK86 |  | GESTRA | GESTRA | https://www.gestra.com/ | (+49) 421 3503-0 | (+49) 421 3503-393 | info@de.gestra.com | [8 empty] | BREEN
0010282867 | AT_HVALVE | WSD11-112-NRV-0201A | C4B | 131242-WSD11-DR-P-6026.dgn | CHECK_VALVE | WSD11 | 112 | HS | NRV | 0201 | A | TRAIN 2 PRE COOLER S1 A INLET CHECK | TRAIN 2 PRE COOLER S1 A INLET CHECK | NON-HAZARDOUS | ISOLATION | WSD11-112-HS-00202-100-SS16 | 1200 | 100 | PN16 | TBA | 33000 | 9200 | 46000 | 80 | 245 | 245 | 600 | 1800 | NC | CAST IRON |  | DISC | STAINLESS STEEL |  | FLANGED | FIGURE 301 |  | ZETKAMA | ZETKAMA | https://www.zetkama.com/ | (+48) 74 865 21 11 |  | customerservice@zetkama.com.pl | POLAND | [7 empty] | CAMBI
0010282868 | AT_HVALVE | WSD11-112-NRV-0201B | C4B | 131242-WSD11-DR-P-6026.dgn | CHECK_VALVE | WSD11 | 112 | HS | NRV | 0201 | B | TRAIN 2 PRE COOLER S1 B INLET CHECK | TRAIN 2 PRE COOLER S1 B INLET CHECK | NON-HAZARDOUS | ISOLATION | WSD11-112-HS-00203-100-SS16 | 1200 | 100 | PN16 | TBA | 33000 | 9200 | 46000 | 80 | 245 | 245 | 600 | 1800 | NC | CAST IRON |  | DISC | STAINLESS STEEL |  | FLANGED | FIGURE 301 |  | ZETKAMA | ZETKAMA | https://www.zetkama.com/ | (+48) 74 865 21 11 |  | customerservice@zetkama.com.pl | POLAND | [7 empty] | CAMBI
0010282878 | AT_HVALVE | WSD11-112-NRV-0202 | C4B | 131242-WSD11-DR-P-6026.dgn | CHECK_VALVE | WSD11 | 112 | G2D | NRV | 0202 |  | TRAIN 2 FLASHTANK DISCHARGE PUMP G2D INLET CHECK | TRAIN 2 FLASHTANK DISCHARGE PUMP G2D INLET CHECK | NON-HAZARDOUS | ISOLATION | WSD11-112-G2D-00201-32-SS16 | 900 | 32 | PN16 | TBA | 9360 | 9360 | 15000 | 30 | 600 | 600 | 600 | 1350 | NC | A 743-CA6-NM |  | DISC |  |  | WAFER | RK 86 |  | GESTRA | GESTRA | https://www.gestra.com/ | (+49) 421 3503-0 | (+49) 421 3503-393 | info@de.gestra.com | [8 empty] | CAMBI
0010283795 | AT_HVALVE | WSD11-112-NRV-0203A | C4B | 131242-WSD11-DR-P-6034.dgn | CHECK_VALVE | WSD11 | 112 | HS | NRV | 0203 | A | TRAIN 2 CIRCULATION PUMP A OUTLET CHECK | TRAIN 2 CIRCULATION PUMP A OUTLET CHECK | NON-HAZARDOUS | ISOLATION | WSD11-112-HS-00209-100-SS16 | 900 | 100 | PN16 | TBA | 10400 | 9200 | 46000 | 56 | 263 | 200 | 600 | 1800 | NC | CAST IRON |  | DISC | STAINLESS STEEL |  | FLANGED | FIGURE 301 |  | ZETKAMA | ZETKAMA | https://www.zetkama.com/ | (+48) 74 865 21 11 |  | customerservice@zetkama.com.pl | POLAND | [7 empty] | CAMBI
0010283723 | AT_HVALVE | WSD11-112-NRV-0203B | C4B | 131242-WSD11-DR-P-6034.dgn | CHECK_VALVE | WSD11 | 112 | HS | NRV | 0203 | B | TRAIN 2 CIRCULATION PUMP B OUTLET CHECK | TRAIN 2 CIRCULATION PUMP B OUTLET CHECK | NON-HAZARDOUS | ISOLATION | WSD11-112-HS-00210-100-SS16 | 900 | 100 | PN16 | TBA | 10400 | 9200 | 46000 | 56 | 263 | 200 | 600 | 1800 | NC | CAST IRON |  | DISC | STAINLESS STEEL |  | FLANGED | FIGURE 301 |  | ZETKAMA | ZETKAMA | https://www.zetkama.com/ | (+48) 74 865 21 11 |  | customerservice@zetkama.com.pl | POLAND | [7 empty] | CAMBI
0010312463 | AT_HVALVE | WSD11-112-NRV-0204 | C4B | 131242-WSD11-DR-P-6036.dgn | CHECK_VALVE | WSD11 | 112 | HS | NRV | 0204 |  | TRAIN 2 DIGESTER FEED PUMP CHECK | TRAIN 2 DIGESTER FEED PUMP CHECK | NON-HAZARDOUS | ISOLATION | WSD11-112-HS-00216-100-SS16 | 900 | 100 | PN16 | TBA | 20800 | 20800 | 30000 | 50 | 500 | 400 | 600 | 1800 | NC | CAST IRON |  | DISC | STAINLESS STEEL |  | FLANGED | FIGURE 301 |  | ZETKAMA | ZETKAMA | https://www.zetkama.com/ | (+48) 74 865 21 11 |  | customerservice@zetkama.com.pl | POLAND | [7 empty] | CAMBI
0010336209 | AT_HVALVE | WSD11-112-NRV-0205A | C4B | 131242-WSD11-DR-P-6034.dgn | CHECK_VALVE | WSD11 | 112 | G2D | NRV | 0205 | A | TRAIN 2 CIRCULATION PUMP A CHECK | TRAIN 2 CIRCULATION PUMP A CHECK | NON-HAZARDOUS | ISOLATION | WSD11-112-G2D-00222A-25-SS16 | 600 | 25 | PN16 | TBA |  |  |  | 30 | 500 | 450 | 530 | 900 | NC | SS316 |  | DISC | EPDM |  | WAFER | RK86 |  | GESTRA | GESTRA | https://www.gestra.com/ | (+49) 421 3503-0 | (+49) 421 3503-393 | info@de.gestra.com | [8 empty] | BREEN
0010336214 | AT_HVALVE | WSD11-112-NRV-0205B | C4B | 131242-WSD11-DR-P-6034.dgn | CHECK_VALVE | WSD11 | 112 | G2D | NRV | 0205 | B | TRAIN 2 CIRCULATION PUMP B CHECK | TRAIN 2 CIRCULATION PUMP B CHECK | NON-HAZARDOUS | ISOLATION | WSD11-112-G2D-00222B-25-SS16 | 600 | 25 | PN16 | TBA |  |  |  | 30 | 500 | 450 | 530 | 900 | NC | SS316 |  | DISC | EPDM |  | WAFER | RK86 |  | GESTRA | GESTRA | https://www.gestra.com/ | (+49) 421 3503-0 | (+49) 421 3503-393 | info@de.gestra.com | [8 empty] | BREEN
0010336239 | AT_HVALVE | WSD11-112-NRV-0206 | C4B | 131242-WSD11-DR-P-6036.dgn | CHECK_VALVE | WSD11 | 112 | G2D | NRV | 0206 |  | TRAIN 2 DIGESTER FEED PUMP CHECK | TRAIN 2 DIGESTER FEED PUMP CHECK | NON-HAZARDOUS | ISOLATION | WSD11-112-G2D-00223-25-SS16 | 600 | 25 | PN16 | TBA |  |  |  | 30 | 500 | 450 | 530 | 900 | NC | SS316 | SS 316 | DISC | EPDM |  | WAFER | RK86 |  | GESTRA | GESTRA | https://www.gestra.com/ | (+49) 421 3503-0 | (+49) 421 3503-393 | info@de.gestra.com | [8 empty] | BREEN
0010309193 | AT_HVALVE | WSD11-112-NRV-1101 | C4B | 131242-WSD11-DR-P-6063.dgn | CHECK_VALVE | WSD11 | 112 | HWR | NRV | 1101 |  | HWR BYPASS CHECK | HWR BYPASS CHECK | NON-HAZARDOUS | ISOLATION | WSD11-112-HWR-00217-150-SS16 | 900 | 150 | PN16 | TBA | 105000 | 50000 | 105000 | 50 | 300 | 300 | 310 | 1350 | NC |  |  | DISC |  |  | WAFER |  |  | SCI | SCI | [12 empty] | OVS
0010307221 | AT_HVALVE | WSD11-112-NRV-1102 | C4B | 131242-WSD11-DR-P-6070.dgn | CHECK_VALVE | WSD11 | 112 | HS | NRV | 1102 |  | DIGESTER RING CIRCULATION PUMP 1 CHECK | DIGESTER RING CIRCULATION PUMP 1 CHECK | NON-HAZARDOUS | ISOLATION | WSD11-112-HS-00120-100-SS16 | 900 | 100 | PN16 | TBA | 30800 | 30800 | 30800 | 50 | 350 | 300 | 600 | 2400 | NC | CAST IRON |  | DISC | STAINLESS STEEL |  | FLANGED | FIGURE 301 |  | ZETKAMA | ZETKAMA | https://www.zetkama.com/ | (+48) 74 865 21 11 |  | customerservice@zetkama.com.pl | POLAND | [7 empty] | CAMBI
0010281187 | AT_HVALVE | WSD11-112-NRV-1202 | C4B | 131242-WSD11-DR-P-6070.dgn | CHECK_VALVE | WSD11 | 112 | HS | NRV | 1202 |  | DIGESTER RING CIRCULATION PUMP 2 CHECK | DIGESTER RING CIRCULATION PUMP 2 CHECK | NON-HAZARDOUS | ISOLATION | WSD11-112-HS-00220-100-SS16 | 900 | 100 | PN16 | TBA | 30800 | 30800 | 30800 | 50 | 350 | 300 | 600 | 2400 | NC | CAST IRON |  | DISC | STAINLESS STEEL |  | FLANGED | FIGURE 301 |  | ZETKAMA | ZETKAMA | https://www.zetkama.com/ | (+48) 74 865 21 11 |  | customerservice@zetkama.com.pl | POLAND | [7 empty] | CAMBI
0010307223 | AT_HVALVE | WSD11-112-NRV-1302 | C4B | 131242-WSD11-DR-P-6070.dgn | CHECK_VALVE | WSD11 | 112 | HS | NRV | 1302 |  | DIGESTER RING CIRCULATION PUMP 3 CHECK | DIGESTER RING CIRCULATION PUMP 3 CHECK | NON-HAZARDOUS | ISOLATION | WSD11-112-HS-00320-100-SS16 | 900 | 100 | PN16 | TBA | 30800 | 30800 | 30800 | 50 | 350 | 300 | 600 | 2400 | NC | CAST IRON |  | DISC | STAINLESS STEEL |  | FLANGED | FIGURE 301 |  | ZETKAMA | ZETKAMA | https://www.zetkama.com/ | (+48) 74 865 21 11 |  | customerservice@zetkama.com.pl | POLAND | [7 empty] | CAMBI
0010300958 | AT_HVALVE | WST02-003-HV-0101 | C4B | 131242-WST02-DR-P-6200.dgn | BALL_VALVE | WST02 | 003 | G2D | HV | 0101 |  | G2D TO HOSE POINT HAND VALVE | G2D TO HOSE POINT HAND VALVE | NON-HAZARDOUS | ISOLATION | WST02-003-G2D-00302-50-SS16 | 1000 | 50 | PN10 | 131242-WSW41-SH-M-1004 | 0 | 0 | 44000 | 28 | 528 | 528 | 528 | 800 | NC | A351 Gr. CF8M | A276 Type 316 | BALL | HYPATITE PTFE |  | THREADED | HV3 |  | HEATON | HEATON | https://www.heaton-valves.com/ |  |  | sales@heaton-valves.com | CHINA | [7 empty] | OVS
0010300957 | AT_HVALVE | WST02-003-HV-0103 | C4B | 131242-WST02-DR-P-6200.dgn | BALL_VALVE | WST02 | 003 | G2D | HV | 0103 |  | G2D TO HOSE POINT HAND VALVE | G2D TO HOSE POINT HAND VALVE | NON-HAZARDOUS | ISOLATION | WST02-003-G2D-00303-50-SS16 | 1000 | 50 | PN10 | 131242-WSW41-SH-M-1004 | 0 | 0 | 44000 | 28 | 528 | 528 | 528 | 800 | NC | A351 Gr. CF8M | A276 Type 316 | BALL | HYPATITE PTFE |  | THREADED | HV3 |  | HEATON | HEATON | https://www.heaton-valves.com/ |  |  | sales@heaton-valves.com | CHINA | [7 empty] | OVS
0010314213 | AT_HVALVE | WST02-003-HV-0106 | C4B | 131242-WST02-DR-P-6011.dgn | BUTTERFLY_VALVE | WST02 | 003 | G2D | HV | 0106 |  | G2D TO DISCHARGE WET WELL HAND VALVE | G2D TO DISCHARGE WET WELL HAND VALVE | NON-HAZARDOUS | ISOLATION | WST02-003-G2D-00132-80-SS16 | 1000 | 80 | PN10 | 131242-WSW41-SH-M-1006 | 9300 | 0 | 9300 | 28 | 528 | 528 | 528 | 800 | NO | DI WITH EPOXY COATING | SS316 (1.4408 CF8M) | DISC | EPDM (REPLACEABLE) |  | LUGGED | HBRL |  | HEATON | HEATON | https://www.heaton-valves.com/ |  |  | sales@heaton-valves.com | CHINA | [7 empty] | OVS
0010331442 | AT_HVALVE | WST02-003-HV-0108 | C4B | 131242-WST02-DR-P-6011.dgn | BALL_VALVE | WST02 | 003 | G2D | HV | 0108 |  | G2D TO SLUDGE COMPARTMENT HAND VALVE | G2D TO SLUDGE COMPARTMENT HAND VALVE | NON-HAZARDOUS | ISOLATION | WST02-003-G2D-00145-50-SS16 | 1000 | 50 | PN10 | 131242-WSW41-SH-M-1004 | 0 | 0 | 44000 | 28 | 528 | 528 | 528 | 800 | NC | A351 Gr. CF8M | A276 Type 316 | BALL | HYPATITE PTFE |  | THREADED | HV3 |  | HEATON | HEATON | https://www.heaton-valves.com/ |  |  | sales@heaton-valves.com | CHINA | [7 empty] | OVS
0010331752 | AT_HVALVE | WST02-003-HV-0111 | C4B | 131242-WST02-DR-P-6200.dgn | BALL_VALVE | WST02 | 003 | G2D | HV | 0111 |  | G2D DILUTION FOR SODIUM HYDROXIDE TO EQUALIZATION TANK 1 HAND VALVE | G2D DILUTION FOR SHYD TO EQ TANK 1 HV | NON-HAZARDOUS | ISOLATION | WST02-003-G2D-00101-40-SS16 | 1000 | 40 | PN10 | 131242-WSW41-SH-M-1004 | 5000 | 5000 | 5000 | 28 | 528 | 528 | 528 | 800 | NO | A351 Gr. CF8M | A276 Type 316 | BALL | HYPATITE PTFE |  | THREADED | HV3 |  | HEATON | HEATON | https://www.heaton-valves.com/ |  |  | sales@heaton-valves.com | CHINA | [7 empty] | OVS
0010313835 | AT_HVALVE | WST02-003-HV-0114 | C4B | 131242-WST02-DR-P-6200.dgn | BALL_VALVE | WST02 | 003 | G2D | HV | 0114 |  | G2D RINGMAIN PRESSURE TRANSMITTER HAND VALVE | G2D RINGMAIN PRESSURE TRANSMITTER HAND VALVE | NON-HAZARDOUS | ISOLATION | WST02-003-G2D-00004-15-SS16 | 1000 | 15 | PN10 | 131242-WSW41-SH-M-1004 | 0 | 0 | 0 | 28 | 528 | 528 | 528 | 800 | NO | A351 Gr. CF8M | A276 Type 316 | BALL | HYPATITE PTFE |  | THREADED | HV3 |  | HEATON | HEATON | https://www.heaton-valves.com/ |  |  | sales@heaton-valves.com | CHINA | [7 empty] | OVS
0010313837 | AT_HVALVE | WST02-003-HV-0115 | C4B | 131242-WST02-DR-P-6200.dgn | BALL_VALVE | WST02 | 003 | G2D | HV | 0115 |  | G2D RINGMAIN PI HAND VALVE | G2D RINGMAIN PI HAND VALVE | NON-HAZARDOUS | ISOLATION | WST02-003-G2D-00005-15-SS16 | 1000 | 15 | PN10 | 131242-WSW41-SH-M-1004 | 0 | 0 | 0 | 28 | 528 | 528 | 528 | 800 | NO | A351 Gr. CF8M | A276 Type 316 | BALL | HYPATITE PTFE |  | THREADED | HV3 |  | HEATON | HEATON | https://www.heaton-valves.com/ |  |  | sales@heaton-valves.com | CHINA | [7 empty] | OVS
0010335774 | AT_HVALVE | WST02-003-HV-0116 | C4B | 131242-WST02-DR-P-6200.dgn | BALL_VALVE | WST02 | 003 | G2D | HV | 0116 |  | G2D AIR RELEASE VALVE HAND VALVE | G2D AIR RELEASE VALVE HAND VALVE | NON-HAZARDOUS | ISOLATION | WST02-003-G2D-00006-50-SS16 | 1000 | 50 | PN10 | 131242-WSW41-SH-M-1004 | 0 | 0 | 0 | 28 | 528 | 538 | 528 | 800 | NO | A351 Gr. CF8M | A276 Type 316 | BALL | HYPATITE PTFE |  | THREADED | HV3 |  | HEATON | HEATON | https://www.heaton-valves.com/ |  |  | sales@heaton-valves.com | CHINA | [7 empty] | OVS
0010292768 | AT_HVALVE | WST02-003-HV-0121 | C4B | 131242-WST02-DR-P-6000.dgn | GLOBE_VALVE | WST02 | 003 | G2D | HV | 0121 |  | G2D WATER TO EQUALIZATION TANK 1 SODIUM HYDROXIDE DILUTION HAND VALVE | G2D WATER TO EQ TANK 1 SHYD DILUTION HV | NON-HAZARDOUS | FLOW CONTROL | WST02-003-G2D-00101-40-SS16 | 1000 | 40 | PN10 | TBA | 5000 | 5000 | 5000 | 28 | 528 | 528 | 528 | 800 | NO | A182 Gf F316 | SS316 | DISC | FULL STELLITE |  | THREADED | GL SERIES |  | HEATON | HEATON | https://www.heaton-valves.com/ |  |  | sales@heaton-valves.com | CHINA | [7 empty] | OVS
0010332431 | AT_HVALVE | WST02-003-HV-0122 | C4B | 131242-WST02-DR-P-6200.dgn | BALL_VALVE | WST02 | 003 | G2D | HV | 0122 |  | G2D DILUTION TO ANAMMOX REACTOR 1 | G2D DILUTION TO ANAMMOX REACTOR 1 | NON-HAZARDOUS | ISOLATION | WST02-003-G2D-00120-40-SS16 | 1000 | 40 | PN10 | 131242-WSW41-SH-M-1004 | 2000 | 2000 | 2000 | 28 | 528 | 528 | 528 | 800 | NO | A351 Gr. CF8M | A276 Type 316 | BALL | HYPATITE PTFE |  | THREADED | HV3 |  | HEATON | HEATON | https://www.heaton-valves.com/ |  |  | sales@heaton-valves.com | CHINA | [7 empty] | OVS
0010292784 | AT_HVALVE | WST02-003-HV-0126 | C4B | 131242-WST02-DR-P-6000.dgn | BALL_VALVE | WST02 | 003 | G2D | HV | 0126 |  | G2D WATER TO EQUALIZATION TANK 1 HAND VALVE | G2D WATER TO EQUALIZATION TANK 1 HAND VALVE | NON-HAZARDOUS | ISOLATION | WST02-003-G2D-00102-65-SS16 | 1000 | 65 | PN10 | 131242-WSW41-SH-M-1004 | 27600 | 0 | 27600 | 28 | 528 | 528 | 528 | 800 | NO | A351 Gr. CF8M | A276 Type 316 | BALL | HYPATITE PTFE |  | FLANGED | H SERIES |  | HEATON | HEATON | https://www.heaton-valves.com/ |  |  | sales@heaton-valves.com | CHINA | [7 empty] | OVS
0010292675 | AT_HVALVE | WST02-003-HV-0127 | C4B | 131242-WST02-DR-P-6000.dgn | BALL_VALVE | WST02 | 003 | G2D | HV | 0127 |  | G2D WATER TO HOSE POINT HAND VALVE | G2D WATER TO HOSE POINT HAND VALVE | NON-HAZARDOUS | ISOLATION | WST02-003-G2D-00203-50-SS16 | 1000 | 50 | PN10 | 131242-WSW41-SH-M-1004 | 0 | 0 | 44000 | 28 | 528 | 528 | 528 | 800 | NC | A351 Gr. CF8M | A276 Type 316 | BALL | HYPATITE PTFE |  | THREADED | HV3 |  | HEATON | HEATON | https://www.heaton-valves.com/ |  |  | sales@heaton-valves.com | CHINA | [7 empty] | OVS
0010307667 | AT_HVALVE | WST02-003-HV-0130 | C4B | 131242-WST02-DR-P-6005.dgn | BUTTERFLY_VALVE | WST02 | 003 | G2D | HV | 0130 |  | G2D TO ANAMMOX REACTOR 1 SPRAY SYSTEM HAND VALVE | G2D TO ANAMMOX REACTOR 1 SPRAY SYSTEM HAND VALVE | NON-HAZARDOUS | ISOLATION | WST02-003-G2D-00124-100-SS16 | 1000 | 100 | PN10 | 131242-WSW41-SH-M-1006 | 48000 | 0 | 48000 | 28 | 528 | 528 | 528 | 800 | NO | DI WITH EPOXY COATING | SS316 (1.4408 CF8M) | DISC | EPDM (REPLACEABLE) |  | LUGGED | HBRL |  | HEATON | HEATON | https://www.heaton-valves.com/ |  |  | sales@heaton-valves.com | CHINA | [7 empty] | OVS
0010298716 | AT_HVALVE | WST02-003-HV-0140 | C4B | 131242-WST02-DR-P-6002.dgn | BALL_VALVE | WST02 | 003 | G2D | HV | 0140 |  | G2D TO LAMELLA CLARIFIER 1 HAND VALVE | G2D TO LAMELLA CLARIFIER 1 HAND VALVE | NON-HAZARDOUS | ISOLATION | WST02-003-G2D-00110-50-SS16 | 1000 | 50 | PN10 | 131242-WSW41-SH-M-1004 | 10000 | 0 | 10000 | 28 | 528 | 528 | 528 | 800 | NO | A351 Gr. CF8M | A276 Type 316 | BALL | HYPATITE PTFE |  | THREADED | HV3 |  | HEATON | HEATON | https://www.heaton-valves.com/ |  |  | sales@heaton-valves.com | CHINA | [7 empty] | OVS
0010336099 | AT_HVALVE | WST02-003-HV-0140A | C4B | 131242-WST02-DR-P-6002.dgn | BALL_VALVE | WST02 | 003 | G2D | HV | 0140 | A | G2D RINGMAIN TO LAMELLA CLARIFIER 1 HOPPER 1 HAND VALVE | G2D RINGMAIN TO LAMELLA CLARIFIER 1 HOPPER 1 HV | NON-HAZARDOUS | ISOLATION | WST02-003-G2D-00111A-50-SS16 | 1000 | 50 | PN10 | 131242-WSW41-SH-M-1004 | 15000 | 0 | 15000 | 28 | 528 | 528 | 528 | 800 | NC | A351 Gr. CF8M | A276 Type 316 | BALL | HYPATITE PTFE |  | THREADED | HV3 |  | HEATON | HEATON | https://www.heaton-valves.com/ |  |  | sales@heaton-valves.com | CHINA | [7 empty] | OVS
0010336042 | AT_HVALVE | WST02-003-HV-0140B | C4B | 131242-WST02-DR-P-6002.dgn | BALL_VALVE | WST02 | 003 | G2D | HV | 0140 | B | G2D RINGMAIN TO LAMELLA CLARIFIER 1 HOPPER 2 HAND VALVE | G2D RINGMAIN TO LAMELLA CLARIFIER 1 HOPPER 2 HV | NON-HAZARDOUS | ISOLATION | WST02-003-G2D-00111B-50-SS16 | 1000 | 50 | PN10 | 131242-WSW41-SH-M-1004 | 15000 | 0 | 15000 | 28 | 528 | 528 | 528 | 800 | NC | A351 Gr. CF8M | A276 Type 316 | BALL | HYPATITE PTFE |  | THREADED | HV3 |  | HEATON | HEATON | https://www.heaton-valves.com/ |  |  | sales@heaton-valves.com | CHINA | [7 empty] | OVS
0010336054 | AT_HVALVE | WST02-003-HV-0140C | C4B | 131242-WST02-DR-P-6002.dgn | BALL_VALVE | WST02 | 003 | G2D | HV | 0140 | C | G2D RINGMAIN TO LAMELLA CLARIFIER 1 HOPPER 3 HAND VALVE | G2D RINGMAIN TO LAMELLA CLARIFIER 1 HOPPER 3 HV | NON-HAZARDOUS | ISOLATION | WST02-003-G2D-00111C-50-SS16 | 1000 | 50 | PN10 | 131242-WSW41-SH-M-1004 | 15000 | 0 | 15000 | 28 | 528 | 528 | 528 | 800 | NC | A351 Gr. CF8M | A276 Type 316 | BALL | HYPATITE PTFE |  | THREADED | HV3 |  | HEATON | HEATON | https://www.heaton-valves.com/ |  |  | sales@heaton-valves.com | CHINA | [7 empty] | OVS
0010305215 | AT_HVALVE | WST02-003-HV-0142 | C4B | 131242-WST02-DR-P-6005.dgn | GLOBE_VALVE | WST02 | 003 | G2D | HV | 0142 |  | G2D TO ANAMMOX REACTOR 1 SODIUM HYDROXIDE DILUTION HAND VALVE | G2D TO AMX REACTOR 1 SHYD DILUTION HV | NON-HAZARDOUS | FLOW CONTROL | WST02-003-G2D-00120-40-SS16 | 1000 | 40 | PN10 | TBA | 2000 | 2000 | 2000 | 28 | 528 | 528 | 528 | 800 | NO | A182 Gf F316 | SS316 | DISC | FULL STELLITE |  | THREADED | GL SERIES |  | HEATON | HEATON | https://www.heaton-valves.com/ |  |  | sales@heaton-valves.com | CHINA | [7 empty] | OVS
0010324597 | AT_HVALVE | WST02-003-HV-0143 | C4B | 131242-WST02-DR-P-6005.dgn | GLOBE_VALVE | WST02 | 003 | G2D | HV | 0143 |  | G2D TO ANAMMOX REACTOR 1 FERRIC CHLORIDE DILUTION HAND VALVE | G2D TO AMX REACTOR 1 FC DILUTION HV | NON-HAZARDOUS | FLOW CONTROL | WST02-003-G2D-00121-20-SS16 | 1000 | 20 | PN10 | TBA | 500 | 500 | 500 | 28 | 528 | 528 | 528 | 800 | NO | A182 Gf F316 | SS316 | DISC | FULL STELLITE |  | THREADED | GL SERIES |  | HEATON | HEATON | https://www.heaton-valves.com/ |  |  | sales@heaton-valves.com | CHINA | [7 empty] | OVS
0010329921 | AT_HVALVE | WST02-003-HV-0145 | C4B | 131242-WST02-DR-P-6004.dgn | BALL_VALVE | WST02 | 003 | G2D | HV | 0145 |  | G2D WATER TO HOSE POINT HAND VALVE | G2D WATER TO HOSE POINT HAND VALVE | NON-HAZARDOUS | ISOLATION | WST02-003-G2D-00140-50-SS16 | 1000 | 50 | PN10 | 131242-WSW41-SH-M-1004 | 0 | 0 | 44000 | 28 | 528 | 528 | 528 | 800 | NC | A351 Gr. CF8M | A276 Type 316 | BALL | HYPATITE PTFE |  | THREADED | HV3 |  | HEATON | HEATON | https://www.heaton-valves.com/ |  |  | sales@heaton-valves.com | CHINA | [7 empty] | OVS
0010325565 | AT_HVALVE | WST02-003-HV-0149 | C4B | 131242-WST02-DR-P-6200.dgn | BALL_VALVE | WST02 | 003 | G2D | HV | 0149 |  | G2D WATER TO HOSE POINT HAND VALVE | G2D WATER TO HOSE POINT HAND VALVE | NON-HAZARDOUS | ISOLATION | WST02-003-G2D-00323-50-SS16 | 1000 | 50 | PN10 | 131242-WSW41-SH-M-1004 | 0 | 0 | 44000 | 28 | 528 | 528 | 528 | 800 | NC | A351 Gr. CF8M | A276 Type 316 | BALL | HYPATITE PTFE |  | THREADED | HV3 |  | HEATON | HEATON | https://www.heaton-valves.com/ |  |  | sales@heaton-valves.com | CHINA | [7 empty] | OVS
0010325564 | AT_HVALVE | WST02-003-HV-0150 | C4B | 131242-WST02-DR-P-6200.dgn | BALL_VALVE | WST02 | 003 | G2D | HV | 0150 |  | G2D WATER TO HOSE POINT HAND VALVE | G2D WATER TO HOSE POINT HAND VALVE | NON-HAZARDOUS | ISOLATION | WST02-003-G2D-00123-50-SS16 | 1000 | 50 | PN10 | 131242-WSW41-SH-M-1004 | 0 | 0 | 44000 | 28 | 528 | 528 | 528 | 800 | NC | A351 Gr. CF8M | A276 Type 316 | BALL | HYPATITE PTFE |  | THREADED | HV3 |  | HEATON | HEATON | https://www.heaton-valves.com/ |  |  | sales@heaton-valves.com | CHINA | [7 empty] | OVS
0010306298 | AT_HVALVE | WST02-003-HV-0170 | C4B | 131242-WST02-DR-P-6013.dgn | BALL_VALVE | WST02 | 003 | G2D | HV | 0170 |  | G2D WATER TO HOSE POINT HAND VALVE | G2D WATER TO HOSE POINT HAND VALVE | NON-HAZARDOUS | ISOLATION | WST02-003-G2D-00131-50-SS16 | 1000 | 50 | PN10 | 131242-WSW41-SH-M-1004 | 0 | 0 | 44000 | 28 | 528 | 528 | 528 | 800 | NC | A351 Gr. CF8M | A276 Type 316 | BALL | HYPATITE PTFE |  | THREADED | HV3 |  | HEATON | HEATON | https://www.heaton-valves.com/ |  |  | sales@heaton-valves.com | CHINA | [7 empty] | OVS
0010306358 | AT_HVALVE | WST02-003-HV-0171 | C4B | 131242-WST02-DR-P-6013.dgn | BALL_VALVE | WST02 | 003 | G2D | HV | 0171 |  | G2D WATER TO GRANULAR SLUDGE TANK HAND VALVE | G2D WATER TO GRANULAR SLUDGE TANK HAND VALVE | NON-HAZARDOUS | ISOLATION | WST02-003-G2D-00130-50-SS16 | 1000 | 50 | PN10 | 131242-WSW41-SH-M-1004 | 25000 | 0 | 25000 | 28 | 528 | 528 | 528 | 800 | NC | A351 Gr. CF8M | A276 Type 316 | BALL | HYPATITE PTFE |  | THREADED | HV3 |  | HEATON | HEATON | https://www.heaton-valves.com/ |  |  | sales@heaton-valves.com | CHINA | [7 empty] | OVS
0010334271 | AT_HVALVE | WST02-003-HV-0172 | C4B | 131242-WST02-DR-P-6012.dgn | BALL_VALVE | WST02 | 003 | G2D | HV | 0172 |  | G2D WATER TO HOSE POINT HAND VALVE | G2D WATER TO HOSE POINT HAND VALVE | NON-HAZARDOUS | ISOLATION | WST02-003-G2D-00133-50-SS16 | 1000 | 50 | PN10 | 131242-WSW41-SH-M-1004 | 0 | 0 | 44000 | 28 | 528 | 528 | 528 | 800 | NC | A351 Gr. CF8M | A276 Type 316 | BALL | HYPATITE PTFE |  | THREADED | HV3 |  | HEATON | HEATON | https://www.heaton-valves.com/ |  |  | sales@heaton-valves.com | CHINA | [7 empty] | RG
0010331755 | AT_HVALVE | WST02-003-HV-0211 | C4B | 131242-WST02-DR-P-6200.dgn | BALL_VALVE | WST02 | 003 | G2D | HV | 0211 |  | G2D DILUTION FOR SODIUM HYDROXIDE TO EQUALIZATION TANK 2 HAND VALVE | G2D DILUTION FOR SHYD TO EQ TANK 2 HVA | NON-HAZARDOUS | ISOLATION | WST02-003-G2D-00201-40-SS16 | 1000 | 40 | PN10 | 131242-WSW41-SH-M-1004 | 5000 | 5000 | 5000 | 28 | 528 | 528 | 528 | 800 | NO | A351 Gr. CF8M | A276 Type 316 | BALL | HYPATITE PTFE |  | THREADED | HV3 |  | HEATON | HEATON | https://www.heaton-valves.com/ |  |  | sales@heaton-valves.com | CHINA | [7 empty] | OVS
0010292776 | AT_HVALVE | WST02-003-HV-0221 | C4B | 131242-WST02-DR-P-6000.dgn | GLOBE_VALVE | WST02 | 003 | G2D | HV | 0221 |  | G2D WATER TO EQUALIZATION TANK 2 SODIUM HYDROXIDE DILUTION HAND VALVE | G2D WATER TO EQ TANK 2 SHYD DILUTION HV | NON-HAZARDOUS | FLOW CONTROL | WST02-003-G2D-00201-40-SS16 | 1000 | 40 | PN10 | TBA | 5000 | 5000 | 5000 | 28 | 528 | 528 | 528 | 800 | NO | A182 Gf F316 | SS316 | DISC | FULL STELLITE |  | THREADED | GL SERIES |  | HEATON | HEATON | https://www.heaton-valves.com/ |  |  | sales@heaton-valves.com | CHINA | [7 empty] | OVS
0010332433 | AT_HVALVE | WST02-003-HV-0222 | C4B | 131242-WST02-DR-P-6200.dgn | BALL_VALVE | WST02 | 003 | G2D | HV | 0222 |  | G2D DILUTION TO ANAMMOX REACTOR 2 | G2D DILUTION TO ANAMMOX REACTOR 2 | NON-HAZARDOUS | ISOLATION | WST02-003-G2D-00220-40-SS16 | 1000 | 40 | PN10 | 131242-WSW41-SH-M-1004 | 2000 | 2000 | 2000 | 28 | 528 | 528 | 528 | 800 | NO | A351 Gr. CF8M | A276 Type 316 | BALL | HYPATITE PTFE |  | THREADED | HV3 |  | HEATON | HEATON | https://www.heaton-valves.com/ |  |  | sales@heaton-valves.com | CHINA | [7 empty] | OVS
0010292779 | AT_HVALVE | WST02-003-HV-0226 | C4B | 131242-WST02-DR-P-6000.dgn | BALL_VALVE | WST02 | 003 | G2D | HV | 0226 |  | G2D WATER TO EQUALIZATION TANK 2 HAND VALVE | G2D WATER TO EQUALIZATION TANK 2 HAND VALVE | NON-HAZARDOUS | ISOLATION | WST02-003-G2D-00202-65-SS16 | 1000 | 65 | PN10 | 131242-WSW41-SH-M-1004 | 27600 | 0 | 27600 | 28 | 528 | 528 | 528 | 800 | NO | A351 Gr. CF8M | A276 Type 316 | BALL | HYPATITE PTFE |  | FLANGED | H SERIES |  | HEATON | HEATON | https://www.heaton-valves.com/ |  |  | sales@heaton-valves.com | CHINA | [7 empty] | OVS
0010329764 | AT_HVALVE | WST02-003-HV-0230 | C4B | 131242-WST02-DR-P-6006.dgn | BUTTERFLY_VALVE | WST02 | 003 | G2D | HV | 0230 |  | G2D TO ANAMMOX REACTOR 2 SPRAY SYSTEM HAND VALVE | G2D TO ANAMMOX REACTOR 2 SPRAY SYSTEM HAND VALVE | NON-HAZARDOUS | ISOLATION | WST02-003-G2D-00224-100-SS16 | 1000 | 100 | PN10 | 131242-WSW41-SH-M-1006 | 48000 | 0 | 48000 | 28 | 528 | 528 | 528 | 800 | NO | DI WITH EPOXY COATING | SS316 (1.4408 CF8M) | DISC | EPDM (REPLACEABLE) |  | LUGGED | HBRL |  | HEATON | HEATON | https://www.heaton-valves.com/ |  |  | sales@heaton-valves.com | CHINA | [7 empty] | OVS
0010298642 | AT_HVALVE | WST02-003-HV-0240 | C4B | 131242-WST02-DR-P-6002.dgn | BALL_VALVE | WST02 | 003 | G2D | HV | 0240 |  | G2D TO LAMELLA CLARIFIER 2 HAND VALVE | G2D TO LAMELLA CLARIFIER 2 HAND VALVE | NON-HAZARDOUS | ISOLATION | WST02-003-G2D-00211-50-SS16 | 1000 | 50 | PN10 | 131242-WSW41-SH-M-1004 | 10000 | 0 | 10000 | 28 | 528 | 528 | 528 | 800 | NO | A351 Gr. CF8M | A276 Type 316 | BALL | HYPATITE PTFE |  | THREADED | HV3 |  | HEATON | HEATON | https://www.heaton-valves.com/ |  |  | sales@heaton-valves.com | CHINA | [7 empty] | OVS
0010336027 | AT_HVALVE | WST02-003-HV-0240A | C4B | 131242-WST02-DR-P-6002.dgn | BALL_VALVE | WST02 | 003 | G2D | HV | 0240 | A | G2D RINGMAIN TO LAMELLA CLARIFIER 2 HOPPER 1 HAND VALVE | G2D RINGMAIN TO LAMELLA CLARIFIER 2 HOPPER 1 HV | NON-HAZARDOUS | ISOLATION | WST02-003-G2D-00211A-50-CSEL | 1000 | 50 | PN10 | 131242-WSW41-SH-M-1004 | 15000 | 0 | 15000 | 28 | 528 | 528 | 528 | 800 | NC | A351 Gr. CF8M | A276 Type 316 | BALL | HYPATITE PTFE |  | THREADED | HV3 |  | HEATON | HEATON | https://www.heaton-valves.com/ |  |  | sales@heaton-valves.com | CHINA | [7 empty] | OVS
0010336044 | AT_HVALVE | WST02-003-HV-0240B | C4B | 131242-WST02-DR-P-6002.dgn | BALL_VALVE | WST02 | 003 | G2D | HV | 0240 | B | G2D RINGMAIN TO LAMELLA CLARIFIER 2 HOPPER 2 HAND VALVE | G2D RINGMAIN TO LAMELLA CLARIFIER 2 HOPPER 2 HV | NON-HAZARDOUS | ISOLATION | WST02-003-G2D-00211B-50-SS16 | 1000 | 50 | PN10 | 131242-WSW41-SH-M-1004 | 15000 | 0 | 15000 | 28 | 528 | 528 | 528 | 800 | NC | A351 Gr. CF8M | A276 Type 316 | BALL | HYPATITE PTFE |  | THREADED | HV3 |  | HEATON | HEATON | https://www.heaton-valves.com/ |  |  | sales@heaton-valves.com | CHINA | [7 empty] | OVS
0010336055 | AT_HVALVE | WST02-003-HV-0240C | C4B | 131242-WST02-DR-P-6002.dgn | BALL_VALVE | WST02 | 003 | G2D | HV | 0240 | C | G2D RINGMAIN TO LAMELLA CLARIFIER 2 HOPPER 3 HAND VALVE | G2D RINGMAIN TO LAMELLA CLARIFIER 2 HOPPER 3 HV | NON-HAZARDOUS | ISOLATION | WST02-003-G2D-00211C-50-SS16 | 1000 | 50 | PN10 | 131242-WSW41-SH-M-1004 | 15000 | 0 | 15000 | 28 | 528 | 528 | 528 | 800 | NC | A351 Gr. CF8M | A276 Type 316 | BALL | HYPATITE PTFE |  | THREADED | HV3 |  | HEATON | HEATON | https://www.heaton-valves.com/ |  |  | sales@heaton-valves.com | CHINA | [7 empty] | OVS
0010294105 | AT_HVALVE | WST02-003-HV-0242 | C4B | 131242-WST02-DR-P-6006.dgn | GLOBE_VALVE | WST02 | 003 | G2D | HV | 0242 |  | G2D TO ANAMMOX REACTOR 2 SODIUM HYDROXIDE DILUTION HAND VALVE | G2D TO AMX REACTOR 2 SHYD DILUTION HV | NON-HAZARDOUS | FLOW CONTROL | WST02-003-G2D-00220-40-SS16 | 1000 | 40 | PN10 | TBA | 2000 | 2000 | 2000 | 28 | 528 | 528 | 528 | 800 | NO | A182 Gf F316 | SS316 | DISC | FULL STELLITE |  | THREADED | GL SERIES |  | HEATON | HEATON | https://www.heaton-valves.com/ |  |  | sales@heaton-valves.com | CHINA | [7 empty] | OVS
0010294113 | AT_HVALVE | WST02-003-HV-0243 | C4B | 131242-WST02-DR-P-6006.dgn | GLOBE_VALVE | WST02 | 003 | G2D | HV | 0243 |  | G2D TO ANAMMOX REACTOR 2 FERRIC CHLORIDE DILUTION HAND VALVE | G2D TO AMX REACTOR 2 FC DILUTION HV | NON-HAZARDOUS | FLOW CONTROL | WST02-003-G2D-00221-20-SS16 | 1000 | 20 | PN10 | TBA | 500 | 500 | 500 | 28 | 528 | 528 | 528 | 800 | NO | A182 Gf F316 | SS316 | DISC | FULL STELLITE |  | THREADED | GL SERIES |  | HEATON | HEATON | https://www.heaton-valves.com/ |  |  | sales@heaton-valves.com | CHINA | [7 empty] | OVS
0010332432 | AT_HVALVE | WST02-003-HV-0322 | C4B | 131242-WST02-DR-P-6200.dgn | BALL_VALVE | WST02 | 003 | G2D | HV | 0322 |  | G2D DILUTION TO ANAMMOX REACTOR 3 | G2D DILUTION TO ANAMMOX REACTOR 3 | NON-HAZARDOUS | ISOLATION | WST02-003-G2D-00320-40-SS16 | 1000 | 40 | PN10 | 131242-WSW41-SH-M-1004 | 2000 | 2000 | 2000 | 28 | 528 | 528 | 528 | 800 | NO | A351 Gr. CF8M | A276 Type 316 | BALL | HYPATITE PTFE |  | THREADED | HV3 |  | HEATON | HEATON | https://www.heaton-valves.com/ |  |  | sales@heaton-valves.com | CHINA | [7 empty] | OVS
0010329766 | AT_HVALVE | WST02-003-HV-0330 | C4B | 131242-WST02-DR-P-6007.dgn | BUTTERFLY_VALVE | WST02 | 003 | G2D | HV | 0330 |  | G2D TO ANAMMOX REACTOR 3 SPRAY SYSTEM HAND VALVE | G2D TO ANAMMOX REACTOR 3 SPRAY SYSTEM HAND VALVE | NON-HAZARDOUS | ISOLATION | WST02-003-G2D-00324-100-SS16 | 1000 | 100 | PN10 | 131242-WSW41-SH-M-1006 | 48000 | 0 | 48000 | 28 | 528 | 528 | 528 | 800 | NO | DI WITH EPOXY COATING | SS316 (1.4408 CF8M) | DISC | EPDM (REPLACEABLE) |  | LUGGED | HBRL |  | HEATON | HEATON | https://www.heaton-valves.com/ |  |  | sales@heaton-valves.com | CHINA | [7 empty] | OVS
0010298893 | AT_HVALVE | WST02-003-HV-0340 | C4B | 131242-WST02-DR-P-6003.dgn | BALL_VALVE | WST02 | 003 | G2D | HV | 0340 |  | G2D TO LAMELLA CLARIFIER 3 HAND VALVE | G2D TO LAMELLA CLARIFIER 3 HAND VALVE | NON-HAZARDOUS | ISOLATION | WST02-003-G2D-00310-50-SS16 | 1000 | 50 | PN10 | 131242-WSW41-SH-M-1004 | 10000 | 0 | 10000 | 28 | 528 | 528 | 528 | 800 | NO | A351 Gr. CF8M | A276 Type 316 | BALL | HYPATITE PTFE |  | THREADED | HV3 |  | HEATON | HEATON | https://www.heaton-valves.com/ |  |  | sales@heaton-valves.com | CHINA | [7 empty] | OVS
0010300919 | AT_HVALVE | WST02-003-HV-0340A | C4B | 131242-WST02-DR-P-6003.dgn | BALL_VALVE | WST02 | 003 | G2D | HV | 0340 | A | G2D RINGMAIN TO LAMELLA CLARIFIER 3 HOPPER 1 HAND VALVE | G2D RINGMAIN TO LAMELLA CLARIFIER 3 HOPPER 1 HV | NON-HAZARDOUS | ISOLATION | WST02-003-G2D-00311A-50-SS16 | 1000 | 50 | PN10 | 131242-WSW41-SH-M-1004 | 15000 | 0 | 15000 | 28 | 528 | 528 | 528 | 800 | NC | A351 Gr. CF8M | A276 Type 316 | BALL | HYPATITE PTFE |  | THREADED | HV3 |  | HEATON | HEATON | https://www.heaton-valves.com/ |  |  | sales@heaton-valves.com | CHINA | [7 empty] | OVS
0010300916 | AT_HVALVE | WST02-003-HV-0340B | C4B | 131242-WST02-DR-P-6003.dgn | BALL_VALVE | WST02 | 003 | G2D | HV | 0340 | B | G2D RINGMAIN TO LAMELLA CLARIFIER 3 HOPPER 2 HAND VALVE | G2D RINGMAIN TO LAMELLA CLARIFIER 3 HOPPER 2 HV | NON-HAZARDOUS | ISOLATION | WST02-003-G2D-00311B-50-SS16 | 1000 | 50 | PN10 | 131242-WSW41-SH-M-1004 | 15000 | 0 | 15000 | 28 | 528 | 528 | 528 | 800 | NC | A351 Gr. CF8M | A276 Type 316 | BALL | HYPATITE PTFE |  | THREADED | HV3 |  | HEATON | HEATON | https://www.heaton-valves.com/ |  |  | sales@heaton-valves.com | CHINA | [7 empty] | OVS
0010300917 | AT_HVALVE | WST02-003-HV-0340C | C4B | 131242-WST02-DR-P-6003.dgn | BALL_VALVE | WST02 | 003 | G2D | HV | 0340 | C | G2D RINGMAIN TO LAMELLA CLARIFIER 3 HOPPER 3 HAND VALVE | G2D RINGMAIN TO LAMELLA CLARIFIER 3 HOPPER 3 HV | NON-HAZARDOUS | ISOLATION | WST02-003-G2D-00311C-50-SS16 | 1000 | 50 | PN10 | 131242-WSW41-SH-M-1004 | 15000 | 0 | 15000 | 28 | 528 | 528 | 528 | 800 | NC | A351 Gr. CF8M | A276 Type 316 | BALL | HYPATITE PTFE |  | THREADED | HV3 |  | HEATON | HEATON | https://www.heaton-valves.com/ |  |  | sales@heaton-valves.com | CHINA | [7 empty] | OVS
0010294410 | AT_HVALVE | WST02-003-HV-0342 | C4B | 131242-WST02-DR-P-6007.dgn | GLOBE_VALVE | WST02 | 003 | G2D | HV | 0342 |  | G2D TO ANAMMOX REACTOR 3 SODIUM HYDROXIDE DILUTION HAND VALVE | G2D TO AMX REACTOR 3 SHYD DILUTION HV | NON-HAZARDOUS | FLOW CONTROL | WST02-003-G2D-00320-40-SS16 | 1000 | 40 | PN10 | TBA | 2000 | 2000 | 2000 | 28 | 528 | 528 | 528 | 800 | NO | A182 Gf F316 | SS316 | DISC | FULL STELLITE |  | THREADED | GL SERIES |  | HEATON | HEATON | https://www.heaton-valves.com/ |  |  | sales@heaton-valves.com | CHINA | [7 empty] | OVS
0010294420 | AT_HVALVE | WST02-003-HV-0343 | C4B | 131242-WST02-DR-P-6007.dgn | GLOBE_VALVE | WST02 | 003 | G2D | HV | 0343 |  | G2D TO ANAMMOX REACTOR 3 FERRIC CHLORIDE DILUTION HAND VALVE | G2D TO AMX REACTOR 3 FC DILUTION HV | NON-HAZARDOUS | FLOW CONTROL | WST02-003-G2D-00321-20-SS16 | 1000 | 20 | PN10 | TBA | 500 | 500 | 500 | 28 | 528 | 528 | 528 | 800 | NO | A182 Gf F316 | SS316 | DISC | FULL STELLITE |  | THREADED | GL SERIES |  | HEATON | HEATON | https://www.heaton-valves.com/ |  |  | sales@heaton-valves.com | CHINA | [7 empty] | OVS
0010331756 | AT_HVALVE | WST02-003-HV-0421 | C4B | 131242-WST02-DR-P-6200.dgn | BALL_VALVE | WST02 | 003 | G2D | HV | 0421 |  | G2D DILUTION TO ANAMMOX REACTOR 4 | G2D DILUTION TO ANAMMOX REACTOR 4 | NON-HAZARDOUS | ISOLATION | WST02-003-G2D-00421-20-SS16 | 1000 | 20 | PN10 | 131242-WSW41-SH-M-1004 | 2000 | 2000 | 2000 | 28 | 528 | 528 | 528 | 800 | NO | A351 Gr. CF8M | A276 Type 316 | BALL | HYPATITE PTFE |  | THREADED | HV3 |  | HEATON | HEATON | https://www.heaton-valves.com/ |  |  | sales@heaton-valves.com | CHINA | [7 empty] | OVS
0010329768 | AT_HVALVE | WST02-003-HV-0430 | C4B | 131242-WST02-DR-P-6008.dgn | BUTTERFLY_VALVE | WST02 | 003 | G2D | HV | 0430 |  | G2D TO ANAMMOX REACTOR 4 SPRAY SYSTEM HAND VALVE | G2D TO ANAMMOX REACTOR 4 SPRAY SYSTEM HAND VALVE | NON-HAZARDOUS | ISOLATION | WST02-003-G2D-00424-100-SS16 | 1000 | 100 | PN10 | 131242-WSW41-SH-M-1006 | 48000 | 0 | 48000 | 28 | 528 | 528 | 528 | 800 | NO | DI WITH EPOXY COATING | SS316 (1.4408 CF8M) | DISC | EPDM (REPLACEABLE) |  | LUGGED | HBRL |  | HEATON | HEATON | https://www.heaton-valves.com/ |  |  | sales@heaton-valves.com | CHINA | [7 empty] | OVS
0010298905 | AT_HVALVE | WST02-003-HV-0440 | C4B | 131242-WST02-DR-P-6003.dgn | BALL_VALVE | WST02 | 003 | G2D | HV | 0440 |  | G2D TO LAMELLA CLARIFIER 4 HAND VALVE | G2D TO LAMELLA CLARIFIER 4 HAND VALVE | NON-HAZARDOUS | ISOLATION | WST02-003-G2D-00411-50-SS16 | 1000 | 50 | PN10 | 131242-WSW41-SH-M-1004 | 10000 | 0 | 10000 | 28 | 528 | 528 | 528 | 800 | NO | A351 Gr. CF8M | A276 Type 316 | BALL | HYPATITE PTFE |  | THREADED | HV3 |  | HEATON | HEATON | https://www.heaton-valves.com/ |  |  | sales@heaton-valves.com | CHINA | [7 empty] | OVS
0010300922 | AT_HVALVE | WST02-003-HV-0440A | C4B | 131242-WST02-DR-P-6003.dgn | BALL_VALVE | WST02 | 003 | G2D | HV | 0440 | A | G2D RINGMAIN TO LAMELLA CLARIFIER 4 HOPPER 1 HAND VALVE | G2D RINGMAIN TO LAMELLA CLARIFIER 4 HOPPER 1 HV | NON-HAZARDOUS | ISOLATION | WST02-003-G2D-00411A-50-SS16 | 1000 | 50 | PN10 | 131242-WSW41-SH-M-1004 | 15000 | 0 | 15000 | 28 | 528 | 528 | 528 | 800 | NC | A351 Gr.CF8M | A276 Type 316 | BALL | HYPATITE PTFE |  | THREADED | H5V03 |  | HEATON | HEATON | https://www.heaton-valves.com/ |  |  | sales@heaton-valves.com | CHINA | [7 empty] | OVS
0010300918 | AT_HVALVE | WST02-003-HV-0440B | C4B | 131242-WST02-DR-P-6003.dgn | BALL_VALVE | WST02 | 003 | G2D | HV | 0440 | B | G2D RINGMAIN TO LAMELLA CLARIFIER 4 HOPPER 2 HAND VALVE | G2D RINGMAIN TO LAMELLA CLARIFIER 4 HOPPER 2 HV | NON-HAZARDOUS | ISOLATION | WST02-003-G2D-00411B-50-SS16 | 1000 | 50 | PN10 | 131242-WSW41-SH-M-1004 | 15000 | 0 | 15000 | 28 | 528 | 528 | 528 | 800 | NC | A351 Gr.CF8M | A276 Type 316 | BALL | HYPATITE PTFE |  | THREADED | H5V03 |  | HEATON | HEATON | https://www.heaton-valves.com/ |  |  | sales@heaton-valves.com | CHINA | [7 empty] | OVS
0010300915 | AT_HVALVE | WST02-003-HV-0440C | C4B | 131242-WST02-DR-P-6003.dgn | BALL_VALVE | WST02 | 003 | G2D | HV | 0440 | C | G2D RINGMAIN TO LAMELLA CLARIFIER 4 HOPPER 3 HAND VALVE | G2D RINGMAIN TO LAMELLA CLARIFIER 4 HOPPER 3 HV | NON-HAZARDOUS | ISOLATION | WST02-003-G2D-00411C-50-SS16 | 1000 | 50 | PN10 | 131242-WSW41-SH-M-1004 | 15000 | 0 | 15000 | 28 | 528 | 528 | 528 | 800 | NC | A351 Gr.CF8M | A276 Type 316 | BALL | HYPATITE PTFE |  | THREADED | H5V03 |  | HEATON | HEATON | https://www.heaton-valves.com/ |  |  | sales@heaton-valves.com | CHINA | [7 empty] | OVS
0010299215 | AT_HVALVE | WST02-003-HV-0442 | C4B | 131242-WST02-DR-P-6008.dgn | GLOBE_VALVE | WST02 | 003 | G2D | HV | 0442 |  | G2D TO ANAMMOX REACTOR 4 SODIUM HYDROXIDE DILUTION HAND VALVE | G2D TO AMX REACTOR 4 SHYD DILUTION HV | NON-HAZARDOUS | FLOW CONTROL | WST02-003-G2D-00420-40-SS16 | 1000 | 40 | PN10 | TBA | 2000 | 2000 | 2000 | 28 | 528 | 528 | 528 | 800 | NO | A182 Gf F316 | SS316 | DISC | FULL STELLITE |  | THREADED | GL SERIES |  | HEATON | HEATON | https://www.heaton-valves.com/ |  |  | sales@heaton-valves.com | CHINA | [7 empty] | OVS
0010299225 | AT_HVALVE | WST02-003-HV-0443 | C4B | 131242-WST02-DR-P-6008.dgn | GLOBE_VALVE | WST02 | 003 | G2D | HV | 0443 |  | G2D TO ANAMMOX REACTOR 4 FERRIC CHLORIDE DILUTION HAND VALVE | G2D TO AMX REACTOR 4 FC DILUTION HV | NON-HAZARDOUS | FLOW CONTROL | WST02-003-G2D-00421-20-SS16 | 1000 | 20 | PN10 | TBA | 500 | 500 | 500 | 28 | 528 | 528 | 528 | 800 | NO | A182 Gf F316 | SS316 | DISC | FULL STELLITE |  | THREADED | GL SERIES |  | HEATON | HEATON | https://www.heaton-valves.com/ |  |  | sales@heaton-valves.com | CHINA | [7 empty] | OVS
0010336047 | AT_HVALVE | WST02-003-HV-0540A | C4B | 131242-WST02-DR-P-6002.dgn | BALL_VALVE | WST02 | 003 | G2D | HV | 0540 | A | G2D RINGMAIN TO LAMELLA CLARIFIER 5 HOPPER 1 HAND VALVE | G2D RINGMAIN TO LAMELLA CLARIFIER 5 HOPPER 1 HV | NON-HAZARDOUS | ISOLATION | WST02-003-G2D-00511A-50-CSEL | 1000 | 50 | PN10 | 131242-WSW41-SH-M-1004 | 15000 | 0 | 15000 | 28 | 528 | 528 | 528 | 800 | NC | A351 Gr. CF8M | A276 Type 316 | BALL | HYPATITE PTFE |  | THREADED | HV3 |  | HEATON | HEATON | https://www.heaton-valves.com/ |  |  | sales@heaton-valves.com | CHINA | [7 empty] | OVS
0010336043 | AT_HVALVE | WST02-003-HV-0540B | C4B | 131242-WST02-DR-P-6002.dgn | BALL_VALVE | WST02 | 003 | G2D | HV | 0540 | B | G2D RINGMAIN TO LAMELLA CLARIFIER 5 HOPPER 2 HAND VALVE | G2D RINGMAIN TO LAMELLA CLARIFIER 5 HOPPER 2 HV | NON-HAZARDOUS | ISOLATION | WST02-003-G2D-00511B-50-CSEL | 1000 | 50 | PN10 | 131242-WSW41-SH-M-1004 | 15000 | 0 | 15000 | 28 | 528 | 528 | 528 | 800 | NC | A351 Gr. CF8M | A276 Type 316 | BALL | HYPATITE PTFE |  | THREADED | HV3 |  | HEATON | HEATON | https://www.heaton-valves.com/ |  |  | sales@heaton-valves.com | CHINA | [7 empty] | OVS
0010336060 | AT_HVALVE | WST02-003-HV-0540C | C4B | 131242-WST02-DR-P-6002.dgn | BALL_VALVE | WST02 | 003 | G2D | HV | 0540 | C | G2D RINGMAIN TO LAMELLA CLARIFIER 5 HOPPER 3 HAND VALVE | G2D RINGMAIN TO LAMELLA CLARIFIER 5 HOPPER 3 HV | NON-HAZARDOUS | ISOLATION | WST02-003-G2D-00511C-50-SS16 | 1000 | 50 | PN10 | 131242-WSW41-SH-M-1004 | 19000 | 0 | 19000 | 28 | 528 | 528 | 528 | 800 | NC | A351 Gr. CF8M | A276 Type 316 | BALL | HYPATITE PTFE |  | THREADED | HV3 |  | HEATON | HEATON | https://www.heaton-valves.com/ |  |  | sales@heaton-valves.com | CHINA | [7 empty] | OVS
0010267747 | AT_HVALVE | WST02-005-HV-0010 | C4B | 131242-WST02-DR-P-6500.dgn | BALL_VALVE | WST02 | 005 | PW | HV | 0010 |  | SAFETY SHOWER & EYE WASH STATION 1 HAND VALVE | SAFETY SHOWER & EYE WASH STATION 1 HAND VALVE | NON-HAZARDOUS | ISOLATION | WST02-005-PW-00110-32-SS04 | 1000 | 32 | PN10 | TBA | 4540 | 0 | 4540 | 25 | 200 | 200 | 200 | 500 | NO | SS316 | SS316 | GATE | PTFE |  | THREADED | TBA |  | 0 | 0 | [12 empty] | Cyclect
0010267742 | AT_HVALVE | WST02-005-HV-0011 | C4B | 131242-WST02-DR-P-6500.dgn | BALL_VALVE | WST02 | 005 | PW | HV | 0011 |  | SAFETY SHOWER & EYE WASH STATION 1 PRESSURE SWITCH LOW HAND VALVE | SAFETY SHOWER & EYE WASH STATION 1 PSL HV | NON-HAZARDOUS | ISOLATION | WST02-005-PW-00111-15-SS04 | 1000 | 15 | PN10 | TBA | 0 | 0 | 0 | 25 | 200 | 200 | 200 | 500 | NO | SS316 | SS316 | GATE | PTFE |  | THREADED | TBA |  | 0 | 0 | [12 empty] | Cyclect
0010267737 | AT_HVALVE | WST02-005-HV-0020 | C4B | 131242-WST02-DR-P-6500.dgn | BALL_VALVE | WST02 | 005 | PW | HV | 0020 |  | SAFETY SHOWER & EYE WASH STATION 2 HAND VALVE | SAFETY SHOWER & EYE WASH STATION 2 HAND VALVE | NON-HAZARDOUS | ISOLATION | WST02-005-PW-00210-32-SS04 | 1000 | 32 | PN10 | TBA | 4540 | 0 | 4540 | 25 | 200 | 200 | 200 | 500 | NO | SS316 | SS316 | GATE | PTFE |  | THREADED | TBA |  | 0 | 0 | [12 empty] | Cyclect
0010267743 | AT_HVALVE | WST02-005-HV-0021 | C4B | 131242-WST02-DR-P-6500.dgn | BALL_VALVE | WST02 | 005 | PW | HV | 0021 |  | SAFETY SHOWER & EYE WASH STATION 2 PRESSURE SWITCH LOW HAND VALVE | SAFETY SHOWER & EYE WASH STATION 2 PSL HV | NON-HAZARDOUS | ISOLATION | WST02-005-PW-00211-15-SS04 | 1000 | 15 | PN10 | TBA | 0 | 0 | 0 | 25 | 200 | 200 | 200 | 500 | NO | SS316 | SS316 | GATE | PTFE |  | THREADED | TBA |  | 0 | 0 | [12 empty] | Cyclect
0010267733 | AT_HVALVE | WST02-005-HV-0030 | C4B | 131242-WST02-DR-P-6500.dgn | BALL_VALVE | WST02 | 005 | PW | HV | 0030 |  | SAFETY SHOWER & EYE WASH STATION 3 HAND VALVE | SAFETY SHOWER & EYE WASH STATION 3 HAND VALVE | NON-HAZARDOUS | ISOLATION | WST02-005-PW-00310-32-SS04 | 1000 | 32 | PN10 | TBA | 4540 | 0 | 4540 | 25 | 200 | 200 | 200 | 500 | NO | SS316 | SS316 | GATE | PTFE |  | THREADED | TBA |  | 0 | 0 | [12 empty] | Cyclect
0010267756 | AT_HVALVE | WST02-005-HV-0031 | C4B | 131242-WST02-DR-P-6500.dgn | BALL_VALVE | WST02 | 005 | PW | HV | 0031 |  | SAFETY SHOWER & EYE WASH STATION 3 PRESSURE SWITCH LOW HAND VALVE | SAFETY SHOWER & EYE WASH STATION 3 PSL HV | NON-HAZARDOUS | ISOLATION | WST02-005-PW-00311-15-SS04 | 1000 | 15 | PN10 | TBA | 0 | 0 | 0 | 25 | 200 | 200 | 200 | 500 | NO | SS316 | SS316 | GATE | PTFE |  | THREADED | TBA |  | 0 | 0 | [12 empty] | Cyclect
0010331781 | AT_HVALVE | WST02-005-HV-0040 | C4B | 131242-WST02-DR-P-6500.dgn | GATE_VALVE | WST02 | 005 | PW | HV | 0040 |  | PW TO ANAMMOX REACTOR 1 & 2 SAMPLING SINK HAND VALVE | PW TO AMX REACTOR 1 & 2 SAMPLING SINK HV | NON-HAZARDOUS | ISOLATION | WST02-005-PW-00105-32-SS04 | 1000 | 32 | PN10 | TBA | 120 | 0 | 120 | 25 | 200 | 200 | 200 | 500 | NC | SS316 | SS316 | GATE | PTFE |  | THREADED | TBA |  | 0 | 0 | [12 empty] | Cyclect
0010331779 | AT_HVALVE | WST02-005-HV-0041 | C4B | 131242-WST02-DR-P-6500.dgn | GATE_VALVE | WST02 | 005 | PW | HV | 0041 |  | PW TO ANAMMOX REACTOR 1 SAMPLING SINK HAND VALVE | PW TO ANAMMOX REACTOR 1 SAMPLING SINK HAND VALVE | NON-HAZARDOUS | ISOLATION | WST02-005-PW-00106A-15-SS04 | 1000 | 15 | PN10 | TBA | 120 | 0 | 120 | 25 | 200 | 200 | 200 | 500 | NC | SS316 | SS316 | GATE | PTFE |  | THREADED | TBA |  | 0 | 0 | [12 empty] | Cyclect
0010331784 | AT_HVALVE | WST02-005-HV-0042 | C4B | 131242-WST02-DR-P-6500.dgn | GATE_VALVE | WST02 | 005 | PW | HV | 0042 |  | PW TO ANAMMOX REACTOR 2 SAMPLING SINK HAND VALVE | PW TO ANAMMOX REACTOR 2 SAMPLING SINK HAND VALVE | NON-HAZARDOUS | ISOLATION | WST02-005-PW-00106B-15-SS04 | 1000 | 15 | PN10 | TBA | 120 | 0 | 120 | 25 | 200 | 200 | 200 | 500 | NC | SS316 | SS316 | GATE | PTFE |  | THREADED | TBA |  | 0 | 0 | [12 empty] | Cyclect
0010331780 | AT_HVALVE | WST02-005-HV-0050 | C4B | 131242-WST02-DR-P-6500.dgn | GATE_VALVE | WST02 | 005 | PW | HV | 0050 |  | PW TO ANAMMOX REACTOR 3&4 SAMPLING SINK HAND VALVE | PW TO ANAMMOX REACTOR 3&4 SAMPLING SINK HAND VALVE | NON-HAZARDOUS | ISOLATION | WST02-005-PW-00104-32-SS04 | 1000 | 32 | PN10 | TBA | 120 | 0 | 120 | 25 | 200 | 200 | 200 | 500 | NC | SS316 | SS316 | GATE | PTFE |  | THREADED | TBA |  | 0 | 0 | [12 empty] | Cyclect
0010331787 | AT_HVALVE | WST02-005-HV-0051 | C4B | 131242-WST02-DR-P-6500.dgn | GATE_VALVE | WST02 | 005 | PW | HV | 0051 |  | PW TO ANAMMOX REACTOR 3 SAMPLING SINK HAND VALVE | PW TO ANAMMOX REACTOR 3 SAMPLING SINK HAND VALVE | NON-HAZARDOUS | ISOLATION | WST02-005-PW-00106C-15-SS04 | 1000 | 15 | PN10 | TBA | 120 | 0 | 120 | 25 | 200 | 200 | 200 | 500 | NC | SS316 | SS316 | GATE | PTFE |  | THREADED | TBA |  | 0 | 0 | [12 empty] | Cyclect
0010331789 | AT_HVALVE | WST02-005-HV-0052 | C4B | 131242-WST02-DR-P-6500.dgn | GATE_VALVE | WST02 | 005 | PW | HV | 0052 |  | PW TO ANAMMOX REACTOR 4 SAMPLING SINK HAND VALVE | PW TO ANAMMOX REACTOR 4 SAMPLING SINK HAND VALVE | NON-HAZARDOUS | ISOLATION | WST02-005-PW-00106D-15-SS04 | 1000 | 15 | PN10 | TBA | 120 | 0 | 120 | 25 | 200 | 200 | 200 | 500 | NC | SS316 | SS316 | GATE | PTFE |  | THREADED | TBA |  | 0 | 0 | [12 empty] | Cyclect
0010334169 | AT_HVALVE | WST02-005-HV-0060 | C4B | 131242-WST02-DR-P-6500.dgn | GATE_VALVE | WST02 | 005 | PW | HV | 0060 |  | PW TO OUTSIDE ELECTRICAL BUILDING HAND VALVE | PW TO OUTSIDE ELECTRICAL BUILDING HAND VALVE | NON-HAZARDOUS | ISOLATION | WST02-005-PW-00102-32-SS04 | 1000 | 32 | PN10 | TBA | 360 | 0 | 360 | 25 | 200 | 200 | 200 | 500 | NO | SS316 | SS316 | GATE | PTFE |  | THREADED | TBA |  | 0 | 0 | [12 empty] | Cyclect
0010334174 | AT_HVALVE | WST02-005-HV-0061 | C4B | 131242-WST02-DR-P-6500.dgn | GATE_VALVE | WST02 | 005 | PW | HV | 0061 |  | PW TO OUTSIDE ELECTRICAL BUILDING HAND VALVE | PW TO OUTSIDE ELECTRICAL BUILDING HAND VALVE | NON-HAZARDOUS | ISOLATION | WST02-005-PW-00108-15-SS04 | 1000 | 15 | PN10 | TBA | 120 | 0 | 120 | 25 | 200 | 200 | 200 | 500 | NC | SS316 | SS316 | GATE | PTFE |  | THREADED | TBA |  | 0 | 0 | [12 empty] | Cyclect
0010334173 | AT_HVALVE | WST02-005-HV-0070 | C4B | 131242-WST02-DR-P-6500.dgn | GATE_VALVE | WST02 | 005 | PW | HV | 0070 |  | PW TO ELECTRICAL BUILDING HAND VALVE | PW TO ELECTRICAL BUILDING HAND VALVE | NON-HAZARDOUS | ISOLATION | WST02-005-PW-00103-32-SS04 | 1000 | 32 | PN10 | TBA | 120 | 0 | 120 | 25 | 200 | 200 | 200 | 500 | NO | SS316 | SS316 | GATE | PTFE |  | THREADED | TBA |  | 0 | 0 | [12 empty] | Cyclect
0010334179 | AT_HVALVE | WST02-005-HV-0071 | C4B | 131242-WST02-DR-P-6500.dgn | GATE_VALVE | WST02 | 005 | PW | HV | 0071 |  | PW TO ELECTRICAL BUILDING BIBTAP HAND VALVE | PW TO ELECTRICAL BUILDING BIBTAP HAND VALVE | NON-HAZARDOUS | ISOLATION | WST02-005-PW-00109-15-SS04 | 1000 | 15 | PN10 | TBA | 120 | 0 | 120 | 25 | 200 | 200 | 200 | 500 | NC | SS316 | SS316 | GATE | PTFE |  | THREADED | TBA |  | 0 | 0 | [12 empty] | Cyclect
0010334178 | AT_HVALVE | WST02-005-HV-0073 | C4B | 131242-WST02-DR-P-6500.dgn | GATE_VALVE | WST02 | 005 | PW | HV | 0073 |  | PW HAND VALVE TO WASHBASIN | PW HAND VALVE TO WASHBASIN | NON-HAZARDOUS | ISOLATION | WST02-005-PW-00109-15-SS04 | 1000 | 15 | PN10 | TBA | 120 | 0 | 120 | 25 | 200 | 200 | 200 | 500 | NC | SS316 | SS316 | GATE | PTFE |  | THREADED | TBA |  | 0 | 0 | [12 empty] | Cyclect
0010334156 | AT_HVALVE | WST02-005-HV-0115 | C4B | 131242-WST02-DR-P-6500.dgn | GATE_VALVE | WST02 | 005 | PW | HV | 0115 |  | PW TO SSN REMOVAL HAND VALVE | PW TO SSN REMOVAL HAND VALVE | NON-HAZARDOUS | ISOLATION | WST02-005-PW-00101-65-SS04 | 1000 | 65 | PN10 | TBA | 9080 | 0 | 9080 | 25 | 200 | 200 | 200 | 500 | NO | SS316 | SS316 | GATE | PTFE |  | THREADED | TBA |  | 0 | 0 | [12 empty] | Cyclect
0010332321 | AT_HVALVE | WST02-005-NRV-0010 | C4B | 131242-WST02-DR-P-6500.dgn | CHECK_VALVE | WST02 | 005 | PW | NRV | 0010 |  | SAFETY SHOWER & EYE WASH STATION 1 CHECK VALVE 1 | SAFETY SHOWER & EYE WASH STATION 1 CHECK VALVE 1 | NON-HAZARDOUS |  | WST02-005-PW-00110-32-SS04 | 1000 | 32 | PN10 | TBA | 4540 | 0 | 4540 | 25 | 200 | 200 | 200 | 500 | 0 | SS316 | 0 | 0 | 0 |  | THREADED | TBA |  | 0 | 0 | [12 empty] | Cyclect
0010332325 | AT_HVALVE | WST02-005-NRV-0011 | C4B | 131242-WST02-DR-P-6500.dgn | CHECK_VALVE | WST02 | 005 | PW | NRV | 0011 |  | SAFETY SHOWER & EYE WASH STATION 1 CHECK VALVE 2 | SAFETY SHOWER & EYE WASH STATION 1 CHECK VALVE 2 | NON-HAZARDOUS |  | WST02-005-PW-00110-32-SS04 | 1000 | 32 | PN10 | TBA | 4540 | 0 | 4540 | 25 | 200 | 200 | 200 | 500 | 0 | SS316 | 0 | 0 | 0 |  | THREADED | TBA |  | 0 | 0 | [12 empty] | Cyclect
0010332322 | AT_HVALVE | WST02-005-NRV-0020 | C4B | 131242-WST02-DR-P-6500.dgn | CHECK_VALVE | WST02 | 005 | PW | NRV | 0020 |  | SAFETY SHOWER & EYE WASH STATION 2 CHECK VALVE 1 | SAFETY SHOWER & EYE WASH STATION 2 CHECK VALVE 1 | NON-HAZARDOUS |  | WST02-005-PW-00210-32-SS04 | 1000 | 32 | PN10 | TBA | 4540 | 0 | 4540 | 25 | 200 | 200 | 200 | 500 | 0 | SS316 | 0 | 0 | 0 |  | THREADED | TBA |  | 0 | 0 | [12 empty] | Cyclect
0010332323 | AT_HVALVE | WST02-005-NRV-0021 | C4B | 131242-WST02-DR-P-6500.dgn | CHECK_VALVE | WST02 | 005 | PW | NRV | 0021 |  | SAFETY SHOWER & EYE WASH STATION 2 CHECK VALVE 2 | SAFETY SHOWER & EYE WASH STATION 2 CHECK VALVE 2 | NON-HAZARDOUS |  | WST02-005-PW-00210-32-SS04 | 1000 | 32 | PN10 | TBA | 4540 | 0 | 4540 | 25 | 200 | 200 | 200 | 500 | 0 | SS316 | 0 | 0 | 0 |  | THREADED | TBA |  | 0 | 0 | [12 empty] | Cyclect
0010332324 | AT_HVALVE | WST02-005-NRV-0030 | C4B | 131242-WST02-DR-P-6500.dgn | CHECK_VALVE | WST02 | 005 | PW | NRV | 0030 |  | SAFETY SHOWER & EYE WASH STATION 3 CHECK VALVE 1 | SAFETY SHOWER & EYE WASH STATION 3 CHECK VALVE 1 | NON-HAZARDOUS |  | WST02-005-PW-00310-32-SS04 | 1000 | 32 | PN10 | TBA | 4540 | 0 | 4540 | 25 | 200 | 200 | 200 | 500 | 0 | SS316 | 0 | 0 | 0 |  | THREADED | TBA |  | 0 | 0 | [12 empty] | Cyclect
0010332326 | AT_HVALVE | WST02-005-NRV-0031 | C4B | 131242-WST02-DR-P-6500.dgn | CHECK_VALVE | WST02 | 005 | PW | NRV | 0031 |  | SAFETY SHOWER & EYE WASH STATION 3 CHECK VALVE 2 | SAFETY SHOWER & EYE WASH STATION 3 CHECK VALVE 2 | NON-HAZARDOUS |  | WST02-005-PW-00310-32-SS04 | 1000 | 32 | PN10 | TBA | 4540 | 0 | 4540 | 25 | 200 | 200 | 200 | 500 | 0 | SS316 | 0 | 0 | 0 |  | THREADED | TBA |  | 0 | 0 | [12 empty] | Cyclect
0010332327 | AT_HVALVE | WST02-005-NRV-0040 | C4B | 131242-WST02-DR-P-6500.dgn | CHECK_VALVE | WST02 | 005 | PW | NRV | 0040 |  | PW TO ANAMMOX REACTOR 1 SAMPLING SINK CHECK VALVE 1 | PW TO AMX REACTOR 1 SAMPLING SINK CHECK VALVE 1 | NON-HAZARDOUS |  | WST02-005-PW-00106A-15-SS04 | 1000 | 15 | PN10 | TBA | 120 | 0 | 120 | 25 | 200 | 200 | 200 | 500 | 0 | SS316 | 0 | 0 | 0 |  | THREADED | TBA |  | 0 | 0 | [12 empty] | Cyclect
0010332328 | AT_HVALVE | WST02-005-NRV-0041 | C4B | 131242-WST02-DR-P-6500.dgn | CHECK_VALVE | WST02 | 005 | PW | NRV | 0041 |  | PW TO ANAMMOX REACTOR 1 SAMPLING SINK CHECK VALVE 2 | PW TO AMX REACTOR 1 SAMPLING SINK CHECK VALVE 2 | NON-HAZARDOUS |  | WST02-005-PW-00106A-15-SS04 | 1000 | 15 | PN10 | TBA | 120 | 0 | 120 | 25 | 200 | 200 | 200 | 500 | 0 | SS316 | 0 | 0 | 0 |  | THREADED | TBA |  | 0 | 0 | [12 empty] | Cyclect
0010332329 | AT_HVALVE | WST02-005-NRV-0042 | C4B | 131242-WST02-DR-P-6500.dgn | CHECK_VALVE | WST02 | 005 | PW | NRV | 0042 |  | PW TO ANAMMOX REACTOR 2 SAMPLING SINK CHECK VALVE 1 | PW TO AMX REACTOR 2 SAMPLING SINK CHECK VALVE 1 | NON-HAZARDOUS |  | WST02-005-PW-00106B-15-SS04 | 1000 | 15 | PN10 | TBA | 120 | 0 | 120 | 25 | 200 | 200 | 200 | 500 | 0 | SS316 | 0 | 0 | 0 |  | THREADED | TBA |  | 0 | 0 | [12 empty] | Cyclect
0010332330 | AT_HVALVE | WST02-005-NRV-0043 | C4B | 131242-WST02-DR-P-6500.dgn | CHECK_VALVE | WST02 | 005 | PW | NRV | 0043 |  | PW TO ANAMMOX REACTOR 2 SAMPLING SINK CHECK VALVE 2 | PW TO AMX REACTOR 2 SAMPLING SINK CHECK VALVE 2 | NON-HAZARDOUS |  | WST02-005-PW-00106B-15-SS04 | 1000 | 15 | PN10 | TBA | 120 | 0 | 120 | 25 | 200 | 200 | 200 | 500 | 0 | SS316 | 0 | 0 | 0 |  | THREADED | TBA |  | 0 | 0 | [12 empty] | Cyclect
0010332331 | AT_HVALVE | WST02-005-NRV-0050 | C4B | 131242-WST02-DR-P-6500.dgn | CHECK_VALVE | WST02 | 005 | PW | NRV | 0050 |  | PW TO ANAMMOX REACTOR 3 SAMPLING SINK CHECK VALVE 1 | PW TO AMX REACTOR 3 SAMPLING SINK CHECK VALVE 1 | NON-HAZARDOUS |  | WST02-005-PW-00106C-15-SS04 | 1000 | 15 | PN10 | TBA | 120 | 0 | 120 | 25 | 200 | 200 | 200 | 500 | 0 | SS316 | 0 | 0 | 0 |  | THREADED | TBA |  | 0 | 0 | [12 empty] | Cyclect
0010332332 | AT_HVALVE | WST02-005-NRV-0051 | C4B | 131242-WST02-DR-P-6500.dgn | CHECK_VALVE | WST02 | 005 | PW | NRV | 0051 |  | PW TO ANAMMOX REACTOR 3 SAMPLING SINK CHECK VALVE 2 | PW TO AMX REACTOR 3 SAMPLING SINK CHECK VALVE 2 | NON-HAZARDOUS |  | WST02-005-PW-00106C-15-SS04 | 1000 | 15 | PN10 | TBA | 120 | 0 | 120 | 25 | 200 | 200 | 200 | 500 | 0 | SS316 | 0 | 0 | 0 |  | THREADED | TBA |  | 0 | 0 | [12 empty] | Cyclect
0010332333 | AT_HVALVE | WST02-005-NRV-0052 | C4B | 131242-WST02-DR-P-6500.dgn | CHECK_VALVE | WST02 | 005 | PW | NRV | 0052 |  | PW TO ANAMMOX REACTOR 4 SAMPLING SINK CHECK VALVE 1 | PW TO AMX REACTOR 4 SAMPLING SINK CHECK VALVE 1 | NON-HAZARDOUS |  | WST02-005-PW-00106D-15-SS04 | 1000 | 15 | PN10 | TBA | 120 | 0 | 120 | 25 | 200 | 200 | 200 | 500 | 0 | SS316 | 0 | 0 | 0 |  | THREADED | TBA |  | 0 | 0 | [12 empty] | Cyclect
0010332334 | AT_HVALVE | WST02-005-NRV-0053 | C4B | 131242-WST02-DR-P-6500.dgn | CHECK_VALVE | WST02 | 005 | PW | NRV | 0053 |  | PW TO ANAMMOX REACTOR 4 SAMPLING SINK CHECK VALVE 2 | PW TO AMX REACTOR 4 SAMPLING SINK CHECK VALVE 2 | NON-HAZARDOUS |  | WST02-005-PW-00106D-15-SS04 | 1000 | 15 | PN10 | TBA | 120 | 0 | 120 | 25 | 200 | 200 | 200 | 500 | 0 | SS316 | 0 | 0 | 0 |  | THREADED | TBA |  | 0 | 0 | [12 empty] | Cyclect
0010334170 | AT_HVALVE | WST02-005-NRV-0060 | C4B | 131242-WST02-DR-P-6500.dgn | CHECK_VALVE | WST02 | 005 | PW | NRV | 0060 |  | PW TO OUTSIDE ELECTRICAL BUILDING CHECK VALVE 1 | PW TO OUTSIDE ELECTRICAL BUILDING CHECK VALVE 1 | NON-HAZARDOUS |  | WST02-005-PW-00102-32-SS04 | 1000 | 32 | PN10 | TBA | 360 | 0 | 360 | 25 | 200 | 200 | 200 | 500 | 0 | SS316 | 0 | 0 | 0 |  | THREADED | TBA |  | 0 | 0 | [12 empty] | Cyclect
0010334171 | AT_HVALVE | WST02-005-NRV-0061 | C4B | 131242-WST02-DR-P-6500.dgn | CHECK_VALVE | WST02 | 005 | PW | NRV | 0061 |  | PW TO OUTSIDE ELECTRICAL BUILDING CHECK VALVE 2 | PW TO OUTSIDE ELECTRICAL BUILDING CHECK VALVE 2 | NON-HAZARDOUS |  | WST02-005-PW-00102-32-SS04 | 1000 | 32 | PN10 | TBA | 360 | 0 | 360 | 25 | 200 | 200 | 200 | 500 | 0 | SS316 | 0 | 0 | 0 |  | THREADED | TBA |  | 0 | 0 | [12 empty] | Cyclect
0010334180 | AT_HVALVE | WST02-005-NRV-0070 | C4B | 131242-WST02-DR-P-6500.dgn | CHECK_VALVE | WST02 | 005 | PW | NRV | 0070 |  | PW TO ELECTRICAL BUILDING CHECK VALVE 1 | PW TO ELECTRICAL BUILDING CHECK VALVE 1 | NON-HAZARDOUS |  | WST02-005-PW-00109-15-SS04 | 1000 | 15 | PN10 | TBA | 120 | 0 | 120 | 25 | 200 | 200 | 200 | 500 | 0 | SS316 | 0 | 0 | 0 |  | THREADED | TBA |  | 0 | 0 | [12 empty] | Cyclect
0010334181 | AT_HVALVE | WST02-005-NRV-0071 | C4B | 131242-WST02-DR-P-6500.dgn | CHECK_VALVE | WST02 | 005 | PW | NRV | 0071 |  | PW TO ELECTRICAL BUILDING CHECK VALVE 2 | PW TO ELECTRICAL BUILDING CHECK VALVE 2 | NON-HAZARDOUS |  | WST02-005-PW-00109-15-SS04 | 1000 | 15 | PN10 | TBA | 120 | 0 | 120 | 25 | 200 | 200 | 200 | 500 | 0 | SS316 | 0 | 0 | 0 |  | THREADED | TBA |  | 0 | 0 | [12 empty] | Cyclect
0010300638 | AT_HVALVE | WST02-006-HV-0001 | C4B | 131242-WST02-DR-P-6600.dgn | BALL_VALVE | WST02 | 006 | IA | HV | 0001 |  | INSTRUMENT AIR SUPPLY HAND VALVE | INSTRUMENT AIR SUPPLY HAND VALVE | NON-HAZARDOUS | ISOLATION | WST02-006-IA-00101-50-SS16 | 1600 | 50 | PN16 | 131242-WSW41-SH-M-1004 | 4 | 0 | 4 | 30 | 850 | 750 | 750 | 1500 | NO | A351 Gr. CF8M | A276 TYPE 316 | BALL | HYPATITE PTFE |  | THREADED | HV3 |  | HEATON | HEATON | https://www.heaton-valves.com/ |  |  | sales@heaton-valves.com | CHINA | [7 empty] | OVS
0010311640 | AT_HVALVE | WST02-006-HV-0002 | C4B | 131242-WST02-DR-P-6600.dgn | BALL_VALVE | WST02 | 006 | IA | HV | 0002 |  | INSTRUMENT AIR SUPPLY PRESSURE TRANSMITTER HAND VALVE | IA SUPPLY PIT HV | NON-HAZARDOUS | ISOLATION | WST02-006-IA-00002-15-SS16 | 1600 | 15 | PN16 | 131242-WSW41-SH-M-1004 | 4 | 0 | 4 | 30 | 500 | 300 | 300 | 1500 | NO | A351 Gr. CF8M | A276 TYPE 316 | BALL | HYPATITE PTFE |  | THREADED | HV3 |  | HEATON | HEATON | https://www.heaton-valves.com/ |  |  | sales@heaton-valves.com | CHINA | [7 empty] | OVS
0010313817 | AT_HVALVE | WST02-006-HV-0003 | C4B | 131242-WST02-DR-P-6600.dgn | BALL_VALVE | WST02 | 006 | IA | HV | 0003 |  | INSTRUMENT AIR RINGMAIN PI HAND VALVE | INSTRUMENT AIR RINGMAIN PI HAND VALVE | NON-HAZARDOUS | ISOLATION | WST02-006-IA-00003-15-SS16 | 1600 | 15 | PN16 | 131242-WSW41-SH-M-1004 | 4 | 0 | 4 | 30 | 500 | 300 | 300 | 1500 | NO | A351 Gr. CF8M | A276 TYPE 316 | BALL | HYPATITE PTFE |  | THREADED | HV3 |  | HEATON | HEATON | https://www.heaton-valves.com/ |  |  | sales@heaton-valves.com | CHINA | [7 empty] | OVS
0010313816 | AT_HVALVE | WST02-006-HV-0004 | C4B | 131242-WST02-DR-P-6600.dgn | BALL_VALVE | WST02 | 006 | IA | HV | 0004 |  | INSTRUMENT AIR RINGMAIN PRESSURE TRANSMITTER HAND VALVE | IA RINGMAIN PIT HV | NON-HAZARDOUS | ISOLATION | WST02-006-IA-00004-15-SS16 | 1600 | 15 | PN16 | 131242-WSW41-SH-M-1004 | 4 | 0 | 4 | 30 | 500 | 300 | 300 | 1500 | NO | A351 Gr. CF8M | A276 TYPE 316 | BALL | HYPATITE PTFE |  | THREADED | HV3 |  | HEATON | HEATON | https://www.heaton-valves.com/ |  |  | sales@heaton-valves.com | CHINA | [7 empty] | OVS
0010332272 | AT_HVALVE | WST02-006-HV-0005 | C4B | 131242-WST02-DR-P-6600.dgn | BALL_VALVE | WST02 | 006 | IA | HV | 0005 |  | INSTRUMENT AIR RINGMAIN PRESSURE SWITCH HIGH HAND VALVE | IA RINGMAIN PSH HV | NON-HAZARDOUS | ISOLATION | WST02-006-IA-00005-15-SS16 | 1600 | 15 | PN16 | 131242-WSW41-SH-M-1004 | 0.4 | 0 | 0.4 | 30 | 500 | 300 | 300 | 1500 | NO | A351 Gr. CF8M | A276 TYPE 316 | BALL | HYPATITE PTFE |  | THREADED | HV3 |  | HEATON | HEATON | https://www.heaton-valves.com/ |  |  | sales@heaton-valves.com | CHINA | [7 empty] | OVS
0010307430 | AT_HVALVE | WST02-006-HV-0102 | C4B | 131242-WST02-DR-P-6600.dgn | BALL_VALVE | WST02 | 006 | IA | HV | 0102 |  | INSTRUMENT AIR TO EQUALIZATION TANK 2 TSS SENSOR HAND VALVE | IA TO EQ TANK 2 TSS SENSOR HV | NON-HAZARDOUS | ISOLATION | WST02-006-IA-00102-15-SS16 | 1600 | 15 | PN16 | 131242-WSW41-SH-M-1004 | 0.4 | 0 | 0.4 | 30 | 500 | 300 | 300 | 1500 | NO | A351 Gr. CF8M | A276 TYPE 316 | BALL | HYPATITE PTFE |  | THREADED | HV3 |  | HEATON | HEATON | https://www.heaton-valves.com/ |  |  | sales@heaton-valves.com | CHINA | [7 empty] | OVS
0010307432 | AT_HVALVE | WST02-006-HV-0103 | C4B | 131242-WST02-DR-P-6600.dgn | BALL_VALVE | WST02 | 006 | IA | HV | 0103 |  | INSTRUMENT AIR TO EQUALIZATION TANK 2 NH4-N SENSOR HAND VALVE | IA TO EQ TANK 2 NH4-N SENSOR HV | NON-HAZARDOUS | ISOLATION | WST02-006-IA-00103-15-SS16 | 1600 | 15 | PN16 | 131242-WSW41-SH-M-1004 | 0.4 | 0 | 0.4 | 30 | 500 | 300 | 300 | 1500 | NO | A351 Gr. CF8M | A276 TYPE 316 | BALL | HYPATITE PTFE |  | THREADED | HV3 |  | HEATON | HEATON | https://www.heaton-valves.com/ |  |  | sales@heaton-valves.com | CHINA | [7 empty] | OVS
0010307433 | AT_HVALVE | WST02-006-HV-0104 | C4B | 131242-WST02-DR-P-6600.dgn | BALL_VALVE | WST02 | 006 | IA | HV | 0104 |  | INSTRUMENT AIR TO EQUALIZATION TANK 2 PH SENSOR HAND VALVE | IA TO EQ TANK 2 PH SENSOR HV | NON-HAZARDOUS | ISOLATION | WST02-006-IA-00104-15-SS16 | 1600 | 15 | PN16 | 131242-WSW41-SH-M-1004 | 0.4 | 0 | 0.4 | 30 | 500 | 300 | 300 | 1500 | NO | A351 Gr. CF8M | A276 TYPE 316 | BALL | HYPATITE PTFE |  | THREADED | HV3 |  | HEATON | HEATON | https://www.heaton-valves.com/ |  |  | sales@heaton-valves.com | CHINA | [7 empty] | OVS
0010307416 | AT_HVALVE | WST02-006-HV-0111 | C4B | 131242-WST02-DR-P-6600.dgn | BALL_VALVE | WST02 | 006 | IA | HV | 0111 |  | INSTRUMENT AIR TO EQUALIZATION TANK 1 TSS SENSOR HAND VALVE | IA TO EQ TANK 1 TSS SENSOR HV | NON-HAZARDOUS | ISOLATION | WST02-006-IA-00111-15-SS16 | 1600 | 15 | PN16 | 131242-WSW41-SH-M-1004 | 0.4 | 0 | 0.4 | 30 | 500 | 300 | 300 | 1500 | NO | A351 Gr. CF8M | A276 TYPE 316 | BALL | HYPATITE PTFE |  | THREADED | HV3 |  | HEATON | HEATON | https://www.heaton-valves.com/ |  |  | sales@heaton-valves.com | CHINA | [7 empty] | OVS
0010307408 | AT_HVALVE | WST02-006-HV-0112 | C4B | 131242-WST02-DR-P-6600.dgn | BALL_VALVE | WST02 | 006 | IA | HV | 0112 |  | INSTRUMENT AIR TO EQUALIZATION TANK 1 NH4-N SENSOR HAND VALVE | IA TO EQ TANK 1 NH4-N SENSOR HV | NON-HAZARDOUS | ISOLATION | WST02-006-IA-00112-15-SS16 | 1600 | 15 | PN16 | 131242-WSW41-SH-M-1004 | 0.4 | 0 | 0.4 | 30 | 500 | 300 | 300 | 1500 | NO | A351 Gr. CF8M | A276 TYPE 316 | BALL | HYPATITE PTFE |  | THREADED | HV3 |  | HEATON | HEATON | https://www.heaton-valves.com/ |  |  | sales@heaton-valves.com | CHINA | [7 empty] | OVS
0010307403 | AT_HVALVE | WST02-006-HV-0113 | C4B | 131242-WST02-DR-P-6600.dgn | BALL_VALVE | WST02 | 006 | IA | HV | 0113 |  | INSTRUMENT AIR TO EQUALIZATION TANK 1 PH SENSOR HAND VALVE | IA TO EQ TANK 1 PH SENSOR HV | NON-HAZARDOUS | ISOLATION | WST02-006-IA-00113-15-SS16 | 1600 | 15 | PN16 | 131242-WSW41-SH-M-1004 | 0.4 | 0 | 0.4 | 30 | 500 | 300 | 300 | 1500 | NO | A351 Gr. CF8M | A276 TYPE 316 | BALL | HYPATITE PTFE |  | THREADED | HV3 |  | HEATON | HEATON | https://www.heaton-valves.com/ |  |  | sales@heaton-valves.com | CHINA | [7 empty] | OVS
0010307414 | AT_HVALVE | WST02-006-HV-0121 | C4B | 131242-WST02-DR-P-6600.dgn | BALL_VALVE | WST02 | 006 | IA | HV | 0121 |  | INSTRUMENT AIR TO ANAMMOX REACTOR 1 PH SENSOR 1 HAND VALVE | IA TO AMX REACTOR 1 PH SENSOR 1 HV | NON-HAZARDOUS | ISOLATION | WST02-006-IA-00121-15-SS16 | 1600 | 15 | PN16 | 131242-WSW41-SH-M-1004 | 0.4 | 0 | 0.4 | 30 | 500 | 300 | 300 | 1500 | NO | A351 Gr. CF8M | A276 TYPE 316 | BALL | HYPATITE PTFE |  | THREADED | HV3 |  | HEATON | HEATON | https://www.heaton-valves.com/ |  |  | sales@heaton-valves.com | CHINA | [7 empty] | OVS
0010307400 | AT_HVALVE | WST02-006-HV-0122 | C4B | 131242-WST02-DR-P-6600.dgn | BALL_VALVE | WST02 | 006 | IA | HV | 0122 |  | INSTRUMENT AIR TO ANAMMOX REACTOR 1 PH SENSOR 2 HAND VALVE | IA TO AMX REACTOR 1 PH SENSOR 2 HV | NON-HAZARDOUS | ISOLATION | WST02-006-IA-00122-15-SS16 | 1600 | 15 | PN16 | 131242-WSW41-SH-M-1004 | 0.4 | 0 | 0.4 | 30 | 500 | 300 | 300 | 1500 | NO | A351 Gr. CF8M | A276 TYPE 316 | BALL | HYPATITE PTFE |  | THREADED | HV3 |  | HEATON | HEATON | https://www.heaton-valves.com/ |  |  | sales@heaton-valves.com | CHINA | [7 empty] | OVS
0010307393 | AT_HVALVE | WST02-006-HV-0123 | C4B | 131242-WST02-DR-P-6600.dgn | BALL_VALVE | WST02 | 006 | IA | HV | 0123 |  | INSTRUMENT AIR TO ANAMMOX REACTOR 1 NH4 SENSOR HAND VALVE | IA TO AMX REACTOR 1 NH4 SENSOR HV | NON-HAZARDOUS | ISOLATION | WST02-006-IA-00123-15-SS16 | 1600 | 15 | PN16 | 131242-WSW41-SH-M-1004 | 0.4 | 0 | 0.4 | 30 | 500 | 300 | 1000 | 1500 | NO | A351 Gr. CF8M | A276 TYPE 316 | BALL | HYPATITE PTFE |  | THREADED | HV3 |  | HEATON | HEATON | https://www.heaton-valves.com/ |  |  | sales@heaton-valves.com | CHINA | [7 empty] | OVS
0010307395 | AT_HVALVE | WST02-006-HV-0124 | C4B | 131242-WST02-DR-P-6600.dgn | BALL_VALVE | WST02 | 006 | IA | HV | 0124 |  | INSTRUMENT AIR TO ANAMMOX REACTOR 1 CONDUCTIVITY SENSOR HAND VALVE | IA TO AMX REACTOR 1 COND SENSOR HV | NON-HAZARDOUS | ISOLATION | WST02-006-IA-00124-15-SS16 | 1600 | 15 | PN16 | 131242-WSW41-SH-M-1004 | 0.4 | 0 | 0.4 | 30 | 500 | 300 | 300 | 1500 | NO | A351 Gr. CF8M | A276 TYPE 316 | BALL | HYPATITE PTFE |  | THREADED | HV3 |  | HEATON | HEATON | https://www.heaton-valves.com/ |  |  | sales@heaton-valves.com | CHINA | [7 empty] | OVS
0010307415 | AT_HVALVE | WST02-006-HV-0125 | C4B | 131242-WST02-DR-P-6600.dgn | BALL_VALVE | WST02 | 006 | IA | HV | 0125 |  | INSTRUMENT AIR TO ANAMMOX REACTOR 1 DO SENSOR HAND VALVE | IA TO AMX REACTOR 1 DO SENSOR HV | NON-HAZARDOUS | ISOLATION | WST02-006-IA-00125-15-SS16 | 1600 | 15 | PN16 | 131242-WSW41-SH-M-1004 | 0.4 | 0 | 0.4 | 30 | 500 | 300 | 300 | 1500 | NO | A351 Gr. CF8M | A276 TYPE 316 | BALL | HYPATITE PTFE |  | THREADED | HV3 |  | HEATON | HEATON | https://www.heaton-valves.com/ |  |  | sales@heaton-valves.com | CHINA | [7 empty] | OVS
0010307441 | AT_HVALVE | WST02-006-HV-0126 | C4B | 131242-WST02-DR-P-6600.dgn | BALL_VALVE | WST02 | 006 | IA | HV | 0126 |  | INSTRUMENT AIR TO ANAMMOX REACTOR 1 NO2/NO3 SENSOR HAND VALVE | IA TO AMX REACTOR 1 NO2/NO3 SENSOR HV | NON-HAZARDOUS | ISOLATION | WST02-006-IA-00126-15-SS16 | 1600 | 15 | PN16 | 131242-WSW41-SH-M-1004 | 0.4 | 0 | 0.4 | 30 | 500 | 300 | 300 | 1500 | NO | A351 Gr. CF8M | A276 TYPE 316 | BALL | HYPATITE PTFE |  | THREADED | HV3 |  | HEATON | HEATON | https://www.heaton-valves.com/ |  |  | sales@heaton-valves.com | CHINA | [7 empty] | OVS
0010307439 | AT_HVALVE | WST02-006-HV-0127 | C4B | 131242-WST02-DR-P-6600.dgn | BALL_VALVE | WST02 | 006 | IA | HV | 0127 |  | INSTRUMENT AIR TO ANAMMOX REACTOR 1 NO2/NO3 SENSOR HAND VALVE | IA TO AMX REACTOR 1 NO2/NO3 SENSOR HV | NON-HAZARDOUS | ISOLATION | WST02-006-IA-00127-15-SS16 | 1600 | 15 | PN16 | 131242-WSW41-SH-M-1004 | 0.4 | 0 | 0.4 | 30 | 500 | 300 | 300 | 1500 | NO | A351 Gr. CF8M | A276 TYPE 316 | BALL | HYPATITE PTFE |  | THREADED | HV3 |  | HEATON | HEATON | https://www.heaton-valves.com/ |  |  | sales@heaton-valves.com | CHINA | [7 empty] | OVS
0010307427 | AT_HVALVE | WST02-006-HV-0131 | C4B | 131242-WST02-DR-P-6600.dgn | BALL_VALVE | WST02 | 006 | IA | HV | 0131 |  | INSTRUMENT AIR TO ANAMMOX REACTOR 2 PH SENSOR 1 HAND VALVE | IA TO AMX REACTOR 2 PH SENSOR 1 HV | NON-HAZARDOUS | ISOLATION | WST02-006-IA-00131-15-SS16 | 1600 | 15 | PN16 | 131242-WSW41-SH-M-1004 | 0.4 | 0 | 0.4 | 30 | 500 | 300 | 1000 | 1500 | NO | A351 Gr. CF8M | A276 TYPE 316 | BALL | HYPATITE PTFE |  | THREADED | HV3 |  | HEATON | HEATON | https://www.heaton-valves.com/ |  |  | sales@heaton-valves.com | CHINA | [7 empty] | OVS
0010307423 | AT_HVALVE | WST02-006-HV-0132 | C4B | 131242-WST02-DR-P-6600.dgn | BALL_VALVE | WST02 | 006 | IA | HV | 0132 |  | INSTRUMENT AIR TO ANAMMOX REACTOR 2 PH SENSOR 2 HAND VALVE | IA TO AMX REACTOR 2 PH SENSOR 2 HV | NON-HAZARDOUS | ISOLATION | WST02-006-IA-00132-15-SS16 | 1600 | 15 | PN16 | 131242-WSW41-SH-M-1004 | 0.4 | 0 | 0.4 | 30 | 500 | 300 | 1000 | 1500 | NO | A351 Gr. CF8M | A276 TYPE 316 | BALL | HYPATITE PTFE |  | THREADED | HV3 |  | HEATON | HEATON | https://www.heaton-valves.com/ |  |  | sales@heaton-valves.com | CHINA | [7 empty] | OVS
0010307390 | AT_HVALVE | WST02-006-HV-0133 | C4B | 131242-WST02-DR-P-6600.dgn | BALL_VALVE | WST02 | 006 | IA | HV | 0133 |  | INSTRUMENT AIR TO ANAMMOX REACTOR 2 NH4 SENSOR HAND VALVE | IA TO AMX REACTOR 2 NH4 SENSOR HV | NON-HAZARDOUS | ISOLATION | WST02-006-IA-00133-15-SS16 | 1600 | 15 | PN16 | 131242-WSW41-SH-M-1004 | 0.4 | 0 | 0.4 | 30 | 500 | 300 | 300 | 1500 | NO | A351 Gr. CF8M | A276 TYPE 316 | BALL | HYPATITE PTFE |  | THREADED | HV3 |  | HEATON | HEATON | https://www.heaton-valves.com/ |  |  | sales@heaton-valves.com | CHINA | [7 empty] | OVS
0010307399 | AT_HVALVE | WST02-006-HV-0134 | C4B | 131242-WST02-DR-P-6600.dgn | BALL_VALVE | WST02 | 006 | IA | HV | 0134 |  | INSTRUMENT AIR TO ANAMMOX REACTOR 2 CONDUCTIVITY SENSOR HAND VALVE | IA TO AMX REACTOR 2 COND SENSOR HV | NON-HAZARDOUS | ISOLATION | WST02-006-IA-00134-15-SS16 | 1600 | 15 | PN16 | 131242-WSW41-SH-M-1004 | 0.4 | 0 | 0.4 | 30 | 500 | 300 | 1000 | 1500 | NO | A351 Gr. CF8M | A276 TYPE 316 | BALL | HYPATITE PTFE |  | THREADED | HV3 |  | HEATON | HEATON | https://www.heaton-valves.com/ |  |  | sales@heaton-valves.com | CHINA | [7 empty] | OVS
0010307405 | AT_HVALVE | WST02-006-HV-0135 | C4B | 131242-WST02-DR-P-6600.dgn | BALL_VALVE | WST02 | 006 | IA | HV | 0135 |  | INSTRUMENT AIR TO ANAMMOX REACTOR 2 DO SENSOR HAND VALVE | IA TO AMX REACTOR 2 DO SENSOR HV | NON-HAZARDOUS | ISOLATION | WST02-006-IA-00135-15-SS16 | 1600 | 15 | PN16 | 131242-WSW41-SH-M-1004 | 0.4 | 0 | 0.4 | 30 | 500 | 300 | 1000 | 1500 | NO | A351 Gr. CF8M | A276 TYPE 316 | BALL | HYPATITE PTFE |  | THREADED | HV3 |  | HEATON | HEATON | https://www.heaton-valves.com/ |  |  | sales@heaton-valves.com | CHINA | [7 empty] | OVS
0010307398 | AT_HVALVE | WST02-006-HV-0136 | C4B | 131242-WST02-DR-P-6600.dgn | BALL_VALVE | WST02 | 006 | IA | HV | 0136 |  | INSTRUMENT AIR TO ANAMMOX REACTOR 2 NO2/NO3 SENSOR HAND VALVE | IA TO AMX REACTOR 2 NO2/NO3 SENSOR HV | NON-HAZARDOUS | ISOLATION | WST02-006-IA-00136-15-SS16 | 1600 | 15 | PN16 | 131242-WSW41-SH-M-1004 | 0.4 | 0 | 0.4 | 30 | 500 | 300 | 1000 | 1500 | NO | A351 Gr. CF8M | A276 TYPE 316 | BALL | HYPATITE PTFE |  | THREADED | HV3 |  | HEATON | HEATON | https://www.heaton-valves.com/ |  |  | sales@heaton-valves.com | CHINA | [7 empty] | OVS
0010307406 | AT_HVALVE | WST02-006-HV-0137 | C4B | 131242-WST02-DR-P-6600.dgn | BALL_VALVE | WST02 | 006 | IA | HV | 0137 |  | INSTRUMENT AIR TO ANAMMOX REACTOR 2 NO2/NO3 SENSOR HAND VALVE | IA TO AMX REACTOR 2 NO2/NO3 SENSOR HV | NON-HAZARDOUS | ISOLATION | WST02-006-IA-00137-15-SS16 | 1600 | 15 | PN16 | 131242-WSW41-SH-M-1004 | 0.4 | 0 | 0.4 | 30 | 500 | 300 | 1000 | 1500 | NO | A351 Gr. CF8M | A276 TYPE 316 | BALL | HYPATITE PTFE |  | THREADED | HV3 |  | HEATON | HEATON | https://www.heaton-valves.com/ |  |  | sales@heaton-valves.com | CHINA | [7 empty] | OVS
0010307443 | AT_HVALVE | WST02-006-HV-0141 | C4B | 131242-WST02-DR-P-6600.dgn | BALL_VALVE | WST02 | 006 | IA | HV | 0141 |  | INSTRUMENT AIR TO ANAMMOX REACTOR 3 PH SENSOR 1 HAND VALVE | IA TO AMX REACTOR 3 PH SENSOR 1 HV | NON-HAZARDOUS | ISOLATION | WST02-006-IA-00141-15-SS16 | 1600 | 15 | PN16 | 131242-WSW41-SH-M-1004 | 0.4 | 0 | 0.4 | 30 | 500 | 300 | 300 | 1500 | NO | A351 Gr. CF8M | A276 TYPE 316 | BALL | HYPATITE PTFE |  | THREADED | HV3 |  | HEATON | HEATON | https://www.heaton-valves.com/ |  |  | sales@heaton-valves.com | CHINA | [7 empty] | OVS
0010307445 | AT_HVALVE | WST02-006-HV-0142 | C4B | 131242-WST02-DR-P-6600.dgn | BALL_VALVE | WST02 | 006 | IA | HV | 0142 |  | INSTRUMENT AIR TO ANAMMOX REACTOR 3 PH SENSOR 2 HAND VALVE | IA TO AMX REACTOR 3 PH SENSOR 2 HV | NON-HAZARDOUS | ISOLATION | WST02-006-IA-00142-15-SS16 | 1600 | 15 | PN16 | 131242-WSW41-SH-M-1004 | 0.4 | 0 | 0.4 | 30 | 500 | 300 | 300 | 1500 | NO | A351 Gr. CF8M | A276 TYPE 316 | BALL | HYPATITE PTFE |  | THREADED | HV3 |  | HEATON | HEATON | https://www.heaton-valves.com/ |  |  | sales@heaton-valves.com | CHINA | [7 empty] | OVS
0010307447 | AT_HVALVE | WST02-006-HV-0143 | C4B | 131242-WST02-DR-P-6600.dgn | BALL_VALVE | WST02 | 006 | IA | HV | 0143 |  | INSTRUMENT AIR TO ANAMMOX REACTOR 3 NH4 SENSOR HAND VALVE | IA TO AMX REACTOR 3 NH4 SENSOR HV | NON-HAZARDOUS | ISOLATION | WST02-006-IA-00143-15-SS16 | 1600 | 15 | PN16 | 131242-WSW41-SH-M-1004 | 0.4 | 0 | 0.4 | 30 | 500 | 300 | 300 | 1500 | NO | A351 Gr. CF8M | A276 TYPE 316 | BALL | HYPATITE PTFE |  | THREADED | HV3 |  | HEATON | HEATON | https://www.heaton-valves.com/ |  |  | sales@heaton-valves.com | CHINA | [7 empty] | OVS
0010307449 | AT_HVALVE | WST02-006-HV-0144 | C4B | 131242-WST02-DR-P-6600.dgn | BALL_VALVE | WST02 | 006 | IA | HV | 0144 |  | INSTRUMENT AIR TO ANAMMOX REACTOR 3 CONDUCTIVITY SENSOR HAND VALVE | IA TO AMX REACTOR 3 COND SENSOR HV | NON-HAZARDOUS | ISOLATION | WST02-006-IA-00144-15-SS16 | 1600 | 15 | PN16 | 131242-WSW41-SH-M-1004 | 0.4 | 0 | 0.4 | 30 | 500 | 300 | 300 | 1500 | NO | A351 Gr. CF8M | A276 TYPE 316 | BALL | HYPATITE PTFE |  | THREADED | HV3 |  | HEATON | HEATON | https://www.heaton-valves.com/ |  |  | sales@heaton-valves.com | CHINA | [7 empty] | OVS
0010307451 | AT_HVALVE | WST02-006-HV-0145 | C4B | 131242-WST02-DR-P-6600.dgn | BALL_VALVE | WST02 | 006 | IA | HV | 0145 |  | INSTRUMENT AIR TO ANAMMOX REACTOR 3 DO SENSOR HAND VALVE | IA TO AMX REACTOR 3 DO SENSOR HV | NON-HAZARDOUS | ISOLATION | WST02-006-IA-00145-15-SS16 | 1600 | 15 | PN16 | 131242-WSW41-SH-M-1004 | 0.4 | 0 | 0.4 | 30 | 500 | 300 | 300 | 1500 | NO | A351 Gr. CF8M | A276 TYPE 316 | BALL | HYPATITE PTFE |  | THREADED | HV3 |  | HEATON | HEATON | https://www.heaton-valves.com/ |  |  | sales@heaton-valves.com | CHINA | [7 empty] | OVS
0010307453 | AT_HVALVE | WST02-006-HV-0146 | C4B | 131242-WST02-DR-P-6600.dgn | BALL_VALVE | WST02 | 006 | IA | HV | 0146 |  | INSTRUMENT AIR TO ANAMMOX REACTOR 3 NO2/NO3 SENSOR HAND VALVE | IA TO AMX REACTOR 3 NO2/NO3 SENSOR HV | NON-HAZARDOUS | ISOLATION | WST02-006-IA-00146-15-SS16 | 1600 | 15 | PN16 | 131242-WSW41-SH-M-1004 | 0.4 | 0 | 0.4 | 30 | 500 | 300 | 300 | 1500 | NO | A351 Gr. CF8M | A276 TYPE 316 | BALL | HYPATITE PTFE |  | THREADED | HV3 |  | HEATON | HEATON | https://www.heaton-valves.com/ |  |  | sales@heaton-valves.com | CHINA | [7 empty] | OVS
0010307455 | AT_HVALVE | WST02-006-HV-0147 | C4B | 131242-WST02-DR-P-6600.dgn | BALL_VALVE | WST02 | 006 | IA | HV | 0147 |  | INSTRUMENT AIR TO ANAMMOX REACTOR 3 NO2/NO3 SENSOR HAND VALVE | IA TO AMX REACTOR 3 NO2/NO3 SENSOR HV | NON-HAZARDOUS | ISOLATION | WST02-006-IA-00147-15-SS16 | 1600 | 15 | PN16 | 131242-WSW41-SH-M-1004 | 0.4 | 0 | 0.4 | 30 | 500 | 300 | 300 | 1500 | NO | A351 Gr. CF8M | A276 TYPE 316 | BALL | HYPATITE PTFE |  | THREADED | HV3 |  | HEATON | HEATON | https://www.heaton-valves.com/ |  |  | sales@heaton-valves.com | CHINA | [7 empty] | OVS
0010307457 | AT_HVALVE | WST02-006-HV-0151 | C4B | 131242-WST02-DR-P-6600.dgn | BALL_VALVE | WST02 | 006 | IA | HV | 0151 |  | INSTRUMENT AIR TO ANAMMOX REACTOR 4 PH SENSOR 1 HAND VALVE | IA TO AMX REACTOR 4 PH SENSOR 1 HV | NON-HAZARDOUS | ISOLATION | WST02-006-IA-00151-15-SS16 | 1600 | 15 | PN16 | 131242-WSW41-SH-M-1004 | 0.4 | 0 | 0.4 | 30 | 500 | 300 | 1000 | 1500 | NO | A351 Gr. CF8M | A276 TYPE 316 | BALL | HYPATITE PTFE |  | THREADED | HV3 |  | HEATON | HEATON | https://www.heaton-valves.com/ |  |  | sales@heaton-valves.com | CHINA | [7 empty] | OVS
0010307459 | AT_HVALVE | WST02-006-HV-0152 | C4B | 131242-WST02-DR-P-6600.dgn | BALL_VALVE | WST02 | 006 | IA | HV | 0152 |  | INSTRUMENT AIR TO ANAMMOX REACTOR 4 PH SENSOR 2 HAND VALVE | IA TO AMX REACTOR 4 PH SENSOR 2 HV | NON-HAZARDOUS | ISOLATION | WST02-006-IA-00152-15-SS16 | 1600 | 15 | PN16 | 131242-WSW41-SH-M-1004 | 0.4 | 0 | 0.4 | 30 | 500 | 300 | 1000 | 1500 | NO | A351 Gr. CF8M | A276 TYPE 316 | BALL | HYPATITE PTFE |  | THREADED | HV3 |  | HEATON | HEATON | https://www.heaton-valves.com/ |  |  | sales@heaton-valves.com | CHINA | [7 empty] | OVS
0010307461 | AT_HVALVE | WST02-006-HV-0153 | C4B | 131242-WST02-DR-P-6600.dgn | BALL_VALVE | WST02 | 006 | IA | HV | 0153 |  | INSTRUMENT AIR TO ANAMMOX REACTOR 4 NH4 SENSOR HAND VALVE | IA TO AMX REACTOR 4 NH4 SENSOR HV | NON-HAZARDOUS | ISOLATION | WST02-006-IA-00153-15-SS16 | 1600 | 15 | PN16 | 131242-WSW41-SH-M-1004 | 0.4 | 0 | 0.4 | 30 | 500 | 300 | 300 | 1500 | NO | A351 Gr. CF8M | A276 TYPE 316 | BALL | HYPATITE PTFE |  | THREADED | HV3 |  | HEATON | HEATON | https://www.heaton-valves.com/ |  |  | sales@heaton-valves.com | CHINA | [7 empty] | OVS
0010307463 | AT_HVALVE | WST02-006-HV-0154 | C4B | 131242-WST02-DR-P-6600.dgn | BALL_VALVE | WST02 | 006 | IA | HV | 0154 |  | INSTRUMENT AIR TO ANAMMOX REACTOR 4 CONDUCTIVITY SENSOR HAND VALVE | IA TO AMX REACTOR 4 COND SENSOR HV | NON-HAZARDOUS | ISOLATION | WST02-006-IA-00154-15-SS16 | 1600 | 15 | PN16 | 131242-WSW41-SH-M-1004 | 0.4 | 0 | 0.4 | 30 | 500 | 300 | 1000 | 1500 | NO | A351 Gr. CF8M | A276 TYPE 316 | BALL | HYPATITE PTFE |  | THREADED | HV3 |  | HEATON | HEATON | https://www.heaton-valves.com/ |  |  | sales@heaton-valves.com | CHINA | [7 empty] | OVS
0010307465 | AT_HVALVE | WST02-006-HV-0155 | C4B | 131242-WST02-DR-P-6600.dgn | BALL_VALVE | WST02 | 006 | IA | HV | 0155 |  | INSTRUMENT AIR TO ANAMMOX REACTOR 4 DO SENSOR HAND VALVE | IA TO AMX REACTOR 4 DO SENSOR HV | NON-HAZARDOUS | ISOLATION | WST02-006-IA-00155-15-SS16 | 1600 | 15 | PN16 | 131242-WSW41-SH-M-1004 | 0.4 | 0 | 0.4 | 30 | 500 | 300 | 300 | 1500 | NO | A351 Gr. CF8M | A276 TYPE 316 | BALL | HYPATITE PTFE |  | THREADED | HV3 |  | HEATON | HEATON | https://www.heaton-valves.com/ |  |  | sales@heaton-valves.com | CHINA | [7 empty] | OVS
0010307421 | AT_HVALVE | WST02-006-HV-0156 | C4B | 131242-WST02-DR-P-6600.dgn | BALL_VALVE | WST02 | 006 | IA | HV | 0156 |  | INSTRUMENT AIR TO ANAMMOX REACTOR 4 NO2/NO3 SENSOR HAND VALVE | IA TO AMX REACTOR 4 NO2/NO3 SENSOR HV | NON-HAZARDOUS | ISOLATION | WST02-006-IA-00156-15-SS16 | 1600 | 15 | PN16 | 131242-WSW41-SH-M-1004 | 0.4 | 0 | 0.4 | 30 | 500 | 300 | 300 | 1500 | NO | A351 Gr. CF8M | A276 TYPE 316 | BALL | HYPATITE PTFE |  | THREADED | HV3 |  | HEATON | HEATON | https://www.heaton-valves.com/ |  |  | sales@heaton-valves.com | CHINA | [7 empty] | OVS
0010307419 | AT_HVALVE | WST02-006-HV-0157 | C4B | 131242-WST02-DR-P-6600.dgn | BALL_VALVE | WST02 | 006 | IA | HV | 0157 |  | INSTRUMENT AIR TO ANAMMOX REACTOR 4 NO2/NO3 SENSOR HAND VALVE | IA TO AMX REACTOR 4 NO2/NO3 SENSOR HV | NON-HAZARDOUS | ISOLATION | WST02-006-IA-00157-15-SS16 | 1600 | 15 | PN16 | 131242-WSW41-SH-M-1004 | 0.4 | 0 | 0.4 | 30 | 500 | 300 | 300 | 1500 | NO | A351 Gr. CF8M | A276 TYPE 316 | BALL | HYPATITE PTFE |  | THREADED | HV3 |  | HEATON | HEATON | https://www.heaton-valves.com/ |  |  | sales@heaton-valves.com | CHINA | [7 empty] | OVS
0010335818 | AT_HVALVE | WST02-006-HV-0160 | C4B | 131242-WST02-DR-P-6600.dgn | BALL_VALVE | WST02 | 006 | IA | HV | 0160 |  | INSTRUMENT AIR TO DISCHARGE NH4-N SENSOR AUTOCLEANING HAND VALVE | IA TO DISCHARGE NH4-N SENSOR AUTOCLEANING HV | NON-HAZARDOUS | ISOLATION | WST02-006-IA-00140-15-SS16 | 1600 | 15 | PN16 | 131242-WSW41-SH-M-1004 | 0.4 | 0 | 0.4 | 30 | 500 | 500 | 1000 | 1200 | NO | A351 Gr.CF8M | A276 Type 316 | BALL | HYPATITE PTFE |  | THREADED | H50V3 |  | HEATON | HEATON | https://www.heaton-valves.com/ |  |  | sales@heaton-valves.com | CHINA | [7 empty] | OVS
0010322473 | AT_HVALVE | WST02-008-HV-0001 | C4B | 131242-WST02-DR-P-6015.dgn | BUTTERFLY_VALVE | WST02 | 008 | PD | HV | 0001 |  | UNLOADING BAY DRAIN TO PLANT DRAIN HAND VALVE | UNLOADING BAY DRAIN TO PLANT DRAIN HAND VALVE | NON-HAZARDOUS | ISOLATION | WST02-008-PD-00205-150-CPVC | 1000 | 150 | PN10 | 131242-WSW41-SH-M-1005 | 0 | 0 | 29900 | 28 | 0 | 0 | 0 | 100 | LO | CPVC | CPVC | DISC | EPDM (REPLACEABLE) |  | FLANGED | Butterfly Valve 567 |  | GF | GF | www.gfps.com/sg | +65 6747 0611 |  | sd.gfsg.ps@georgfischer.com | Switzerland | [7 empty] | GF
0010310939 | AT_HVALVE | WST02-008-HV-0002 | C4B | 131242-WST02-DR-P-6018.dgn | BALL_VALVE | WST02 | 008 | PD | HV | 0002 |  | ANTIFOAM BUND TO PLANT DRAIN HAND VALVE | ANTIFOAM BUND TO PLANT DRAIN HAND VALVE | NON-HAZARDOUS | DRAIN | WST02-008-PD-00231-100-CPVC | 1000 | 100 | PN10 | 131242-WSW41-SH-M-1005 | 0 | 0 | 29900 | 28 | 0 | 0 | 0 | 100 | LC | CPVC | CPVC | BALL | EPDM |  | FLANGED | Ball Valve 546 Pro |  | GF | GF | www.gfps.com/sg | +65 6747 0611 |  | sd.gfsg.ps@georgfischer.com | Switzerland | [7 empty] | GF
0010322576 | AT_HVALVE | WST02-008-HV-0003 | C4B | 131242-WST02-DR-P-6015.dgn | BALL_VALVE | WST02 | 008 | PD | HV | 0003 |  | FERRIC CHLORIDE BUND TO PLANT DRAIN HAND VALVE | FERRIC CHLORIDE BUND TO PLANT DRAIN HAND VALVE | NON-HAZARDOUS | DRAIN | WST02-008-PD-00211-100-CPVC | 1000 | 100 | PN10 | 131242-WSW41-SH-M-1005 | 0 | 0 | 41300 | 28 | 0 | 0 | 0 | 100 | LC | CPVC | CPVC | BALL | EPDM |  | FLANGED | Ball Valve 546 Pro |  | GF | GF | www.gfps.com/sg | +65 6747 0611 |  | sd.gfsg.ps@georgfischer.com | Switzerland | [7 empty] | GF
0010311272 | AT_HVALVE | WST02-008-HV-0004 | C4B | 131242-WST02-DR-P-6019.dgn | BALL_VALVE | WST02 | 008 | PD | HV | 0004 |  | MICRONUTRIENTS BUND TO PLANT DRAIN HAND VALVE | MICRONUTRIENTS BUND TO PLANT DRAIN HAND VALVE | NON-HAZARDOUS | DRAIN | WST02-008-PD-00241-100-CPVC | 1000 | 100 | PN10 | 131242-WSW41-SH-M-1005 | 0 | 0 | 29900 | 28 | 0 | 0 | 0 | 100 | LC | CPVC | CPVC | BALL | EPDM |  | FLANGED | Ball Valve 546 Pro |  | GF | GF | www.gfps.com/sg | +65 6747 0611 |  | sd.gfsg.ps@georgfischer.com | Switzerland | [7 empty] | GF
0010323491 | AT_HVALVE | WST02-008-HV-0005 | C4B | 131242-WST02-DR-P-6016.dgn | BALL_VALVE | WST02 | 008 | PD | HV | 0005 |  | SODIUM HYDROXIDE BUND TO PLANT DRAIN HAND VALVE | SODIUM HYDROXIDE BUND TO PLANT DRAIN HAND VALVE | NON-HAZARDOUS | DRAIN | WST02-008-PD-00221-100-CPVC | 1000 | 100 | PN10 | 131242-WSW41-SH-M-1005 | 0 | 0 | 81400 | 28 | 0 | 0 | 0 | 100 | LC | CPVC | CPVC | BALL | EPDM |  | FLANGED | Ball Valve 546 Pro |  | GF | GF | www.gfps.com/sg | +65 6747 0611 |  | sd.gfsg.ps@georgfischer.com | Switzerland | [7 empty] | GF
0010310959 | AT_HVALVE | WST02-008-HV-0006 | C4B | 131242-WST02-DR-P-6020.dgn | BALL_VALVE | WST02 | 008 | PD | HV | 0006 |  | ANTISCALANT BUND TO PLANT DRAIN HAND VALVE | ANTISCALANT BUND TO PLANT DRAIN HAND VALVE | NON-HAZARDOUS | DRAIN | WST02-008-PD-00251-100-CPVC | 1000 | 100 | PN10 | 131242-WSW41-SH-M-1005 | 0 | 0 | 29900 | 28 | 0 | 0 | 0 | 100 | LC | CPVC | CPVC | BALL | EPDM |  | FLANGED | Ball Valve 546 Pro |  | GF | GF | www.gfps.com/sg | +65 6747 0611 |  | sd.gfsg.ps@georgfischer.com | Switzerland | [7 empty] | GF
0010306121 | AT_HVALVE | WST02-008-HV-0101 | C4B | 131242-WST02-DR-P-6011.dgn | KNIFE_GATE_VALVE | WST02 | 008 | PD | HV | 0101 |  | DISCHARGE WET WELL 1 DRAIN HAND VALVE | DISCHARGE WET WELL 1 DRAIN HAND VALVE | NON-HAZARDOUS | DRAIN | WST02-008-PD-01101-110-HDPE | 1000 | 110 | PN10 | 131242-WSW41-DR-M-5201 | 0 | 0 | 158200 | 38 | 0 | 0 | 0 | 100 | LC | DI WITH EPOXY COATING | SS316 | DISC | EPDM |  | FLANGED | MONO-A TYPE C102 |  | JASH | JASH | https://jashindia.com/ | +91-731- 2720143, 2721143 |  | info@jashindia.com | INDIA | [7 empty] | PURITEQ
0010305067 | AT_HVALVE | WST02-008-HV-0104 | C4B | 131242-WST02-DR-P-6005.dgn | KNIFE_GATE_VALVE | WST02 | 008 | PD | HV | 0104 |  | ANAMMOX REACTOR 1 DRAIN VALVE | ANAMMOX REACTOR 1 DRAIN VALVE | NON-HAZARDOUS | DRAIN | WST02-008-PD-02101-110-HDPE | 1000 | 110 | PN10 | 131242-WSW41-DR-M-5202 | 0 | 0 | 259400 | 38 | 70 | 60 | 60 | 200 | NC | DI WITH EPOXY COATING | SS316 | DISC | EPDM |  | FLANGED | MONO-A TYPE C102 |  | JASH | JASH | https://jashindia.com/ | +91-731- 2720143, 2721143 |  | info@jashindia.com | INDIA | [7 empty] | PURITEQ
0010306213 | AT_HVALVE | WST02-008-HV-0105 | C4B | 131242-WST02-DR-P-6011.dgn | KNIFE_GATE_VALVE | WST02 | 008 | PD | HV | 0105 |  | SLUDGE COMPARTMENT TO PLANT DRAIN HAND VALVE | SLUDGE COMPARTMENT TO PLANT DRAIN HAND VALVE | NON-HAZARDOUS | ISOLATION | WST02-008-PD-07100-110-HDPE | 1000 | 100 | PN10 | 131242-WSW41-DR-M-5201 | 0 | 0 | 138202 | 38 | 0 | 0 | 0 | 100 | LC | DI WITH EPOXY COATING | SS316 | DISC | EPDM |  | FLANGED | MONO-A TYPE C102 |  | JASH | JASH | https://jashindia.com/ | +91-731- 2720143, 2721143 |  | info@jashindia.com | INDIA | [7 empty] | PURITEQ
0010306361 | AT_HVALVE | WST02-008-HV-0142 | C4B | 131242-WST02-DR-P-6013.dgn | KNIFE_GATE_VALVE | WST02 | 008 | PD | HV | 0142 |  | GRANULAR SLUDGE TANK DRAIN HAND VALVE | GRANULAR SLUDGE TANK DRAIN HAND VALVE | NON-HAZARDOUS | DRAIN | WST02-008-PD-03101-110-HDPE | 1000 | 110 | PN10 | 131242-WSW41-DR-M-5202 | 0 | 0 | 16200 | 38 | 0 | 0 | 0 | 200 | LC | DI WITH EPOXY COATING | SS316 | DISC | EPDM |  | FLANGED | MONO-A TYPE C102 |  | JASH | JASH | https://jashindia.com/ | +91-731- 2720143, 2721143 |  | info@jashindia.com | INDIA | [7 empty] | PURITEQ
0010306175 | AT_HVALVE | WST02-008-HV-0201 | C4B | 131242-WST02-DR-P-6011.dgn | KNIFE_GATE_VALVE | WST02 | 008 | PD | HV | 0201 |  | DISCHARGE WET WELL 2 DRAIN HAND VALVE | DISCHARGE WET WELL 2 DRAIN HAND VALVE | NON-HAZARDOUS | DRAIN | WST02-008-PD-01201-110-HDPE | 1000 | 110 | PN10 | 131242-WSW41-DR-M-5201 | 0 | 0 | 158200 | 38 | 0 | 0 | 0 | 100 | LC | DI WITH EPOXY COATING | SS316 | DISC | EPDM |  | FLANGED | MONO-A TYPE C102 |  | JASH | JASH | https://jashindia.com/ | +91-731- 2720143, 2721143 |  | info@jashindia.com | INDIA | [7 empty] | PURITEQ
0010293941 | AT_HVALVE | WST02-008-HV-0204 | C4B | 131242-WST02-DR-P-6006.dgn | KNIFE_GATE_VALVE | WST02 | 008 | PD | HV | 0204 |  | ANAMMOX REACTOR 2 DRAIN HAND VALVE | ANAMMOX REACTOR 2 DRAIN HAND VALVE | NON-HAZARDOUS | DRAIN | WST02-008-PD-02201-110-HDPE | 1000 | 110 | PN10 | 131242-WSW41-DR-M-5202 | 0 | 0 | 259400 | 38 | 70 | 60 | 60 | 200 | LC | DI WITH EPOXY COATING | SS316 | DISC | EPDM |  | FLANGED | MONO-A TYPE C102 |  | JASH | JASH | https://jashindia.com/ | +91-731- 2720143, 2721143 |  | info@jashindia.com | INDIA | [7 empty] | PURITEQ
0010294295 | AT_HVALVE | WST02-008-HV-0304 | C4B | 131242-WST02-DR-P-6007.dgn | KNIFE_GATE_VALVE | WST02 | 008 | PD | HV | 0304 |  | ANAMMOX REACTOR 3 DRAIN HAND VALVE | ANAMMOX REACTOR 3 DRAIN HAND VALVE | NON-HAZARDOUS | DRAIN | WST02-008-PD-02301-110-HDPE | 1000 | 110 | PN10 | 131242-WSW41-DR-M-5202 | 0 | 0 | 259400 | 38 | 70 | 60 | 60 | 200 | LC | DI WITH EPOXY COATING | SS316 | DISC | EPDM |  | FLANGED | MONO-A TYPE C102 |  | JASH | JASH | https://jashindia.com/ | +91-731- 2720143, 2721143 |  | info@jashindia.com | INDIA | [7 empty] | PURITEQ
0010299118 | AT_HVALVE | WST02-008-HV-0404 | C4B | 131242-WST02-DR-P-6008.dgn | KNIFE_GATE_VALVE | WST02 | 008 | PD | HV | 0404 |  | ANAMMOX REACTOR 4 DRAIN HAND VALVE | ANAMMOX REACTOR 4 DRAIN HAND VALVE | NON-HAZARDOUS | DRAIN | WST02-008-PD-02401-110-HDPE | 1000 | 110 | PN10 | 131242-WSW41-DR-M-5202 | 0 | 0 | 16200 | 38 | 0 | 0 | 0 | 200 | LC | DI WITH EPOXY COATING | SS316 | DISC | EPDM |  | FLANGED | MONO-A TYPE C102 |  | JASH | JASH | https://jashindia.com/ | +91-731- 2720143, 2721143 |  | info@jashindia.com | INDIA | [7 empty] | PURITEQ
0010300779 | AT_HVALVE | WST02-201-HV-0101 | C4B | 131242-WST02-DR-P-6000.dgn | BALL_VALVE | WST02 | 201 | TCI | HV | 0101 |  | TCI TO EQUALIZATION TANK INLET COMPOSITE SAMPLER HAND VALVE | TCI TO EQ TANK INLET COMPOSITE SAMPLER HV | NON-HAZARDOUS | SAMPLE | WST02-201-TCI-00002-50-SS16 | 1000 | 50 | PN10 | 131242-WSW41-SH-M-1004 | 0 | 0 | 0 | 32 | 98 | 98 | 98 | 200 | NO | A182 Gf F316 | SS316 | DISC | FULL STELLITE |  | THREADED | GL SERIES |  | HEATON | HEATON | https://www.heaton-valves.com/ |  |  | sales@heaton-valves.com | CHINA | [7 empty] | OVS
0010331372 | AT_HVALVE | WST02-201-HV-0102 | C4B | 131242-WST02-DR-P-6000.dgn | BALL_VALVE | WST02 | 201 | TCI | HV | 0102 |  | TCI INLET DRAIN VALVE | TCI INLET DRAIN VALVE | NON-HAZARDOUS | ISOLATION | WST02-201-TCI-00003-50-CSEL | 1000 | 50 | PN10 | 131242-WSW41-SH-M-1004 | 0 | 0 | 0 | 36 | 98 | 98 | 98 | 200 | NC | A351 Gr. CF8M | A276 Type 316 | BALL | HYPATITE PTFE |  | FLANGED | H SERIES |  | HEATON | HEATON | https://www.heaton-valves.com/ |  |  | sales@heaton-valves.com | CHINA | [7 empty] | OVS
0010334066 | AT_HVALVE | WST02-201-HV-0103 | C4B | 131242-WST02-DR-P-6000.dgn | BALL_VALVE | WST02 | 201 | TCI | HV | 0103 |  | TCI COMPOSITE SAMPLER DRAIN TO EQUALIZATION TANK 1 | TCI COMPOSITE SAMPLER DRAIN TO EQUALIZATION TANK 1 | NON-HAZARDOUS | DRAIN | WST02-201-TCI-00004-50-SS16 | 1000 | 50 | PN10 | 131242-WSW41-SH-M-1004 | 600 | 500 | 750 | 32 | 0 | 0 | 0 | 100 | NO | A351 Gr. CF8M | A276 Type 316 | BALL | HYPATITE PTFE |  | THREADED | HV3 |  | HEATON | HEATON | https://www.heaton-valves.com/ |  |  | sales@heaton-valves.com | CHINA | [7 empty] | OVS
0010334075 | AT_HVALVE | WST02-201-HV-0104 | C4B | 131242-WST02-DR-P-6000.dgn | BALL_VALVE | WST02 | 201 | DC | HV | 0104 |  | DC COMPOSITE SAMPLER DRAIN TO EQUALIZATION TANK 1 | DC COMPOSITE SAMPLER DRAIN TO EQUALIZATION TANK 1 | NON-HAZARDOUS | DRAIN | WST02-201-DC-00003-50-SS16 | 1000 | 50 | PN10 | 131242-WSW41-SH-M-1004 | 600 | 500 | 750 | 40 | 0 | 0 | 0 | 100 | NO | A351 Gr. CF8M | A276 Type 316 | BALL | HYPATITE PTFE |  | THREADED | HV3 |  | HEATON | HEATON | https://www.heaton-valves.com/ |  |  | sales@heaton-valves.com | CHINA | [7 empty] | OVS
0010292732 | AT_HVALVE | WST02-201-HV-0109 | C4B | 131242-WST02-DR-P-6000.dgn | BALL_VALVE | WST02 | 201 | DC | HV | 0109 |  | EQUALIZATION TANK 1 TO TRANSFER PUMP SAMPLING HAND VALVE | EQ TANK 1 TO TRANSFER P SAMPLING HV | NON-HAZARDOUS | SAMPLE | WST02-201-DC-00107-25-CSEL | 1000 | 25 | PN10 | 131242-WSW41-SH-M-1004 | 800 | 800 | 800 | 36 | 100 | 100 | 100 | 300 | NC | A351 Gr. CF8M | A276 Type 316 | BALL | HYPATITE PTFE |  | FLANGED | H SERIES |  | HEATON | HEATON | https://www.heaton-valves.com/ |  |  | sales@heaton-valves.com | CHINA | [7 empty] | OVS
0010292884 | AT_HVALVE | WST02-201-HV-0111 | C4B | 131242-WST02-DR-P-6001.dgn | KNIFE_GATE_VALVE | WST02 | 201 | DC | HV | 0111 |  | EQUALIZATION TANK TRANSFER PUMP A SUCTION HAND VALVE | EQ TANK TRANSFER P A SUCTION HV | NON-HAZARDOUS | ISOLATION | WST02-201-DC-00131-200-CSEL | 1000 | 200 | PN10 | 131242-WSW41-DR-M-5207 | 131700 | 65000 | 135000 | 36 | 70 | 22 | 22 | 200 | NO | DI WITH EPOXY COATING | SS316 | DISC | EPDM |  | FLANGED | MONO-A TYPE C102 |  | JASH | JASH | https://jashindia.com/ | +91-731- 2720143, 2721143 |  | info@jashindia.com | INDIA | [7 empty] | PURITEQ
0010292922 | AT_HVALVE | WST02-201-HV-0112 | C4B | 131242-WST02-DR-P-6001.dgn | BALL_VALVE | WST02 | 201 | DC | HV | 0112 |  | EQUALIZATION TANK TRANSFER PUMP A DISCHARGE PRESSURE TRANSMITTER HAND VALVE | EQ TANK TRANSFER P A DISCHARGE PIT HV | NON-HAZARDOUS | ISOLATION | WST02-201-DC-00135-25-CSEL | 1000 | 25 | PN10 | 131242-WSW41-SH-M-1004 | 0 | 0 | 0 | 36 | 122 | 95 | 95 | 300 | NO | A351 Gr. CF8M | A276 Type 316 | BALL | HYPATITE PTFE |  | FLANGED | H SERIES |  | HEATON | HEATON | https://www.heaton-valves.com/ |  |  | sales@heaton-valves.com | CHINA | [7 empty] | OVS
0010312595 | AT_HVALVE | WST02-201-HV-0113 | C4B | 131242-WST02-DR-P-6001.dgn | KNIFE_GATE_VALVE | WST02 | 201 | DC | HV | 0113 |  | EQUALIZATION TANK TRANSFER PUMP A DISCHARGE HAND VALVE | EQ TANK TRANSFER P A DISCHARGE HV | NON-HAZARDOUS | ISOLATION | WST02-201-DC-00107-150-CSEL | 1000 | 150 | PN10 | 131242-WSW41-DR-M-5203 | 131700 | 65000 | 135000 | 36 | 122 | 95 | 95 | 300 | NO | DI WITH EPOXY COATING | SS316 | DISC | EPDM |  | FLANGED | MONO-A TYPE C102 |  | JASH | JASH | https://jashindia.com/ | +91-731- 2720143, 2721143 |  | info@jashindia.com | INDIA | [7 empty] | PURITEQ
0010292931 | AT_HVALVE | WST02-201-HV-0115 | C4B | 131242-WST02-DR-P-6001.dgn | BALL_VALVE | WST02 | 201 | DC | HV | 0115 |  | EQUALIZATION TANK TRANSFER PUMP A SUCTION PIPE DRAIN HAND VALVE | EQ TANK TRANSFER P A SUCTION PIPE DRAIN HV | NON-HAZARDOUS | DRAIN | WST02-201-DC-00134-50-CSEL | 1000 | 50 | PN10 | 131242-WSW41-SH-M-1004 | 0 | 0 | 0 | 36 | 70 | 22 | 22 | 200 | NC | A351 Gr. CF8M | A276 Type 316 | BALL | HYPATITE PTFE |  | FLANGED | H SERIES |  | HEATON | HEATON | https://www.heaton-valves.com/ |  |  | sales@heaton-valves.com | CHINA | [7 empty] | OVS
0010292871 | AT_HVALVE | WST02-201-HV-0116 | C4B | 131242-WST02-DR-P-6001.dgn | KNIFE_GATE_VALVE | WST02 | 201 | DC | HV | 0116 |  | EQUALIZATION TANK OUTLET HEADER HAND VALVE | EQUALIZATION TANK OUTLET HEADER HAND VALVE | NON-HAZARDOUS | ISOLATION | WST02-201-DC-00130-400-CSEL | 1000 | 400 | PN10 | 131242-WSW41-DR-M-5211 | 425800 | 425800 | 544400 | 36 | 70 | 22 | 22 | 200 | NO | DI WITH EPOXY COATING | SS316 | DISC | SS316 |  | FLANGED | MONO-A-M TYPE C102 |  | JASH | JASH | https://jashindia.com/ | +91-731- 2720143, 2721143 |  | info@jashindia.com | INDIA | [7 empty] | PURITEQ
0010298582 | AT_HVALVE | WST02-201-HV-0117 | C4B | 131242-WST02-DR-P-6001.dgn | BALL_VALVE | WST02 | 201 | DC | HV | 0117 |  | EQUALIZATION TANK TRANSFER PUMP A DISCHARGE PIPE DRAIN HAND VALVE | EQ TANK TRANSFER P A DISCHARGE PIPE DRAIN HV | NON-HAZARDOUS | DRAIN | WST02-201-DC-00136-50-CSEL | 1000 | 50 | PN10 | 131242-WSW41-SH-M-1004 | 0 | 0 | 0 | 36 | 123 | 95 | 95 | 300 | NC | A351 Gr. CF8M | A276 Type 316 | BALL | HYPATITE PTFE |  | FLANGED | H SERIES |  | HEATON | HEATON | https://www.heaton-valves.com/ |  |  | sales@heaton-valves.com | CHINA | [7 empty] | OVS
0010311202 | AT_HVALVE | WST02-201-HV-0118 | C4B | 131242-WST02-DR-P-6001.dgn | BALL_VALVE | WST02 | 201 | DC | HV | 0118 |  | EQUALIZATION TANK TRANSFER PUMP A DISCHARGE PIPE DRAIN HAND VALVE | EQ TANK TRANSFER P A DISCHARGE PIPE DRAIN HV | NON-HAZARDOUS | DRAIN | WST02-201-DC-00137-50-CSEL | 1000 | 50 | PN10 | 131242-WSW41-SH-M-1004 | 0 | 0 | 0 | 36 | 123 | 95 | 95 | 300 | NC | A351 Gr. CF8M | A276 Type 316 | BALL | HYPATITE PTFE |  | FLANGED | H SERIES |  | HEATON | HEATON | https://www.heaton-valves.com/ |  |  | sales@heaton-valves.com | CHINA | [7 empty] | OVS
0010329803 | AT_HVALVE | WST02-201-HV-0119 | C4B | 131242-WST02-DR-P-6001.dgn | BALL_VALVE | WST02 | 201 | DC | HV | 0119 |  | EQUALIZATION TANK TRANSFER PUMP A DISCHARGE PI HAND VALVE | EQ TANK TRANSFER P A DISCHARGE PI HV | NON-HAZARDOUS | ISOLATION | WST02-201-DC-00138-25-CSEL | 1000 | 25 | PN10 | 131242-WSW41-SH-M-1004 | 0 | 0 | 0 | 36 | 122 | 95 | 95 | 300 | NO | A351 Gr. CF8M | A276 Type 316 | BALL | HYPATITE PTFE |  | FLANGED | H SERIES |  | HEATON | HEATON | https://www.heaton-valves.com/ |  |  | sales@heaton-valves.com | CHINA | [7 empty] | OVS
0010293422 | AT_HVALVE | WST02-201-HV-0131 | C4B | 131242-WST02-DR-P-6004.dgn | KNIFE_GATE_VALVE | WST02 | 201 | DC | HV | 0131 |  | WASTE SLUDGE PUMP A SUCTION HAND VALVE | WASTE SLUDGE PUMP A SUCTION HAND VALVE | NON-HAZARDOUS | ISOLATION | WST02-201-DC-00115-150-CSEL | 1000 | 150 | PN10 | 131242-WSW41-DR-M-5203 | 60000 | 29000 | 60000 | 36 | 80 | 0 | 0 | 200 | NO | DI WITH EPOXY COATING | SS316 | DISC | EPDM |  | FLANGED | MONO-A TYPE C102 |  | JASH | JASH | https://jashindia.com/ | +91-731- 2720143, 2721143 |  | info@jashindia.com | INDIA | [7 empty] | PURITEQ
0010293327 | AT_HVALVE | WST02-201-HV-0132 | C4B | 131242-WST02-DR-P-6004.dgn | BALL_VALVE | WST02 | 201 | DC | HV | 0132 |  | WASTE SLUDGE PUMP A SUCTION PIPE DRAIN HAND VALVE | WASTE SLUDGE PUMP A SUCTION PIPE DRAIN HAND VALVE | NON-HAZARDOUS | DRAIN | WST02-201-DC-00118-50-CSEL | 1000 | 50 | PN10 | 131242-WSW41-SH-M-1004 | 0 | 0 | 0 | 36 | 80 | 0 | 0 | 200 | NC | A351 Gr. CF8M | A276 Type 316 | BALL | HYPATITE PTFE |  | FLANGED | H SERIES |  | HEATON | HEATON | https://www.heaton-valves.com/ |  |  | sales@heaton-valves.com | CHINA | [7 empty] | OVS
0010293377 | AT_HVALVE | WST02-201-HV-0133 | C4B | 131242-WST02-DR-P-6004.dgn | BALL_VALVE | WST02 | 201 | DC | HV | 0133 |  | WASTE SLUDGE PUMP A DISCHARGE PI HAND VALVE | WASTE SLUDGE PUMP A DISCHARGE PI HAND VALVE | NON-HAZARDOUS | ISOLATION | WST02-201-DC-00119-25-CSEL | 1000 | 25 | PN10 | 131242-WSW41-SH-M-1004 | 0 | 0 | 0 | 36 | 247 | 242 | 242 | 400 | NO | A351 Gr. CF8M | A276 Type 316 | BALL | HYPATITE PTFE |  | FLANGED | H SERIES |  | HEATON | HEATON | https://www.heaton-valves.com/ |  |  | sales@heaton-valves.com | CHINA | [7 empty] | OVS
0010293432 | AT_HVALVE | WST02-201-HV-0134 | C4B | 131242-WST02-DR-P-6004.dgn | BALL_VALVE | WST02 | 201 | DC | HV | 0134 |  | WASTE SLUDGE PUMP A DISCHARGE PRESSURE TRANSMITTER HAND VALVE | WASTE SLUDGE P A DISCHARGE PIT HV | NON-HAZARDOUS | ISOLATION | WST02-201-DC-00120-25-CSEL | 1000 | 25 | PN10 | 131242-WSW41-SH-M-1004 | 0 | 0 | 0 | 36 | 247 | 242 | 242 | 400 | NO | A351 Gr. CF8M | A276 Type 316 | BALL | HYPATITE PTFE |  | FLANGED | H SERIES |  | HEATON | HEATON | https://www.heaton-valves.com/ |  |  | sales@heaton-valves.com | CHINA | [7 empty] | OVS
0010293356 | AT_HVALVE | WST02-201-HV-0135 | C4B | 131242-WST02-DR-P-6004.dgn | KNIFE_GATE_VALVE | WST02 | 201 | DC | HV | 0135 |  | WASTE SLUDGE PUMP A DISCHARGE HAND VALVE | WASTE SLUDGE PUMP A DISCHARGE HAND VALVE | NON-HAZARDOUS | ISOLATION | WST02-201-DC-00116-150-CSEL | 1000 | 150 | PN10 | 131242-WSW41-DR-M-5203 | 60000 | 29000 | 60000 | 36 | 247 | 242 | 242 | 400 | NO | DI WITH EPOXY COATING | SS316 | DISC | EPDM |  | FLANGED | MONO-A TYPE C102 |  | JASH | JASH | https://jashindia.com/ | +91-731- 2720143, 2721143 |  | info@jashindia.com | INDIA | [7 empty] | PURITEQ
0010298934 | AT_HVALVE | WST02-201-HV-0136 | C4B | 131242-WST02-DR-P-6004.dgn | BALL_VALVE | WST02 | 201 | DC | HV | 0136 |  | WASTE SLUDGE PUMP A SUCTION PIPE DRAIN HAND VALVE | WASTE SLUDGE PUMP A SUCTION PIPE DRAIN HAND VALVE | NON-HAZARDOUS | DRAIN | WST02-201-DC-00121-50-CSEL | 1000 | 50 | PN10 | 131242-WSW41-SH-M-1004 | 0 | 0 | 0 | 36 | 247 | 242 | 242 | 400 | NC | A351 Gr. CF8M | A276 Type 316 | BALL | HYPATITE PTFE |  | FLANGED | H SERIES |  | HEATON | HEATON | https://www.heaton-valves.com/ |  |  | sales@heaton-valves.com | CHINA | [7 empty] | OVS
0010329928 | AT_HVALVE | WST02-201-HV-0137 | C4B | 131242-WST02-DR-P-6004.dgn | KNIFE_GATE_VALVE | WST02 | 201 | DC | HV | 0137 |  | WASTE SLUDGE FLOWMETER BYPASS VALVE | WASTE SLUDGE FLOWMETER BYPASS VALVE | NON-HAZARDOUS | ISOLATION | WST02-201-DC-00118-150-CSEL | 1000 | 150 | PN10 | 131242-WSW41-DR-M-5203 | 80000 | 20000 | 100000 | 36 | 247 | 242 | 242 | 400 | NC | DI WITH EPOXY COATING | SS316 | DISC | EPDM |  | FLANGED | MONO-A TYPE C102 |  | JASH | JASH | https://jashindia.com/ | +91-731- 2720143, 2721143 |  | info@jashindia.com | INDIA | [7 empty] | PURITEQ
0010330053 | AT_HVALVE | WST02-201-HV-0138 | C4B | 131242-WST02-DR-P-6004.dgn | KNIFE_GATE_VALVE | WST02 | 201 | DC | HV | 0138 |  | WASTE SLUDGE FLOWMETER HAND VALVE | WASTE SLUDGE FLOWMETER HAND VALVE | NON-HAZARDOUS | ISOLATION | WST02-201-DC-00117-150-CSEL | 1000 | 150 | PN10 | 131242-WSW41-DR-M-5203 | 80000 | 20000 | 100000 | 36 | 247 | 242 | 242 | 400 | NO | DI WITH EPOXY COATING | SS316 | DISC | EPDM |  | FLANGED | MONO-A TYPE C102 |  | JASH | JASH | https://jashindia.com/ | +91-731- 2720143, 2721143 |  | info@jashindia.com | INDIA | [7 empty] | PURITEQ
0010330054 | AT_HVALVE | WST02-201-HV-0139 | C4B | 131242-WST02-DR-P-6004.dgn | KNIFE_GATE_VALVE | WST02 | 201 | DC | HV | 0139 |  | WASTE SLUDGE FLOWMETER HAND VALVE | WASTE SLUDGE FLOWMETER HAND VALVE | NON-HAZARDOUS | ISOLATION | WST02-201-DC-00117-150-CSEL | 1000 | 150 | PN10 | 131242-WSW41-DR-M-5203 | 80000 | 20000 | 100000 | 36 | 247 | 242 | 242 | 400 | NO | DI WITH EPOXY COATING | SS316 | DISC | EPDM |  | FLANGED | MONO-A TYPE C102 |  | JASH | JASH | https://jashindia.com/ | +91-731- 2720143, 2721143 |  | info@jashindia.com | INDIA | [7 empty] | PURITEQ
0010331211 | AT_HVALVE | WST02-201-HV-0140 | C4B | 131242-WST02-DR-P-6004.dgn | KNIFE_GATE_VALVE | WST02 | 201 | DC | HV | 0140 |  | WASTE SLUDGE FLOWMETER BYPASS VALVE 2 | WASTE SLUDGE FLOWMETER BYPASS VALVE 2 | NON-HAZARDOUS |  | WST02-201-DC-00118-150-CSEL | 1000 | 150 | PN10 | 131242-WSW41-DR-M-5203 | 80000 | 20000 | 100000 | 36 | 247 | 242 | 242 | 400 | NC | DI WITH EPOXY COATING | SS316 | DISC | EPDM |  | FLANGED | MONO-A TYPE C102 |  | JASH | JASH | https://jashindia.com/ | +91-731- 2720143, 2721143 |  | info@jashindia.com | INDIA | [7 empty] | PURITEQ
0010300896 | AT_HVALVE | WST02-201-HV-0141 | C4B | 131242-WST02-DR-P-6002.dgn | BALL_VALVE | WST02 | 201 | DC | HV | 0141 |  | LAMELLA CLARIFIER 1 DISCHARGE SAMPLING HAND VALVE | LAMELLA CLARIFIER 1 DISCHARGE SAMPLING HAND VALVE | NON-HAZARDOUS | SAMPLE | WST02-201-DC-00140-25-CSEL | 1000 | 25 | PN10 | 131242-WSW41-SH-M-1004 | 0 | 0 | 0 | 36 | 72 | 0 | 0 | 200 | NC | A351 Gr. CF8M | A276 Type 316 | BALL | HYPATITE PTFE |  | FLANGED | H SERIES |  | HEATON | HEATON | https://www.heaton-valves.com/ |  |  | sales@heaton-valves.com | CHINA | [7 empty] | OVS
0010301714 | AT_HVALVE | WST02-201-HV-0142 | C4B | 131242-WST02-DR-P-6004.dgn | BALL_VALVE | WST02 | 201 | DC | HV | 0142 |  | WASTE SLUDGE PUMP TO PLANT DRAIN HAND VALVE | WASTE SLUDGE PUMP TO PLANT DRAIN HAND VALVE | NON-HAZARDOUS | DRAIN | WST02-201-DC-00124-50-CSEL | 1000 | 50 | PN10 | 131242-WSW41-SH-M-1004 | 0 | 0 | 0 | 36 | 247 | 242 | 242 | 400 | NC | A351 Gr. CF8M | A276 Type 316 | BALL | HYPATITE PTFE |  | FLANGED | H SERIES |  | HEATON | HEATON | https://www.heaton-valves.com/ |  |  | sales@heaton-valves.com | CHINA | [7 empty] | OVS
0010307642 | AT_HVALVE | WST02-201-HV-0143 | C4B | 131242-WST02-DR-P-6002.dgn | KNIFE_GATE_VALVE | WST02 | 201 | DC | HV | 0143 |  | LAMELLA CLARIFIER 1 DISCHARGE HAND VALVE | LAMELLA CLARIFIER 1 DISCHARGE HAND VALVE | NON-HAZARDOUS | ISOLATION | WST02-201-DC-00109-200-CSEL | 1000 | 200 | PN10 | 131242-WSW41-DR-M-5207 | 131700 | 65000 | 135000 | 36 | 72 | 72 | 72 | 200 | LO | DI WITH EPOXY COATING | SS316 | DISC | EPDM |  | FLANGED | MONO-A TYPE C102 |  | JASH | JASH | https://jashindia.com/ | +91-731- 2720143, 2721143 |  | info@jashindia.com | INDIA | [7 empty] | PURITEQ
0010329835 | AT_HVALVE | WST02-201-HV-0145 | C4B | 131242-WST02-DR-P-6002.dgn | BALL_VALVE | WST02 | 201 | DC | HV | 0145 |  | LAMELLA CLARIFIER 1 WASTE SLUDGE SAMPLING HAND VALVE | LAMELLA CLARIFIER 1 WASTE SLUDGE SAMPLING HV | NON-HAZARDOUS | SAMPLE | WST02-201-DC-00125-25-CSEL | 1000 | 25 | PN10 | 131242-WSW41-SH-M-1004 | 0 | 0 | 0 | 36 | 80 | 0 | 0 | 200 | NC | A351 Gr. CF8M | A276 Type 316 | BALL | HYPATITE PTFE |  | FLANGED | H SERIES |  | HEATON | HEATON | https://www.heaton-valves.com/ |  |  | sales@heaton-valves.com | CHINA | [7 empty] | OVS
0010301022 | AT_HVALVE | WST02-201-HV-0150 | C4B | 131242-WST02-DR-P-6000.dgn | BALL_VALVE | WST02 | 201 | DC | HV | 0150 |  | EQUALIZATION TANK 1 OUTLET TO SAMPLING PUMP A HAND VALVE | EQ TANK 1 OUTLET TO SAMPLING P A HV | NON-HAZARDOUS | ISOLATION | WST02-201-DC-00150-40-SS16 | 1000 | 40 | PN10 | 131242-WSW41-SH-M-1004 | 800 | 800 | 800 | 36 | 50 | 50 | 50 | 200 | NO | A351 Gr. CF8M | A276 Type 316 | BALL | HYPATITE PTFE |  | THREADED | HV3 |  | HEATON | HEATON | https://www.heaton-valves.com/ |  |  | sales@heaton-valves.com | CHINA | [7 empty] | OVS
0010301040 | AT_HVALVE | WST02-201-HV-0151 | C4B | 131242-WST02-DR-P-6000.dgn | BALL_VALVE | WST02 | 201 | DC | HV | 0151 |  | EQUALIZATION TANK 1 OUTLET TO SAMPLING PUMP A SUCTION DRAIN HAND VALVE | EQ TANK 1 OUTLET TO SAMPLING P A SUCTION DRAIN HV | NON-HAZARDOUS | DRAIN | WST02-201-DC-00151-25-SS16 | 1000 | 25 | PN10 | 131242-WSW41-SH-M-1004 | 0 | 0 | 800 | 36 | 70 | 50 | 50 | 200 | NC | A351 Gr. CF8M | A276 Type 316 | BALL | HYPATITE PTFE |  | THREADED | HV3 |  | HEATON | HEATON | https://www.heaton-valves.com/ |  |  | sales@heaton-valves.com | CHINA | [7 empty] | OVS
0010301041 | AT_HVALVE | WST02-201-HV-0152 | C4B | 131242-WST02-DR-P-6000.dgn | BALL_VALVE | WST02 | 201 | DC | HV | 0152 |  | SAMPLING PUMP A DISCHARGE DRAIN HAND VALVE | SAMPLING PUMP A DISCHARGE DRAIN HAND VALVE | NON-HAZARDOUS | DRAIN | WST02-201-DC-00152-25-SS16 | 1000 | 25 | PN10 | 131242-WSW41-SH-M-1004 | 0 | 0 | 800 | 36 | 100 | 100 | 100 | 300 | NC | A351 Gr. CF8M | A276 Type 316 | BALL | HYPATITE PTFE |  | THREADED | HV3 |  | HEATON | HEATON | https://www.heaton-valves.com/ |  |  | sales@heaton-valves.com | CHINA | [7 empty] | OVS
0010301043 | AT_HVALVE | WST02-201-HV-0153 | C4B | 131242-WST02-DR-P-6000.dgn | BALL_VALVE | WST02 | 201 | DC | HV | 0153 |  | SAMPLING PUMP A DISCHARGE PI HAND VALVE | SAMPLING PUMP A DISCHARGE PI HAND VALVE | NON-HAZARDOUS | ISOLATION | WST02-201-DC-00153-25-SS16 | 1000 | 25 | PN10 | 131242-WSW41-SH-M-1004 | 0 | 0 | 0 | 36 | 100 | 100 | 100 | 300 | NO | A351 Gr. CF8M | A276 Type 316 | BALL | HYPATITE PTFE |  | THREADED | HV3 |  | HEATON | HEATON | https://www.heaton-valves.com/ |  |  | sales@heaton-valves.com | CHINA | [7 empty] | OVS
0010301045 | AT_HVALVE | WST02-201-HV-0154 | C4B | 131242-WST02-DR-P-6000.dgn | BALL_VALVE | WST02 | 201 | DC | HV | 0154 |  | SAMPLING PUMP A DISCHARGE PRESSURE TRANSMITTER HAND VALVE | SAMPLING P A DISCHARGE PIT HV | NON-HAZARDOUS | ISOLATION | WST02-201-DC-00154-25-SS16 | 1000 | 25 | PN10 | 131242-WSW41-SH-M-1004 | 0 | 0 | 0 | 36 | 100 | 100 | 100 | 300 | NO | A351 Gr. CF8M | A276 Type 316 | BALL | HYPATITE PTFE |  | THREADED | HV3 |  | HEATON | HEATON | https://www.heaton-valves.com/ |  |  | sales@heaton-valves.com | CHINA | [7 empty] | OVS
0010311170 | AT_HVALVE | WST02-201-HV-0155 | C4B | 131242-WST02-DR-P-6000.dgn | BALL_VALVE | WST02 | 201 | DC | HV | 0155 |  | SAMPLING PUMP A DISCHARGE HAND VALVE | SAMPLING PUMP A DISCHARGE HAND VALVE | NON-HAZARDOUS | ISOLATION | WST02-201-DC-00155-40-SS16 | 1000 | 40 | PN10 | 131242-WSW41-SH-M-1004 | 800 | 800 | 800 | 36 | 100 | 100 | 100 | 300 | NO | A351 Gr. CF8M | A276 Type 316 | BALL | HYPATITE PTFE |  | THREADED | HV3 |  | HEATON | HEATON | https://www.heaton-valves.com/ |  |  | sales@heaton-valves.com | CHINA | [7 empty] | OVS
0010331378 | AT_HVALVE | WST02-201-HV-0156 | C4B | 131242-WST02-DR-P-6000.dgn | BALL_VALVE | WST02 | 201 | DC | HV | 0156 |  | EQUALIZATION TANK 1 AMMONIA SENSOR FLOWCELL INLET HAND VALVE | EQ TANK 1 AMMONIA SENSOR FLOWCELL INLET HV | NON-HAZARDOUS | ISOLATION | WST02-201-DC-00158-25-SS16 | 1000 | 25 | PN10 | 131242-WSW41-SH-M-1004 | 600 | 600 | 600 | 36 | 100 | 100 | 100 | 300 | NO | A351 Gr. CF8M | A276 Type 316 | BALL | HYPATITE PTFE |  | THREADED | HV3 |  | HEATON | HEATON | https://www.heaton-valves.com/ |  |  | sales@heaton-valves.com | CHINA | [7 empty] | OVS
0010335407 | AT_HVALVE | WST02-201-HV-0156A | C4B | 131242-WST02-DR-P-6000.dgn | BALL_VALVE | WST02 | 201 | DC | HV | 0156 | A | EQUALIZATION TANK 1 AMMONIA SENSOR FLOWCELL INLET HAND VALVE 2 | EQ TANK 1 AMMONIA SENSOR FLOWCELL INLET HV 2 | NON-HAZARDOUS | ISOLATION | WST02-201-DC-00158-25-SS16 | 1000 | 25 | PN10 | 131242-WSW41-SH-M-1004 | 600 | 600 | 600 | 36 | 100 | 100 | 100 | 300 | NO | A351 Gr. CF8M | A276 Type 316 | BALL | HYPATITE PTFE |  | THREADED | HV3 |  | HEATON | HEATON | https://www.heaton-valves.com/ |  |  | sales@heaton-valves.com | CHINA | [7 empty] | OVS
0010331362 | AT_HVALVE | WST02-201-HV-0157 | C4B | 131242-WST02-DR-P-6000.dgn | BALL_VALVE | WST02 | 201 | DC | HV | 0157 |  | EQUALIZATION TANK 1 AMMONIA SENSOR FLOWCELL OUTLET HAND VALVE | EQ TANK 1 AMMONIA SENSOR FLOWCELL OUTLET HV | NON-HAZARDOUS | ISOLATION | WST02-201-DC-00158-25-SS16 | 1000 | 25 | PN10 | 131242-WSW41-SH-M-1004 | 600 | 600 | 600 | 36 | 100 | 100 | 100 | 300 | NO | A351 Gr. CF8M | A276 Type 316 | BALL | HYPATITE PTFE |  | THREADED | HV3 |  | HEATON | HEATON | https://www.heaton-valves.com/ |  |  | sales@heaton-valves.com | CHINA | [7 empty] | OVS
0010331366 | AT_HVALVE | WST02-201-HV-0158 | C4B | 131242-WST02-DR-P-6000.dgn | BALL_VALVE | WST02 | 201 | DC | HV | 0158 |  | EQUALIZATION TANK 1 TSS SENSOR FLOWCELL INLET HAND VALVE | EQ TANK 1 TSS SENSOR FLOWCELL INLET HV | NON-HAZARDOUS | ISOLATION | WST02-201-DC-00159-25-SS16 | 1000 | 25 | PN10 | 131242-WSW41-SH-M-1004 | 100 | 100 | 100 | 36 | 100 | 100 | 100 | 300 | NO | A351 Gr. CF8M | A276 Type 316 | BALL | HYPATITE PTFE |  | THREADED | HV3 |  | HEATON | HEATON | https://www.heaton-valves.com/ |  |  | sales@heaton-valves.com | CHINA | [7 empty] | OVS
0010335408 | AT_HVALVE | WST02-201-HV-0158A | C4B | 131242-WST02-DR-P-6000.dgn | BALL_VALVE | WST02 | 201 | DC | HV | 0158 | A | EQUALIZATION TANK 1 TSS SENSOR FLOWCELL INLET HAND VALVE 2 | EQ TANK 1 TSS SENSOR FLOWCELL INLET HV 2 | NON-HAZARDOUS | ISOLATION | WST02-201-DC-00159-25-SS16 | 1000 | 25 | PN10 | 131242-WSW41-SH-M-1004 | 100 | 100 | 100 | 36 | 100 | 100 | 100 | 300 | NO | A351 Gr. CF8M | A276 Type 316 | BALL | HYPATITE PTFE |  | THREADED | HV3 |  | HEATON | HEATON | https://www.heaton-valves.com/ |  |  | sales@heaton-valves.com | CHINA | [7 empty] | OVS
0010331361 | AT_HVALVE | WST02-201-HV-0159 | C4B | 131242-WST02-DR-P-6000.dgn | BALL_VALVE | WST02 | 201 | DC | HV | 0159 |  | EQUALIZATION TANK 1 TSS SENSOR FLOWCELL OUTLET HAND VALVE | EQ TANK 1 TSS SENSOR FLOWCELL OUTLET HV | NON-HAZARDOUS | ISOLATION | WST02-201-DC-00159-25-SS16 | 1000 | 25 | PN10 | 131242-WSW41-SH-M-1004 | 100 | 100 | 100 | 36 | 100 | 100 | 100 | 300 | NO | A351 Gr. CF8M | A276 Type 316 | BALL | HYPATITE PTFE |  | THREADED | HV3 |  | HEATON | HEATON | https://www.heaton-valves.com/ |  |  | sales@heaton-valves.com | CHINA | [7 empty] | OVS
0010331367 | AT_HVALVE | WST02-201-HV-0160 | C4B | 131242-WST02-DR-P-6000.dgn | BALL_VALVE | WST02 | 201 | DC | HV | 0160 |  | EQUALIZATION TANK 1 pH SENSOR FLOWCELL INLET HAND VALVE | EQ TANK 1 pH SENSOR FLOWCELL INLET HV | NON-HAZARDOUS | ISOLATION | WST02-201-DC-00160-25-SS16 | 1000 | 25 | PN10 | 131242-WSW41-SH-M-1004 | 40 | 40 | 40 | 36 | 100 | 100 | 100 | 300 | NO | A351 Gr. CF8M | A276 Type 316 | BALL | HYPATITE PTFE |  | THREADED | HV3 |  | HEATON | HEATON | https://www.heaton-valves.com/ |  |  | sales@heaton-valves.com | CHINA | [7 empty] | OVS
0010335409 | AT_HVALVE | WST02-201-HV-0160A | C4B | 131242-WST02-DR-P-6000.dgn | BALL_VALVE | WST02 | 201 | DC | HV | 0160 | A | EQUALIZATION TANK 1 pH SENSOR FLOWCELL INLET HAND VALVE 2 | EQ TANK 1 pH SENSOR FLOWCELL INLET HV 2 | NON-HAZARDOUS | ISOLATION | WST02-201-DC-00160-25-SS16 | 1000 | 25 | PN10 | 131242-WSW41-SH-M-1004 | 40 | 40 | 40 | 36 | 100 | 100 | 100 | 300 | NO | A351 Gr. CF8M | A276 Type 316 | BALL | HYPATITE PTFE |  | THREADED | HV3 |  | HEATON | HEATON | https://www.heaton-valves.com/ |  |  | sales@heaton-valves.com | CHINA | [7 empty] | OVS
0010331363 | AT_HVALVE | WST02-201-HV-0161 | C4B | 131242-WST02-DR-P-6000.dgn | BALL_VALVE | WST02 | 201 | DC | HV | 0161 |  | EQUALIZATION TANK 1 pH SENSOR FLOWCELL OUTLET HAND VALVE | EQ TANK 1 pH SENSOR FLOWCELL OUTLET HV | NON-HAZARDOUS | ISOLATION | WST02-201-DC-00160-25-SS16 | 1000 | 25 | PN10 | 131242-WSW41-SH-M-1004 | 40 | 40 | 40 | 36 | 100 | 100 | 100 | 300 | NO | A351 Gr. CF8M | A276 Type 316 | BALL | HYPATITE PTFE |  | THREADED | HV3 |  | HEATON | HEATON | https://www.heaton-valves.com/ |  |  | sales@heaton-valves.com | CHINA | [7 empty] | OVS
0010300780 | AT_HVALVE | WST02-201-HV-0201 | C4B | 131242-WST02-DR-P-6000.dgn | BALL_VALVE | WST02 | 201 | DC | HV | 0201 |  | DC TO EQUALIZATION TANK INLET COMPOSITE SAMPLER HAND VALVE | DC TO EQ TANK INLET COMPOSITE SAMPLER HV | NON-HAZARDOUS | SAMPLE | WST02-201-DC-00002-50-SS16 | 1000 | 50 | PN10 | 131242-WSW41-SH-M-1004 | 0 | 0 | 0 | 40 | 230 | 110 | 110 | 400 | NO | A182 Gf F316 | SS316 | DISC | FULL STELLITE |  | THREADED | GL SERIES |  | HEATON | HEATON | https://www.heaton-valves.com/ |  |  | sales@heaton-valves.com | CHINA | [7 empty] | OVS
0010331385 | AT_HVALVE | WST02-201-HV-0202 | C4B | 131242-WST02-DR-P-6000.dgn | BALL_VALVE | WST02 | 201 | DC | HV | 0202 |  | DC INLET DRAIN VALVE | DC INLET DRAIN VALVE | NON-HAZARDOUS | ISOLATION | WST02-201-DC-00005-50-CSEL | 1000 | 50 | PN10 | 131242-WSW41-SH-M-1004 | 0 | 0 | 0 | 40 | 230 | 110 | 110 | 400 | NC | A351 Gr. CF8M | A276 Type 316 | BALL | HYPATITE PTFE |  | FLANGED | H SERIES |  | HEATON | HEATON | https://www.heaton-valves.com/ |  |  | sales@heaton-valves.com | CHINA | [7 empty] | OVS
0010334071 | AT_HVALVE | WST02-201-HV-0203 | C4B | 131242-WST02-DR-P-6000.dgn | BALL_VALVE | WST02 | 201 | TCI | HV | 0203 |  | TCI COMPOSITE SAMPLER DRAIN TO EQUALIZATION TANK 2 | TCI COMPOSITE SAMPLER DRAIN TO EQUALIZATION TANK 2 | NON-HAZARDOUS | DRAIN | WST02-201-TCI-00005-50-SS16 | 1000 | 50 | PN10 | 131242-WSW41-SH-M-1004 | 600 | 500 | 750 | 32 | 0 | 0 | 0 | 100 | NO | A351 Gr. CF8M | A276 Type 316 | BALL | HYPATITE PTFE |  | THREADED | HV3 |  | HEATON | HEATON | https://www.heaton-valves.com/ |  |  | sales@heaton-valves.com | CHINA | [7 empty] | OVS
0010334074 | AT_HVALVE | WST02-201-HV-0204 | C4B | 131242-WST02-DR-P-6000.dgn | BALL_VALVE | WST02 | 201 | DC | HV | 0204 |  | DC COMPOSITE SAMPLER DRAIN TO EQUALIZATION TANK 2 | DC COMPOSITE SAMPLER DRAIN TO EQUALIZATION TANK 2 | NON-HAZARDOUS | DRAIN | WST02-201-DC-00004-50-SS16 | 1000 | 50 | PN10 | 131242-WSW41-SH-M-1004 | 600 | 500 | 750 | 40 | 0 | 0 | 0 | 100 | NO | A351 Gr. CF8M | A276 Type 316 | BALL | HYPATITE PTFE |  | THREADED | HV3 |  | HEATON | HEATON | https://www.heaton-valves.com/ |  |  | sales@heaton-valves.com | CHINA | [7 empty] | OVS
0010292605 | AT_HVALVE | WST02-201-HV-0209 | C4B | 131242-WST02-DR-P-6000.dgn | BALL_VALVE | WST02 | 201 | DC | HV | 0209 |  | EQUALIZATION TANK 2 TO TRANSFER PUMP SAMPLING HAND VALVE | EQ TANK 2 TO TRANSFER P SAMPLING HV | NON-HAZARDOUS | SAMPLE | WST02-201-DC-00207-25-CSEL | 1000 | 25 | PN10 | 131242-WSW41-SH-M-1004 | 800 | 800 | 800 | 36 | 100 | 100 | 100 | 300 | NC | A351 Gr. CF8M | A276 Type 316 | BALL | HYPATITE PTFE |  | FLANGED | H SERIES |  | HEATON | HEATON | https://www.heaton-valves.com/ |  |  | sales@heaton-valves.com | CHINA | [7 empty] | OVS
0010292893 | AT_HVALVE | WST02-201-HV-0211 | C4B | 131242-WST02-DR-P-6001.dgn | KNIFE_GATE_VALVE | WST02 | 201 | DC | HV | 0211 |  | EQUALIZATION TANK TRANSFER PUMP B SUCTION HAND VALVE | EQ TANK TRANSFER P B SUCTION HV | NON-HAZARDOUS | ISOLATION | WST02-201-DC-00231-200-CSEL | 1000 | 200 | PN10 | 131242-WSW41-DR-M-5207 | 131700 | 6500 | 135000 | 36 | 70 | 22 | 22 | 200 | NO | DI WITH EPOXY COATING | SS316 | DISC | EPDM |  | FLANGED | MONO-A TYPE C102 |  | JASH | JASH | https://jashindia.com/ | +91-731- 2720143, 2721143 |  | info@jashindia.com | INDIA | [7 empty] | PURITEQ
0010292944 | AT_HVALVE | WST02-201-HV-0212 | C4B | 131242-WST02-DR-P-6001.dgn | BALL_VALVE | WST02 | 201 | DC | HV | 0212 |  | EQUALIZATION TANK TRANSFER PUMP B DISCHARGE PRESSURE TRANSMITTER HAND VALVE | EQ TANK TRANSFER P B DISCHARGE PIT HV | NON-HAZARDOUS | ISOLATION | WST02-201-DC-00235-25-CSEL | 1000 | 25 | PN10 | 131242-WSW41-SH-M-1004 | 0 | 0 | 0 | 36 | 122 | 95 | 95 | 300 | NO | A351 Gr. CF8M | A276 Type 316 | BALL | HYPATITE PTFE |  | FLANGED | H SERIES |  | HEATON | HEATON | https://www.heaton-valves.com/ |  |  | sales@heaton-valves.com | CHINA | [7 empty] | OVS
0010292910 | AT_HVALVE | WST02-201-HV-0213 | C4B | 131242-WST02-DR-P-6001.dgn | KNIFE_GATE_VALVE | WST02 | 201 | DC | HV | 0213 |  | EQUALIZATION TANK TRANSFER PUMP B DISCHARGE HAND VALVE | EQ TANK TRANSFER P B DISCHARGE HV | NON-HAZARDOUS | ISOLATION | WST02-201-DC-00207-150-CSEL | 1000 | 150 | PN10 | 131242-WSW41-DR-M-5203 | 131700 | 65000 | 135000 | 36 | 122 | 95 | 95 | 300 | NO | DI WITH EPOXY COATING | SS316 | DISC | EPDM |  | FLANGED | MONO-A TYPE C102 |  | JASH | JASH | https://jashindia.com/ | +91-731- 2720143, 2721143 |  | info@jashindia.com | INDIA | [7 empty] | PURITEQ
0010292862 | AT_HVALVE | WST02-201-HV-0215 | C4B | 131242-WST02-DR-P-6001.dgn | BALL_VALVE | WST02 | 201 | DC | HV | 0215 |  | EQUALIZATION TANK TRANSFER PUMP B SUCTION PIPE DRAIN HAND VALVE | EQ TANK TRANSFER P B SUCTION PIPE DRAIN HV | NON-HAZARDOUS | DRAIN | WST02-201-DC-00234-50-CSEL | 1000 | 50 | PN10 | 131242-WSW41-SH-M-1004 | 0 | 0 | 0 | 36 | 70 | 22 | 22 | 200 | NC | A351 Gr. CF8M | A276 Type 316 | BALL | HYPATITE PTFE |  | FLANGED | H SERIES |  | HEATON | HEATON | https://www.heaton-valves.com/ |  |  | sales@heaton-valves.com | CHINA | [7 empty] | OVS
0010298596 | AT_HVALVE | WST02-201-HV-0217 | C4B | 131242-WST02-DR-P-6001.dgn | BALL_VALVE | WST02 | 201 | DC | HV | 0217 |  | EQUALIZATION TANK TRANSFER PUMP B DISCHARGE PIPE DRAIN HAND VALVE | EQ TANK TRANSFER P B DISCHARGE PIPE DRAIN HV | NON-HAZARDOUS | DRAIN | WST02-201-DC-00236-50-CSEL | 1000 | 50 | PN10 | 131242-WSW41-SH-M-1004 | 0 | 0 | 0 | 36 | 123 | 95 | 95 | 300 | NC | A351 Gr. CF8M | A276 Type 316 | BALL | HYPATITE PTFE |  | FLANGED | H SERIES |  | HEATON | HEATON | https://www.heaton-valves.com/ |  |  | sales@heaton-valves.com | CHINA | [7 empty] | OVS
0010311203 | AT_HVALVE | WST02-201-HV-0218 | C4B | 131242-WST02-DR-P-6001.dgn | BALL_VALVE | WST02 | 201 | DC | HV | 0218 |  | EQUALIZATION TANK TRANSFER PUMP B DISCHARGE PIPE DRAIN HAND VALVE | EQ TANK TRANSFER P B DISCHARGE PIPE DRAIN HV | NON-HAZARDOUS | DRAIN | WST02-201-DC-00237-50-CSEL | 1000 | 50 | PN10 | 131242-WSW41-SH-M-1004 | 0 | 0 | 0 | 36 | 123 | 95 | 95 | 300 | NC | A351 Gr. CF8M | A276 Type 316 | BALL | HYPATITE PTFE |  | FLANGED | H SERIES |  | HEATON | HEATON | https://www.heaton-valves.com/ |  |  | sales@heaton-valves.com | CHINA | [7 empty] | OVS
0010329806 | AT_HVALVE | WST02-201-HV-0219 | C4B | 131242-WST02-DR-P-6001.dgn | BALL_VALVE | WST02 | 201 | DC | HV | 0219 |  | EQUALIZATION TANK TRANSFER PUMP B DISCHARGE PI HAND VALVE | EQ TANK TRANSFER P B DISCHARGE PI HV | NON-HAZARDOUS | ISOLATION | WST02-201-DC-00238-25-CSEL | 1000 | 25 | PN10 | 131242-WSW41-SH-M-1004 | 0 | 0 | 0 | 36 | 122 | 95 | 95 | 300 | NO | A351 Gr. CF8M | A276 Type 316 | BALL | HYPATITE PTFE |  | FLANGED | H SERIES |  | HEATON | HEATON | https://www.heaton-valves.com/ |  |  | sales@heaton-valves.com | CHINA | [7 empty] | OVS
0010293433 | AT_HVALVE | WST02-201-HV-0231 | C4B | 131242-WST02-DR-P-6004.dgn | KNIFE_GATE_VALVE | WST02 | 201 | DC | HV | 0231 |  | WASTE SLUDGE PUMP B SUCTION HAND VALVE | WASTE SLUDGE PUMP B SUCTION HAND VALVE | NON-HAZARDOUS | ISOLATION | WST02-201-DC-00215-150-CSEL | 1000 | 150 | PN10 | 131242-WSW41-DR-M-5203 | 60000 | 29000 | 60000 | 36 | 80 | 0 | 0 | 200 | NO | DI WITH EPOXY COATING | SS316 | DISC | EPDM |  | FLANGED | MONO-A TYPE C102 |  | JASH | JASH | https://jashindia.com/ | +91-731- 2720143, 2721143 |  | info@jashindia.com | INDIA | [7 empty] | PURITEQ
0010293330 | AT_HVALVE | WST02-201-HV-0232 | C4B | 131242-WST02-DR-P-6004.dgn | BALL_VALVE | WST02 | 201 | DC | HV | 0232 |  | WASTE SLUDGE PUMP B SUCTION PIPE DRAIN HAND VALVE | WASTE SLUDGE PUMP B SUCTION PIPE DRAIN HAND VALVE | NON-HAZARDOUS | DRAIN | WST02-201-DC-00218-50-CSEL | 1000 | 50 | PN10 | 131242-WSW41-SH-M-1004 | 0 | 0 | 0 | 36 | 80 | 0 | 0 | 200 | NC | A351 Gr. CF8M | A276 Type 316 | BALL | HYPATITE PTFE |  | FLANGED | H SERIES |  | HEATON | HEATON | https://www.heaton-valves.com/ |  |  | sales@heaton-valves.com | CHINA | [7 empty] | OVS
0010293426 | AT_HVALVE | WST02-201-HV-0233 | C4B | 131242-WST02-DR-P-6004.dgn | BALL_VALVE | WST02 | 201 | DC | HV | 0233 |  | WASTE SLUDGE PUMP B DISCHARGE PI HAND VALVE | WASTE SLUDGE PUMP B DISCHARGE PI HAND VALVE | NON-HAZARDOUS | ISOLATION | WST02-201-DC-00219-25-CSEL | 1000 | 25 | PN10 | 131242-WSW41-SH-M-1004 | 0 | 0 | 0 | 36 | 247 | 242 | 242 | 400 | NO | A351 Gr. CF8M | A276 Type 316 | BALL | HYPATITE PTFE |  | FLANGED | H SERIES |  | HEATON | HEATON | https://www.heaton-valves.com/ |  |  | sales@heaton-valves.com | CHINA | [7 empty] | OVS
0010293336 | AT_HVALVE | WST02-201-HV-0234 | C4B | 131242-WST02-DR-P-6004.dgn | BALL_VALVE | WST02 | 201 | DC | HV | 0234 |  | WASTE SLUDGE PUMP B DISCHARGE PRESSURE TRANSMITTER HAND VALVE | WASTE SLUDGE P B DISCHARGE PIT HV | NON-HAZARDOUS | ISOLATION | WST02-201-DC-00220-25-CSEL | 1000 | 25 | PN10 | 131242-WSW41-SH-M-1004 | 0 | 0 | 0 | 36 | 247 | 242 | 242 | 400 | NO | A351 Gr. CF8M | A276 Type 316 | BALL | HYPATITE PTFE |  | FLANGED | H SERIES |  | HEATON | HEATON | https://www.heaton-valves.com/ |  |  | sales@heaton-valves.com | CHINA | [7 empty] | OVS
0010293348 | AT_HVALVE | WST02-201-HV-0235 | C4B | 131242-WST02-DR-P-6004.dgn | KNIFE_GATE_VALVE | WST02 | 201 | DC | HV | 0235 |  | WASTE SLUDGE PUMP B DISCHARGE HAND VALVE | WASTE SLUDGE PUMP B DISCHARGE HAND VALVE | NON-HAZARDOUS | ISOLATION | WST02-201-DC-00216-150-CSEL | 1000 | 150 | PN10 | 131242-WSW41-DR-M-5203 | 60000 | 29000 | 60000 | 36 | 247 | 242 | 242 | 400 | NO | DI WITH EPOXY COATING | SS316 | DISC | EPDM |  | FLANGED | MONO-A TYPE C102 |  | JASH | JASH | https://jashindia.com/ | +91-731- 2720143, 2721143 |  | info@jashindia.com | INDIA | [7 empty] | PURITEQ
0010298935 | AT_HVALVE | WST02-201-HV-0236 | C4B | 131242-WST02-DR-P-6004.dgn | BALL_VALVE | WST02 | 201 | DC | HV | 0236 |  | WASTE SLUDGE PUMP B SUCTION PIPE DRAIN HAND VALVE | WASTE SLUDGE PUMP B SUCTION PIPE DRAIN HAND VALVE | NON-HAZARDOUS | DRAIN | WST02-201-DC-00221-50-CSEL | 1000 | 50 | PN10 | 131242-WSW41-SH-M-1004 | 0 | 0 | 0 | 36 | 247 | 242 | 242 | 400 | NC | A351 Gr. CF8M | A276 Type 316 | BALL | HYPATITE PTFE |  | FLANGED | H SERIES |  | HEATON | HEATON | https://www.heaton-valves.com/ |  |  | sales@heaton-valves.com | CHINA | [7 empty] | OVS
0010300901 | AT_HVALVE | WST02-201-HV-0241 | C4B | 131242-WST02-DR-P-6002.dgn | BALL_VALVE | WST02 | 201 | DC | HV | 0241 |  | LAMELLA CLARIFIER 2 DISCHARGE SAMPLING HAND VALVE | LAMELLA CLARIFIER 2 DISCHARGE SAMPLING HAND VALVE | NON-HAZARDOUS | SAMPLE | WST02-201-DC-00240-25-CSEL | 1000 | 25 | PN10 | 131242-WSW41-SH-M-1004 | 0 | 0 | 0 | 36 | 72 | 0 | 0 | 200 | NC | A351 Gr. CF8M | A276 Type 316 | BALL | HYPATITE PTFE |  | FLANGED | H SERIES |  | HEATON | HEATON | https://www.heaton-valves.com/ |  |  | sales@heaton-valves.com | CHINA | [7 empty] | OVS
0010307641 | AT_HVALVE | WST02-201-HV-0243 | C4B | 131242-WST02-DR-P-6002.dgn | KNIFE_GATE_VALVE | WST02 | 201 | DC | HV | 0243 |  | LAMELLA CLARIFIER 2 DISCHARGE HAND VALVE | LAMELLA CLARIFIER 2 DISCHARGE HAND VALVE | NON-HAZARDOUS | ISOLATION | WST02-201-DC-00209-200-CSEL | 1000 | 200 | PN10 | 131242-WSW41-DR-M-5207 | 131700 | 65000 | 135000 | 36 | 72 | 72 | 72 | 200 | LO | DI WITH EPOXY COATING | SS316 | DISC | EPDM |  | FLANGED | MONO-A TYPE C102 |  | JASH | JASH | https://jashindia.com/ | +91-731- 2720143, 2721143 |  | info@jashindia.com | INDIA | [7 empty] | PURITEQ
0010329829 | AT_HVALVE | WST02-201-HV-0245 | C4B | 131242-WST02-DR-P-6002.dgn | BALL_VALVE | WST02 | 201 | DC | HV | 0245 |  | LAMELLA CLARIFIER 2 WASTE SLUDGE SAMPLING HAND VALVE | LAMELLA CLARIFIER 2 WASTE SLUDGE SAMPLING HV | NON-HAZARDOUS | SAMPLE | WST02-201-DC-00225-25-CSEL | 1000 | 25 | PN10 | 131242-WSW41-SH-M-1004 | 0 | 0 | 0 | 36 | 80 | 0 | 0 | 200 | NC | A351 Gr. CF8M | A276 Type 316 | BALL | HYPATITE PTFE |  | FLANGED | H SERIES |  | HEATON | HEATON | https://www.heaton-valves.com/ |  |  | sales@heaton-valves.com | CHINA | [7 empty] | OVS
0010301060 | AT_HVALVE | WST02-201-HV-0250 | C4B | 131242-WST02-DR-P-6000.dgn | BALL_VALVE | WST02 | 201 | DC | HV | 0250 |  | EQUALIZATION TANK 2 OUTLET TO SAMPLING PUMP B HAND VALVE | EQ TANK 2 OUTLET TO SAMPLING P B HV | NON-HAZARDOUS | ISOLATION | WST02-201-DC-00250-40-SS16 | 1000 | 40 | PN10 | 131242-WSW41-SH-M-1004 | 800 | 800 | 800 | 36 | 50 | 50 | 50 | 200 | NO | A351 Gr. CF8M | A276 Type 316 | BALL | HYPATITE PTFE |  | THREADED | HV3 |  | HEATON | HEATON | https://www.heaton-valves.com/ |  |  | sales@heaton-valves.com | CHINA | [7 empty] | OVS
0010301072 | AT_HVALVE | WST02-201-HV-0251 | C4B | 131242-WST02-DR-P-6000.dgn | BALL_VALVE | WST02 | 201 | DC | HV | 0251 |  | EQUALIZATION TANK 2 OUTLET TO SAMPLING PUMP B SUCTION DRAIN HAND VALVE | EQ TANK 2 OUTLET TO SAMPLING P B SUCTION DRAIN HV | NON-HAZARDOUS | DRAIN | WST02-201-DC-00251-25-SS16 | 1000 | 25 | PN10 | 131242-WSW41-SH-M-1004 | 0 | 0 | 800 | 36 | 50 | 50 | 50 | 200 | NC | A351 Gr. CF8M | A276 Type 316 | BALL | HYPATITE PTFE |  | THREADED | HV3 |  | HEATON | HEATON | https://www.heaton-valves.com/ |  |  | sales@heaton-valves.com | CHINA | [7 empty] | OVS
0010301073 | AT_HVALVE | WST02-201-HV-0252 | C4B | 131242-WST02-DR-P-6000.dgn | BALL_VALVE | WST02 | 201 | DC | HV | 0252 |  | SAMPLING PUMP B DISCHARGE DRAIN HAND VALVE | SAMPLING PUMP B DISCHARGE DRAIN HAND VALVE | NON-HAZARDOUS | DRAIN | WST02-201-DC-00252-25-SS16 | 1000 | 25 | PN10 | 131242-WSW41-SH-M-1004 | 0 | 0 | 800 | 36 | 100 | 100 | 100 | 300 | NC | A351 Gr. CF8M | A276 Type 316 | BALL | HYPATITE PTFE |  | THREADED | HV3 |  | HEATON | HEATON | https://www.heaton-valves.com/ |  |  | sales@heaton-valves.com | CHINA | [7 empty] | OVS
0010307317 | AT_HVALVE | WST02-201-HV-0253 | C4B | 131242-WST02-DR-P-6000.dgn | BALL_VALVE | WST02 | 201 | DC | HV | 0253 |  | SAMPLING PUMP B DISCHARGE PI HAND VALVE | SAMPLING PUMP B DISCHARGE PI HAND VALVE | NON-HAZARDOUS | ISOLATION | WST02-201-DC-00253-25-SS16 | 1000 | 25 | PN10 | 131242-WSW41-SH-M-1004 | 0 | 0 | 0 | 36 | 100 | 100 | 100 | 300 | NO | A351 Gr. CF8M | A276 Type 316 | BALL | HYPATITE PTFE |  | THREADED | HV3 |  | HEATON | HEATON | https://www.heaton-valves.com/ |  |  | sales@heaton-valves.com | CHINA | [7 empty] | OVS
0010301076 | AT_HVALVE | WST02-201-HV-0254 | C4B | 131242-WST02-DR-P-6000.dgn | BALL_VALVE | WST02 | 201 | DC | HV | 0254 |  | SAMPLING PUMP B DISCHARGE PRESSURE TRANSMITTER HAND VALVE | SAMPLING P B DISCHARGE PIT HV | NON-HAZARDOUS | ISOLATION | WST02-201-DC-00254-25-SS16 | 1000 | 25 | PN10 | 131242-WSW41-SH-M-1004 | 0 | 0 | 0 | 36 | 100 | 100 | 100 | 300 | NO | A351 Gr. CF8M | A276 Type 316 | BALL | HYPATITE PTFE |  | THREADED | HV3 |  | HEATON | HEATON | https://www.heaton-valves.com/ |  |  | sales@heaton-valves.com | CHINA | [7 empty] | OVS
0010311172 | AT_HVALVE | WST02-201-HV-0255 | C4B | 131242-WST02-DR-P-6000.dgn | BALL_VALVE | WST02 | 201 | DC | HV | 0255 |  | SAMPLING PUMP B DISCHARGE HAND VALVE | SAMPLING PUMP B DISCHARGE HAND VALVE | NON-HAZARDOUS | ISOLATION | WST02-201-DC-00255-40-SS16 | 1000 | 40 | PN10 | 131242-WSW41-SH-M-1004 | 800 | 800 | 800 | 36 | 100 | 100 | 100 | 300 | NO | A351 Gr. CF8M | A276 Type 316 | BALL | HYPATITE PTFE |  | THREADED | HV3 |  | HEATON | HEATON | https://www.heaton-valves.com/ |  |  | sales@heaton-valves.com | CHINA | [7 empty] | OVS
0010331381 | AT_HVALVE | WST02-201-HV-0256 | C4B | 131242-WST02-DR-P-6000.dgn | BALL_VALVE | WST02 | 201 | DC | HV | 0256 |  | EQUALIZATION TANK 2 AMMONIA SENSOR FLOWCELL INLET HAND VALVE | EQ Tank 2 AMMONIA SENSOR FLOWCELL INLET HV | NON-HAZARDOUS | ISOLATION | WST02-201-DC-00258-25-SS16 | 1000 | 25 | PN10 | 131242-WSW41-SH-M-1004 | 600 | 600 | 600 | 36 | 100 | 100 | 100 | 300 | NO | A351 Gr. CF8M | A276 Type 316 | BALL | HYPATITE PTFE |  | THREADED | HV3 |  | HEATON | HEATON | https://www.heaton-valves.com/ |  |  | sales@heaton-valves.com | CHINA | [7 empty] | OVS
0010335650 | AT_HVALVE | WST02-201-HV-0256A | C4B | 131242-WST02-DR-P-6000.dgn | BALL_VALVE | WST02 | 201 | DC | HV | 0256 | A | EQUALIZATION TANK 2 AMMONIA SENSOR FLOWCELL INLET HAND VALVE 2 | EQ TANK 2 AMMONIA SENSOR FLOWCELL INLET HV 2 | NON-HAZARDOUS | ISOLATION | WST02-201-DC-00258-25-SS16 | 1000 | 25 | PN10 | 131242-WSW41-SH-M-1004 | 600 | 600 | 600 | 36 | 100 | 100 | 100 | 300 | NO | A351 Gr. CF8M | A276 Type 316 | BALL | HYPATITE PTFE |  | THREADED | HV3 |  | HEATON | HEATON | https://www.heaton-valves.com/ |  |  | sales@heaton-valves.com | CHINA | [7 empty] | OVS
0010331382 | AT_HVALVE | WST02-201-HV-0257 | C4B | 131242-WST02-DR-P-6000.dgn | BALL_VALVE | WST02 | 201 | DC | HV | 0257 |  | EQUALIZATION Tank 2 AMMONIA SENSOR FLOWCELL OUTLET HAND VALVE | EQ Tank 2 AMMONIA SENSOR FLOWCELL OUTLET HV | NON-HAZARDOUS | ISOLATION | WST02-201-DC-00258-25-SS16 | 1000 | 25 | PN10 | 131242-WSW41-SH-M-1004 | 600 | 600 | 600 | 36 | 100 | 100 | 100 | 300 | NO | A351 Gr. CF8M | A276 Type 316 | BALL | HYPATITE PTFE |  | THREADED | HV3 |  | HEATON | HEATON | https://www.heaton-valves.com/ |  |  | sales@heaton-valves.com | CHINA | [7 empty] | OVS
0010331383 | AT_HVALVE | WST02-201-HV-0258 | C4B | 131242-WST02-DR-P-6000.dgn | BALL_VALVE | WST02 | 201 | DC | HV | 0258 |  | EQUALIZATION Tank 2 TSS SENSOR FLOWCELL INLET HAND VALVE | EQ Tank 2 TSS SENSOR FLOWCELL INLET HV | NON-HAZARDOUS | ISOLATION | WST02-201-DC-00259-25-SS16 | 1000 | 25 | PN10 | 131242-WSW41-SH-M-1004 | 100 | 100 | 100 | 36 | 100 | 100 | 100 | 300 | NO | A351 Gr. CF8M | A276 Type 316 | BALL | HYPATITE PTFE |  | THREADED | HV3 |  | HEATON | HEATON | https://www.heaton-valves.com/ |  |  | sales@heaton-valves.com | CHINA | [7 empty] | OVS
0010335651 | AT_HVALVE | WST02-201-HV-0258A | C4B | 131242-WST02-DR-P-6000.dgn | BALL_VALVE | WST02 | 201 | DC | HV | 0258 | A | EQUALIZATION TANK 2 TSS SENSOR FLOWCELL INLET HAND VALVE 2 | EQ TANK 2 TSS SENSOR FLOWCELL INLET HV 2 | NON-HAZARDOUS | ISOLATION | WST02-201-DC-00259-25-SS16 | 1000 | 25 | PN10 | 131242-WSW41-SH-M-1004 | 100 | 100 | 100 | 36 | 100 | 100 | 100 | 300 | NO | A351 Gr. CF8M | A276 Type 316 | BALL | HYPATITE PTFE |  | THREADED | HV3 |  | HEATON | HEATON | https://www.heaton-valves.com/ |  |  | sales@heaton-valves.com | CHINA | [7 empty] | OVS
0010331384 | AT_HVALVE | WST02-201-HV-0259 | C4B | 131242-WST02-DR-P-6000.dgn | BALL_VALVE | WST02 | 201 | DC | HV | 0259 |  | EQUALIZATION Tank 2 TSS SENSOR FLOWCELL OUTLET HAND VALVE | EQ Tank 2 TSS SENSOR FLOWCELL OUTLET HV | NON-HAZARDOUS | ISOLATION | WST02-201-DC-00259-25-SS16 | 1000 | 25 | PN10 | 131242-WSW41-SH-M-1004 | 100 | 100 | 100 | 36 | 100 | 100 | 100 | 300 | NO | A351 Gr. CF8M | A276 Type 316 | BALL | HYPATITE PTFE |  | THREADED | HV3 |  | HEATON | HEATON | https://www.heaton-valves.com/ |  |  | sales@heaton-valves.com | CHINA | [7 empty] | OVS
0010331369 | AT_HVALVE | WST02-201-HV-0260 | C4B | 131242-WST02-DR-P-6000.dgn | BALL_VALVE | WST02 | 201 | DC | HV | 0260 |  | EQUALIZATION Tank 2 pH SENSOR FLOWCELL INLET HAND VALVE | EQ Tank 2 pH SENSOR FLOWCELL INLET HV | NON-HAZARDOUS | ISOLATION | WST02-201-DC-00260-25-SS16 | 1000 | 25 | PN10 | 131242-WSW41-SH-M-1004 | 40 | 40 | 40 | 36 | 100 | 100 | 100 | 300 | NO | A351 Gr. CF8M | A276 Type 316 | BALL | HYPATITE PTFE |  | THREADED | HV3 |  | HEATON | HEATON | https://www.heaton-valves.com/ |  |  | sales@heaton-valves.com | CHINA | [7 empty] | OVS
0010335652 | AT_HVALVE | WST02-201-HV-0260A | C4B | 131242-WST02-DR-P-6000.dgn | BALL_VALVE | WST02 | 201 | DC | HV | 0260 | A | EQUALIZATION TANK 2 pH SENSOR FLOWCELL INLET HAND VALVE 2 | EQ TANK 2 pH SENSOR FLOWCELL INLET HV 2 | NON-HAZARDOUS | ISOLATION | WST02-201-DC-00260-25-SS16 | 1000 | 25 | PN10 | 131242-WSW41-SH-M-1004 | 40 | 40 | 40 | 36 | 100 | 100 | 100 | 300 | NO | A351 Gr. CF8M | A276 Type 316 | BALL | HYPATITE PTFE |  | THREADED | HV3 |  | HEATON | HEATON | https://www.heaton-valves.com/ |  |  | sales@heaton-valves.com | CHINA | [7 empty] | OVS
0010331368 | AT_HVALVE | WST02-201-HV-0261 | C4B | 131242-WST02-DR-P-6000.dgn | BALL_VALVE | WST02 | 201 | DC | HV | 0261 |  | EQUALIZATION Tank 2 pH SENSOR FLOWCELL OUTLET HAND VALVE | EQ Tank 2 pH SENSOR FLOWCELL OUTLET HV | NON-HAZARDOUS | ISOLATION | WST02-201-DC-00260-25-SS16 | 1000 | 25 | PN10 | 131242-WSW41-SH-M-1004 | 40 | 40 | 40 | 36 | 100 | 100 | 100 | 300 | NO | A351 Gr. CF8M | A276 Type 316 | BALL | HYPATITE PTFE |  | THREADED | HV3 |  | HEATON | HEATON | https://www.heaton-valves.com/ |  |  | sales@heaton-valves.com | CHINA | [7 empty] | OVS
0010292936 | AT_HVALVE | WST02-201-HV-0311 | C4B | 131242-WST02-DR-P-6001.dgn | KNIFE_GATE_VALVE | WST02 | 201 | DC | HV | 0311 |  | EQUALIZATION TANK TRANSFER PUMP C SUCTION HAND VALVE | EQ TANK TRANSFER P C SUCTION HV | NON-HAZARDOUS | ISOLATION | WST02-201-DC-00331-200-CSEL | 1000 | 200 | PN10 | 131242-WSW41-DR-M-5207 | 131700 | 65000 | 135000 | 36 | 70 | 22 | 22 | 200 | NO | DI WITH EPOXY COATING | SS316 | DISC | EPDM |  | FLANGED | MONO-A TYPE C102 |  | JASH | JASH | https://jashindia.com/ | +91-731- 2720143, 2721143 |  | info@jashindia.com | INDIA | [7 empty] | PURITEQ
0010292836 | AT_HVALVE | WST02-201-HV-0312 | C4B | 131242-WST02-DR-P-6001.dgn | BALL_VALVE | WST02 | 201 | DC | HV | 0312 |  | EQUALIZATION TANK TRANSFER PUMP C DISCHARGE PRESSURE TRANSMITTER HAND VALVE | EQ TANK TRANSFER P C DISCHARGE PIT HV | NON-HAZARDOUS | ISOLATION | WST02-201-DC-00335-25-CSEL | 1000 | 25 | PN10 | 131242-WSW41-SH-M-1004 | 0 | 0 | 0 | 36 | 122 | 95 | 95 | 300 | NO | A351 Gr. CF8M | A276 Type 316 | BALL | HYPATITE PTFE |  | FLANGED | H SERIES |  | HEATON | HEATON | https://www.heaton-valves.com/ |  |  | sales@heaton-valves.com | CHINA | [7 empty] | OVS
0010292942 | AT_HVALVE | WST02-201-HV-0313 | C4B | 131242-WST02-DR-P-6001.dgn | KNIFE_GATE_VALVE | WST02 | 201 | DC | HV | 0313 |  | EQUALIZATION TANK TRANSFER PUMP C DISCHARGE HAND VALVE | EQ TANK TRANSFER P C DISCHARGE HV | NON-HAZARDOUS | ISOLATION | WST02-201-DC-00307-150-CSEL | 1000 | 150 | PN10 | 131242-WSW41-DR-M-5203 | 131700 | 65000 | 135000 | 36 | 122 | 95 | 95 | 300 | NO | DI WITH EPOXY COATING | SS316 | DISC | EPDM |  | FLANGED | MONO-A TYPE C102 |  | JASH | JASH | https://jashindia.com/ | +91-731- 2720143, 2721143 |  | info@jashindia.com | INDIA | [7 empty] | PURITEQ
0010292933 | AT_HVALVE | WST02-201-HV-0315 | C4B | 131242-WST02-DR-P-6001.dgn | BALL_VALVE | WST02 | 201 | DC | HV | 0315 |  | EQUALIZATION TANK TRANSFER PUMP C SUCTION PIPE DRAIN HAND VALVE | EQ TANK TRANSFER P C SUCTION PIPE DRAIN HV | NON-HAZARDOUS | DRAIN | WST02-201-DC-00334-50-CSEL | 1000 | 50 | PN10 | 131242-WSW41-SH-M-1004 | 0 | 0 | 0 | 36 | 70 | 22 | 22 | 200 | NC | A351 Gr. CF8M | A276 Type 316 | BALL | HYPATITE PTFE |  | FLANGED | H SERIES |  | HEATON | HEATON | https://www.heaton-valves.com/ |  |  | sales@heaton-valves.com | CHINA | [7 empty] | OVS
0010298583 | AT_HVALVE | WST02-201-HV-0317 | C4B | 131242-WST02-DR-P-6001.dgn | BALL_VALVE | WST02 | 201 | DC | HV | 0317 |  | EQUALIZATION TANK TRANSFER PUMP C DISCHARGE PIPE DRAIN HAND VALVE | EQ TANK TRANSFER P C DISCHARGE PIPE DRAIN HV | NON-HAZARDOUS | DRAIN | WST02-201-DC-00336-50-CSEL | 1000 | 50 | PN10 | 131242-WSW41-SH-M-1004 | 0 | 0 | 0 | 36 | 123 | 95 | 95 | 300 | NC | A351 Gr. CF8M | A276 Type 316 | BALL | HYPATITE PTFE |  | FLANGED | H SERIES |  | HEATON | HEATON | https://www.heaton-valves.com/ |  |  | sales@heaton-valves.com | CHINA | [7 empty] | OVS
0010311205 | AT_HVALVE | WST02-201-HV-0318 | C4B | 131242-WST02-DR-P-6001.dgn | BALL_VALVE | WST02 | 201 | DC | HV | 0318 |  | EQUALIZATION TANK TRANSFER PUMP C DISCHARGE PIPE DRAIN HAND VALVE | EQ TANK TRANSFER P C DISCHARGE PIPE DRAIN HV | NON-HAZARDOUS | DRAIN | WST02-201-DC-00437-50-CSEL | 1000 | 50 | PN10 | 131242-WSW41-SH-M-1004 | 0 | 0 | 0 | 36 | 123 | 95 | 95 | 300 | NC | A351 Gr. CF8M | A276 Type 316 | BALL | HYPATITE PTFE |  | FLANGED | H SERIES |  | HEATON | HEATON | https://www.heaton-valves.com/ |  |  | sales@heaton-valves.com | CHINA | [7 empty] | OVS
0010329812 | AT_HVALVE | WST02-201-HV-0319 | C4B | 131242-WST02-DR-P-6001.dgn | BALL_VALVE | WST02 | 201 | DC | HV | 0319 |  | EQUALIZATION TANK TRANSFER PUMP C DISCHARGE PI HAND VALVE | EQ TANK TRANSFER P C DISCHARGE PI HV | NON-HAZARDOUS | ISOLATION | WST02-201-DC-00338-25-CSEL | 1000 | 25 | PN10 | 131242-WSW41-SH-M-1004 | 0 | 0 | 0 | 36 | 122 | 95 | 95 | 300 | NO | A351 Gr. CF8M | A276 Type 316 | BALL | HYPATITE PTFE |  | FLANGED | H SERIES |  | HEATON | HEATON | https://www.heaton-valves.com/ |  |  | sales@heaton-valves.com | CHINA | [7 empty] | OVS
0010293321 | AT_HVALVE | WST02-201-HV-0331 | C4B | 131242-WST02-DR-P-6004.dgn | KNIFE_GATE_VALVE | WST02 | 201 | DC | HV | 0331 |  | WASTE SLUDGE PUMP C SUCTION HAND VALVE | WASTE SLUDGE PUMP C SUCTION HAND VALVE | NON-HAZARDOUS | ISOLATION | WST02-201-DC-00315-150-CSEL | 1000 | 150 | PN10 | 131242-WSW41-DR-M-5203 | 40000 | 19000 | 40000 | 36 | 80 | 0 | 0 | 200 | NO | DI WITH EPOXY COATING | SS316 | DISC | EPDM |  | FLANGED | MONO-A TYPE C102 |  | JASH | JASH | https://jashindia.com/ | +91-731- 2720143, 2721143 |  | info@jashindia.com | INDIA | [7 empty] | PURITEQ
0010293313 | AT_HVALVE | WST02-201-HV-0332 | C4B | 131242-WST02-DR-P-6004.dgn | BALL_VALVE | WST02 | 201 | DC | HV | 0332 |  | WASTE SLUDGE PUMP C SUCTION PIPE DRAIN HAND VALVE | WASTE SLUDGE PUMP C SUCTION PIPE DRAIN HAND VALVE | NON-HAZARDOUS | DRAIN | WST02-201-DC-00318-50-CSEL | 1000 | 50 | PN10 | 131242-WSW41-SH-M-1004 | 0 | 0 | 0 | 36 | 80 | 0 | 0 | 200 | NC | A351 Gr. CF8M | A276 Type 316 | BALL | HYPATITE PTFE |  | FLANGED | H SERIES |  | HEATON | HEATON | https://www.heaton-valves.com/ |  |  | sales@heaton-valves.com | CHINA | [7 empty] | OVS
0010293359 | AT_HVALVE | WST02-201-HV-0333 | C4B | 131242-WST02-DR-P-6004.dgn | BALL_VALVE | WST02 | 201 | DC | HV | 0333 |  | WASTE SLUDGE PUMP C DISCHARGE PI HAND VALVE | WASTE SLUDGE PUMP C DISCHARGE PI HAND VALVE | NON-HAZARDOUS | ISOLATION | WST02-201-DC-00319-25-CSEL | 1000 | 25 | PN10 | 131242-WSW41-SH-M-1004 | 0 | 0 | 0 | 36 | 244 | 242 | 242 | 400 | NO | A351 Gr. CF8M | A276 Type 316 | BALL | HYPATITE PTFE |  | FLANGED | H SERIES |  | HEATON | HEATON | https://www.heaton-valves.com/ |  |  | sales@heaton-valves.com | CHINA | [7 empty] | OVS
0010293397 | AT_HVALVE | WST02-201-HV-0334 | C4B | 131242-WST02-DR-P-6004.dgn | BALL_VALVE | WST02 | 201 | DC | HV | 0334 |  | WASTE SLUDGE PUMP C DISCHARGE PRESSURE TRANSMITTER HAND VALVE | WASTE SLUDGE P C DISCHARGE PIT HV | NON-HAZARDOUS | ISOLATION | WST02-201-DC-00320-25-CSEL | 1000 | 25 | PN10 | 131242-WSW41-SH-M-1004 | 0 | 0 | 0 | 36 | 244 | 242 | 242 | 400 | NO | A351 Gr. CF8M | A276 Type 316 | BALL | HYPATITE PTFE |  | FLANGED | H SERIES |  | HEATON | HEATON | https://www.heaton-valves.com/ |  |  | sales@heaton-valves.com | CHINA | [7 empty] | OVS
0010293345 | AT_HVALVE | WST02-201-HV-0335 | C4B | 131242-WST02-DR-P-6004.dgn | KNIFE_GATE_VALVE | WST02 | 201 | DC | HV | 0335 |  | WASTE SLUDGE PUMP C DISCHARGE HAND VALVE | WASTE SLUDGE PUMP C DISCHARGE HAND VALVE | NON-HAZARDOUS | ISOLATION | WST02-201-DC-00316-150-CSEL | 1000 | 150 | PN10 | 131242-WSW41-DR-M-5203 | 40000 | 19000 | 40000 | 36 | 244 | 242 | 242 | 400 | NO | DI WITH EPOXY COATING | SS316 | DISC | EPDM |  | FLANGED | MONO-A TYPE C102 |  | JASH | JASH | https://jashindia.com/ | +91-731- 2720143, 2721143 |  | info@jashindia.com | INDIA | [7 empty] | PURITEQ
0010298936 | AT_HVALVE | WST02-201-HV-0336 | C4B | 131242-WST02-DR-P-6004.dgn | BALL_VALVE | WST02 | 201 | DC | HV | 0336 |  | WASTE SLUDGE PUMP C SUCTION PIPE DRAIN HAND VALVE | WASTE SLUDGE PUMP C SUCTION PIPE DRAIN HAND VALVE | NON-HAZARDOUS | DRAIN | WST02-201-DC-00321-50-CSEL | 1000 | 50 | PN10 | 131242-WSW41-SH-M-1004 | 0 | 0 | 0 | 36 | 244 | 242 | 242 | 400 | NC | A351 Gr. CF8M | A276 Type 316 | BALL | HYPATITE PTFE |  | FLANGED | H SERIES |  | HEATON | HEATON | https://www.heaton-valves.com/ |  |  | sales@heaton-valves.com | CHINA | [7 empty] | OVS
0010300923 | AT_HVALVE | WST02-201-HV-0341 | C4B | 131242-WST02-DR-P-6003.dgn | BALL_VALVE | WST02 | 201 | DC | HV | 0341 |  | LAMELLA CLARIFIER 3 DISCHARGE SAMPLING HAND VALVE | LAMELLA CLARIFIER 3 DISCHARGE SAMPLING HAND VALVE | NON-HAZARDOUS | SAMPLE | WST02-201-DC-00340-25-CSEL | 1000 | 25 | PN10 | 131242-WSW41-SH-M-1004 | 0 | 0 | 0 | 36 | 72 | 0 | 0 | 200 | NC | A351 Gr. CF8M | A276 Type 316 | BALL | HYPATITE PTFE |  | FLANGED | H SERIES |  | HEATON | HEATON | https://www.heaton-valves.com/ |  |  | sales@heaton-valves.com | CHINA | [7 empty] | OVS
0010307647 | AT_HVALVE | WST02-201-HV-0343 | C4B | 131242-WST02-DR-P-6003.dgn | KNIFE_GATE_VALVE | WST02 | 201 | DC | HV | 0343 |  | LAMELLA CLARIFIER 3 DISCHARGE HAND VALVE | LAMELLA CLARIFIER 3 DISCHARGE HAND VALVE | NON-HAZARDOUS | ISOLATION | WST02-201-DC-00309-200-CSEL | 1000 | 200 | PN10 | 131242-WSW41-DR-M-5207 | 131700 | 65000 | 135000 | 36 | 72 | 72 | 72 | 200 | LO | DI WITH EPOXY COATING | SS316 | DISC | EPDM |  | FLANGED | MONO-A TYPE C102 |  | JASH | JASH | https://jashindia.com/ | +91-731- 2720143, 2721143 |  | info@jashindia.com | INDIA | [7 empty] | PURITEQ
0010329846 | AT_HVALVE | WST02-201-HV-0345 | C4B | 131242-WST02-DR-P-6003.dgn | BALL_VALVE | WST02 | 201 | DC | HV | 0345 |  | LAMELLA CLARIFIER 3 WASTE SLUDGE SAMPLING HAND VALVE | LAMELLA CLARIFIER 3 WASTE SLUDGE SAMPLING HV | NON-HAZARDOUS | SAMPLE | WST02-201-DC-00325-25-CSEL | 1000 | 25 | PN10 | 131242-WSW41-SH-M-1004 | 0 | 0 | 0 | 36 | 80 | 0 | 0 | 200 | NC | A351 Gr. CF8M | A276 Type 316 | BALL | HYPATITE PTFE |  | FLANGED | H SERIES |  | HEATON | HEATON | https://www.heaton-valves.com/ |  |  | sales@heaton-valves.com | CHINA | [7 empty] | OVS
0010292926 | AT_HVALVE | WST02-201-HV-0411 | C4B | 131242-WST02-DR-P-6001.dgn | KNIFE_GATE_VALVE | WST02 | 201 | DC | HV | 0411 |  | EQUALIZATION TANK TRANSFER PUMP D SUCTION HAND VALVE | EQ TANK TRANSFER P D SUCTION HV | NON-HAZARDOUS | ISOLATION | WST02-201-DC-00431-200-CSEL | 1000 | 200 | PN10 | 131242-WSW41-DR-M-5207 | 131700 | 65000 | 135000 | 36 | 70 | 22 | 22 | 200 | NO | DI WITH EPOXY COATING | SS316 | DISC | EPDM |  | FLANGED | MONO-A TYPE C102 |  | JASH | JASH | https://jashindia.com/ | +91-731- 2720143, 2721143 |  | info@jashindia.com | INDIA | [7 empty] | PURITEQ
0010292924 | AT_HVALVE | WST02-201-HV-0412 | C4B | 131242-WST02-DR-P-6001.dgn | BALL_VALVE | WST02 | 201 | DC | HV | 0412 |  | EQUALIZATION TANK TRANSFER PUMP D DISCHARGE PRESSURE TRANSMITTER HAND VALVE | EQ TANK TRANSFER P D DISCHARGE PIT HV | NON-HAZARDOUS | ISOLATION | WST02-201-DC-00435-25-CSEL | 1000 | 25 | PN10 | 131242-WSW41-SH-M-1004 | 0 | 0 | 0 | 36 | 122 | 95 | 95 | 300 | NO | A351 Gr. CF8M | A276 Type 316 | BALL | HYPATITE PTFE |  | FLANGED | H SERIES |  | HEATON | HEATON | https://www.heaton-valves.com/ |  |  | sales@heaton-valves.com | CHINA | [7 empty] | OVS
0010292957 | AT_HVALVE | WST02-201-HV-0413 | C4B | 131242-WST02-DR-P-6001.dgn | KNIFE_GATE_VALVE | WST02 | 201 | DC | HV | 0413 |  | EQUALIZATION TANK TRANSFER PUMP D DISCHARGE HAND VALVE | EQ TANK TRANSFER P D DISCHARGE HV | NON-HAZARDOUS | ISOLATION | WST02-201-DC-00407-150-CSEL | 1000 | 150 | PN10 | 131242-WSW41-DR-M-5203 | 131700 | 65000 | 135000 | 36 | 122 | 95 | 95 | 300 | NO | DI WITH EPOXY COATING | SS316 | DISC | EPDM |  | FLANGED | MONO-A TYPE C102 |  | JASH | JASH | https://jashindia.com/ | +91-731- 2720143, 2721143 |  | info@jashindia.com | INDIA | [7 empty] | PURITEQ
0010292850 | AT_HVALVE | WST02-201-HV-0415 | C4B | 131242-WST02-DR-P-6001.dgn | BALL_VALVE | WST02 | 201 | DC | HV | 0415 |  | EQUALIZATION TANK TRANSFER PUMP D SUCTION PIPE DRAIN HAND VALVE | EQ TANK TRANSFER P D SUCTION PIPE DRAIN HV | NON-HAZARDOUS | DRAIN | WST02-201-DC-00434-50-CSEL | 1000 | 50 | PN10 | 131242-WSW41-SH-M-1004 | 0 | 0 | 0 | 36 | 70 | 22 | 22 | 200 | NC | A351 Gr. CF8M | A276 Type 316 | BALL | HYPATITE PTFE |  | FLANGED | H SERIES |  | HEATON | HEATON | https://www.heaton-valves.com/ |  |  | sales@heaton-valves.com | CHINA | [7 empty] | OVS
0010298605 | AT_HVALVE | WST02-201-HV-0417 | C4B | 131242-WST02-DR-P-6001.dgn | BALL_VALVE | WST02 | 201 | DC | HV | 0417 |  | EQUALIZATION TANK TRANSFER PUMP D DISCHARGE PIPE DRAIN HAND VALVE | EQ TANK TRANSFER P D DISCHARGE PIPE DRAIN HV | NON-HAZARDOUS | DRAIN | WST02-201-DC-00436-50-CSEL | 1000 | 50 | PN10 | 131242-WSW41-SH-M-1004 | 0 | 0 | 0 | 36 | 123 | 95 | 95 | 300 | NC | A351 Gr. CF8M | A276 Type 316 | BALL | HYPATITE PTFE |  | FLANGED | H SERIES |  | HEATON | HEATON | https://www.heaton-valves.com/ |  |  | sales@heaton-valves.com | CHINA | [7 empty] | OVS
0010311206 | AT_HVALVE | WST02-201-HV-0418 | C4B | 131242-WST02-DR-P-6001.dgn | BALL_VALVE | WST02 | 201 | DC | HV | 0418 |  | EQUALIZATION TANK TRANSFER PUMP D DISCHARGE PIPE DRAIN HAND VALVE | EQ TANK TRANSFER P D DISCHARGE PIPE DRAIN HV | NON-HAZARDOUS | DRAIN | WST02-201-DC-00537-50-CSEL | 1000 | 50 | PN10 | 131242-WSW41-SH-M-1004 | 0 | 0 | 0 | 36 | 123 | 95 | 95 | 300 | NC | A351 Gr. CF8M | A276 Type 316 | BALL | HYPATITE PTFE |  | FLANGED | H SERIES |  | HEATON | HEATON | https://www.heaton-valves.com/ |  |  | sales@heaton-valves.com | CHINA | [7 empty] | OVS
0010329815 | AT_HVALVE | WST02-201-HV-0419 | C4B | 131242-WST02-DR-P-6001.dgn | BALL_VALVE | WST02 | 201 | DC | HV | 0419 |  | EQUALIZATION TANK TRANSFER PUMP D DISCHARGE PI HAND VALVE | EQ TANK TRANSFER P D DISCHARGE PI HV | NON-HAZARDOUS | ISOLATION | WST02-201-DC-00438-25-CSEL | 1000 | 25 | PN10 | 131242-WSW41-SH-M-1004 | 0 | 0 | 0 | 36 | 122 | 95 | 95 | 300 | NO | A351 Gr. CF8M | A276 Type 316 | BALL | HYPATITE PTFE |  | FLANGED | H SERIES |  | HEATON | HEATON | https://www.heaton-valves.com/ |  |  | sales@heaton-valves.com | CHINA | [7 empty] | OVS
0010293320 | AT_HVALVE | WST02-201-HV-0431 | C4B | 131242-WST02-DR-P-6004.dgn | KNIFE_GATE_VALVE | WST02 | 201 | DC | HV | 0431 |  | WASTE SLUDGE PUMP D SUCTION HAND VALVE | WASTE SLUDGE PUMP D SUCTION HAND VALVE | NON-HAZARDOUS | ISOLATION | WST02-201-DC-00415-150-CSEL | 1000 | 150 | PN10 | 131242-WSW41-DR-M-5203 | 40000 | 19000 | 40000 | 36 | 80 | 0 | 0 | 200 | NO | DI WITH EPOXY COATING | SS316 | DISC | EPDM |  | FLANGED | MONO-A TYPE C102 |  | JASH | JASH | https://jashindia.com/ | +91-731- 2720143, 2721143 |  | info@jashindia.com | INDIA | [7 empty] | PURITEQ
0010293376 | AT_HVALVE | WST02-201-HV-0432 | C4B | 131242-WST02-DR-P-6004.dgn | BALL_VALVE | WST02 | 201 | DC | HV | 0432 |  | WASTE SLUDGE PUMP D SUCTION PIPE DRAIN HAND VALVE | WASTE SLUDGE PUMP D SUCTION PIPE DRAIN HAND VALVE | NON-HAZARDOUS | DRAIN | WST02-201-DC-00418-50-CSEL | 1000 | 50 | PN10 | 131242-WSW41-SH-M-1004 | 0 | 0 | 0 | 36 | 80 | 0 | 0 | 200 | NC | A351 Gr. CF8M | A276 Type 316 | BALL | HYPATITE PTFE |  | FLANGED | H SERIES |  | HEATON | HEATON | https://www.heaton-valves.com/ |  |  | sales@heaton-valves.com | CHINA | [7 empty] | OVS
0010293395 | AT_HVALVE | WST02-201-HV-0433 | C4B | 131242-WST02-DR-P-6004.dgn | BALL_VALVE | WST02 | 201 | DC | HV | 0433 |  | WASTE SLUDGE PUMP D DISCHARGE PI HAND VALVE | WASTE SLUDGE PUMP D DISCHARGE PI HAND VALVE | NON-HAZARDOUS | ISOLATION | WST02-201-DC-00419-25-CSEL | 1000 | 25 | PN10 | 131242-WSW41-SH-M-1004 | 0 | 0 | 0 | 36 | 244 | 242 | 242 | 400 | NO | A351 Gr. CF8M | A276 Type 316 | BALL | HYPATITE PTFE |  | FLANGED | H SERIES |  | HEATON | HEATON | https://www.heaton-valves.com/ |  |  | sales@heaton-valves.com | CHINA | [7 empty] | OVS
0010293337 | AT_HVALVE | WST02-201-HV-0434 | C4B | 131242-WST02-DR-P-6004.dgn | BALL_VALVE | WST02 | 201 | DC | HV | 0434 |  | WASTE SLUDGE PUMP D DISCHARGE PRESSURE TRANSMITTER HAND VALVE | WASTE SLUDGE P D DISCHARGE PIT HV | NON-HAZARDOUS | ISOLATION | WST02-201-DC-00420-25-CSEL | 1000 | 25 | PN10 | 131242-WSW41-SH-M-1004 | 0 | 0 | 0 | 36 | 244 | 242 | 242 | 400 | NO | A351 Gr. CF8M | A276 Type 316 | BALL | HYPATITE PTFE |  | FLANGED | H SERIES |  | HEATON | HEATON | https://www.heaton-valves.com/ |  |  | sales@heaton-valves.com | CHINA | [7 empty] | OVS
0010293406 | AT_HVALVE | WST02-201-HV-0435 | C4B | 131242-WST02-DR-P-6004.dgn | KNIFE_GATE_VALVE | WST02 | 201 | DC | HV | 0435 |  | WASTE SLUDGE PUMP D DISCHARGE HAND VALVE | WASTE SLUDGE PUMP D DISCHARGE HAND VALVE | NON-HAZARDOUS | ISOLATION | WST02-201-DC-00416-150-CSEL | 1000 | 150 | PN10 | 131242-WSW41-DR-M-5203 | 40000 | 19000 | 40000 | 36 | 244 | 242 | 242 | 400 | NO | DI WITH EPOXY COATING | SS316 | DISC | EPDM |  | FLANGED | MONO-A TYPE C102 |  | JASH | JASH | https://jashindia.com/ | +91-731- 2720143, 2721143 |  | info@jashindia.com | INDIA | [7 empty] | PURITEQ
0010298937 | AT_HVALVE | WST02-201-HV-0436 | C4B | 131242-WST02-DR-P-6004.dgn | BALL_VALVE | WST02 | 201 | DC | HV | 0436 |  | WASTE SLUDGE PUMP D SUCTION PIPE DRAIN HAND VALVE | WASTE SLUDGE PUMP D SUCTION PIPE DRAIN HAND VALVE | NON-HAZARDOUS | DRAIN | WST02-201-DC-00421-50-CSEL | 1000 | 50 | PN10 | 131242-WSW41-SH-M-1004 | 0 | 0 | 0 | 36 | 244 | 242 | 242 | 400 | NC | A351 Gr. CF8M | A276 Type 316 | BALL | HYPATITE PTFE |  | FLANGED | H SERIES |  | HEATON | HEATON | https://www.heaton-valves.com/ |  |  | sales@heaton-valves.com | CHINA | [7 empty] | OVS
0010300924 | AT_HVALVE | WST02-201-HV-0441 | C4B | 131242-WST02-DR-P-6003.dgn | BALL_VALVE | WST02 | 201 | DC | HV | 0441 |  | LAMELLA CLARIFIER 4 DISCHARGE SAMPLING HAND VALVE | LAMELLA CLARIFIER 4 DISCHARGE SAMPLING HAND VALVE | NON-HAZARDOUS | SAMPLE | WST02-201-DC-00440-25-CSEL | 1000 | 25 | PN10 | 131242-WSW41-SH-M-1004 | 0 | 0 | 0 | 36 | 72 | 0 | 0 | 200 | NC | A351 Gr. CF8M | A276 Type 316 | BALL | HYPATITE PTFE |  | FLANGED | H SERIES |  | HEATON | HEATON | https://www.heaton-valves.com/ |  |  | sales@heaton-valves.com | CHINA | [7 empty] | OVS
0010307648 | AT_HVALVE | WST02-201-HV-0443 | C4B | 131242-WST02-DR-P-6003.dgn | KNIFE_GATE_VALVE | WST02 | 201 | DC | HV | 0443 |  | LAMELLA CLARIFIER 4 DISCHARGE HAND VALVE | LAMELLA CLARIFIER 4 DISCHARGE HAND VALVE | NON-HAZARDOUS | ISOLATION | WST02-201-DC-00409-200-CSEL | 1000 | 200 | PN10 | 131242-WSW41-DR-M-5207 | 131700 | 65000 | 135000 | 36 | 72 | 72 | 72 | 200 | LO | DI WITH EPOXY COATING | SS316 | DISC | EPDM |  | FLANGED | MONO-A TYPE C102 |  | JASH | JASH | https://jashindia.com/ | +91-731- 2720143, 2721143 |  | info@jashindia.com | INDIA | [7 empty] | PURITEQ
0010329850 | AT_HVALVE | WST02-201-HV-0445 | C4B | 131242-WST02-DR-P-6003.dgn | BALL_VALVE | WST02 | 201 | DC | HV | 0445 |  | LAMELLA CLARIFIER 4 WASTE SLUDGE SAMPLING HAND VALVE | LAMELLA CLARIFIER 4 WASTE SLUDGE SAMPLING HV | NON-HAZARDOUS | SAMPLE | WST02-201-DC-00425-25-CSEL | 1000 | 25 | PN10 | 131242-WSW41-SH-M-1004 | 0 | 0 | 0 | 36 | 80 | 0 | 0 | 200 | NC | A351 Gr. CF8M | A276 Type 316 | BALL | HYPATITE PTFE |  | FLANGED | H SERIES |  | HEATON | HEATON | https://www.heaton-valves.com/ |  |  | sales@heaton-valves.com | CHINA | [7 empty] | OVS
0010292948 | AT_HVALVE | WST02-201-HV-0511 | C4B | 131242-WST02-DR-P-6001.dgn | KNIFE_GATE_VALVE | WST02 | 201 | DC | HV | 0511 |  | EQUALIZATION TANK TRANSFER PUMP E SUCTION HAND VALVE | EQ TANK TRANSFER P E SUCTION HV | NON-HAZARDOUS | ISOLATION | WST02-201-DC-00531-200-CSEL | 1000 | 200 | PN10 | 131242-WSW41-DR-M-5207 | 131700 | 65000 | 135000 | 36 | 70 | 22 | 22 | 200 | NO | DI WITH EPOXY COATING | SS316 | DISC | EPDM |  | FLANGED | MONO-A TYPE C102 |  | JASH | JASH | https://jashindia.com/ | +91-731- 2720143, 2721143 |  | info@jashindia.com | INDIA | [7 empty] | PURITEQ
0010292984 | AT_HVALVE | WST02-201-HV-0512 | C4B | 131242-WST02-DR-P-6001.dgn | BALL_VALVE | WST02 | 201 | DC | HV | 0512 |  | EQUALIZATION TANK TRANSFER PUMP E DISCHARGE PRESSURE TRANSMITTER HAND VALVE | EQ TANK TRANSFER P E DISCHARGE PIT HV | NON-HAZARDOUS | ISOLATION | WST02-201-DC-00535-25-CSEL | 1000 | 25 | PN10 | 131242-WSW41-SH-M-1004 | 0 | 0 | 0 | 36 | 122 | 95 | 95 | 300 | NO | A351 Gr. CF8M | A276 Type 316 | BALL | HYPATITE PTFE |  | FLANGED | H SERIES |  | HEATON | HEATON | https://www.heaton-valves.com/ |  |  | sales@heaton-valves.com | CHINA | [7 empty] | OVS
0010292987 | AT_HVALVE | WST02-201-HV-0513 | C4B | 131242-WST02-DR-P-6001.dgn | KNIFE_GATE_VALVE | WST02 | 201 | DC | HV | 0513 |  | EQUALIZATION TANK TRANSFER PUMP E DISCHARGE HAND VALVE | EQ TANK TRANSFER P E DISCHARGE HV | NON-HAZARDOUS | ISOLATION | WST02-201-DC-00507-150-CSEL | 1000 | 150 | PN10 | 131242-WSW41-DR-M-5203 | 131700 | 65000 | 135000 | 36 | 122 | 95 | 95 | 300 | NO | DI WITH EPOXY COATING | SS316 | DISC | EPDM |  | FLANGED | MONO-A TYPE C102 |  | JASH | JASH | https://jashindia.com/ | +91-731- 2720143, 2721143 |  | info@jashindia.com | INDIA | [7 empty] | PURITEQ
0010292928 | AT_HVALVE | WST02-201-HV-0515 | C4B | 131242-WST02-DR-P-6001.dgn | BALL_VALVE | WST02 | 201 | DC | HV | 0515 |  | EQUALIZATION TANK TRANSFER PUMP E SUCTION PIPE DRAIN HAND VALVE | EQ TANK TRANSFER P E SUCTION PIPE DRAIN HV | NON-HAZARDOUS | DRAIN | WST02-201-DC-00534-50-CSEL | 1000 | 50 | PN10 | 131242-WSW41-SH-M-1004 | 0 | 0 | 0 | 36 | 70 | 22 | 22 | 200 | NC | A351 Gr. CF8M | A276 Type 316 | BALL | HYPATITE PTFE |  | FLANGED | H SERIES |  | HEATON | HEATON | https://www.heaton-valves.com/ |  |  | sales@heaton-valves.com | CHINA | [7 empty] | OVS
0010298599 | AT_HVALVE | WST02-201-HV-0517 | C4B | 131242-WST02-DR-P-6001.dgn | BALL_VALVE | WST02 | 201 | DC | HV | 0517 |  | EQUALIZATION TANK TRANSFER PUMP E DISCHARGE PIPE DRAIN HAND VALVE | EQ TANK TRANSFER P E DISCHARGE PIPE DRAIN HV | NON-HAZARDOUS | DRAIN | WST02-201-DC-00536-50-CSEL | 1000 | 50 | PN10 | 131242-WSW41-SH-M-1004 | 0 | 0 | 0 | 36 | 123 | 95 | 95 | 300 | NC | A351 Gr. CF8M | A276 Type 316 | BALL | HYPATITE PTFE |  | FLANGED | H SERIES |  | HEATON | HEATON | https://www.heaton-valves.com/ |  |  | sales@heaton-valves.com | CHINA | [7 empty] | OVS
0010311204 | AT_HVALVE | WST02-201-HV-0518 | C4B | 131242-WST02-DR-P-6001.dgn | BALL_VALVE | WST02 | 201 | DC | HV | 0518 |  | EQUALIZATION TANK TRANSFER PUMP E DISCHARGE PIPE DRAIN HAND VALVE | EQ TANK TRANSFER P E DISCHARGE PIPE DRAIN HV | NON-HAZARDOUS | DRAIN | WST02-201-DC-00337-50-CSEL | 1000 | 50 | PN10 | 131242-WSW41-SH-M-1004 | 0 | 0 | 0 | 36 | 123 | 95 | 95 | 300 | NC | A351 Gr. CF8M | A276 Type 316 | BALL | HYPATITE PTFE |  | FLANGED | H SERIES |  | HEATON | HEATON | https://www.heaton-valves.com/ |  |  | sales@heaton-valves.com | CHINA | [7 empty] | OVS
0010329809 | AT_HVALVE | WST02-201-HV-0519 | C4B | 131242-WST02-DR-P-6001.dgn | BALL_VALVE | WST02 | 201 | DC | HV | 0519 |  | EQUALIZATION TANK TRANSFER PUMP E DISCHARGE PI HAND VALVE | EQ TANK TRANSFER P E DISCHARGE PI HV | NON-HAZARDOUS | ISOLATION | WST02-201-DC-00538-25-CSEL | 1000 | 25 | PN10 | 131242-WSW41-SH-M-1004 | 0 | 0 | 0 | 36 | 122 | 95 | 95 | 300 | NO | A351 Gr. CF8M | A276 Type 316 | BALL | HYPATITE PTFE |  | FLANGED | H SERIES |  | HEATON | HEATON | https://www.heaton-valves.com/ |  |  | sales@heaton-valves.com | CHINA | [7 empty] | OVS
0010300902 | AT_HVALVE | WST02-201-HV-0541A | C4B | 131242-WST02-DR-P-6002.dgn | BALL_VALVE | WST02 | 201 | DC | HV | 0541 | A | LAMELLA CLARIFIER 5 DISCHARGE SAMPLING HAND VALVE | LAMELLA CLARIFIER 5 DISCHARGE SAMPLING HAND VALVE | NON-HAZARDOUS | SAMPLE | WST02-201-DC-00514-25-CSEL | 1000 | 25 | PN10 | 131242-WSW41-SH-M-1004 | 0 | 0 | 0 | 36 | 72 | 0 | 0 | 200 | NC | A351 Gr. CF8M | A276 Type 316 | BALL | HYPATITE PTFE |  | FLANGED | H SERIES |  | HEATON | HEATON | https://www.heaton-valves.com/ |  |  | sales@heaton-valves.com | CHINA | [7 empty] | OVS
0010331167 | AT_HVALVE | WST02-201-HV-0542 | C4B | 131242-WST02-DR-P-6002.dgn | BALL_VALVE | WST02 | 201 | DC | HV | 0542 |  | LAMELLA CLARIFIER 5 TO SPLITTER BOX DRAIN | LAMELLA CLARIFIER 5 TO SPLITTER BOX DRAIN | NON-HAZARDOUS | SAMPLE | WST02-201-DC-00515-50-CSEL | 1000 | 50 | PN10 | 131242-WSW41-SH-M-1004 | 0 | 0 | 0 | 36 | 0 | 0 | 0 | 100 | NC | A351 Gr. CF8M | A276 Type 316 | BALL | HYPATITE PTFE |  | FLANGED | H SERIES |  | HEATON | HEATON | https://www.heaton-valves.com/ |  |  | sales@heaton-valves.com | CHINA | [7 empty] | OVS
0010329838 | AT_HVALVE | WST02-201-HV-0545 | C4B | 131242-WST02-DR-P-6002.dgn | BALL_VALVE | WST02 | 201 | DC | HV | 0545 |  | LAMELLA CLARIFIER 5 WASTE SLUDGE SAMPLING HAND VALVE | LAMELLA CLARIFIER 5 WASTE SLUDGE SAMPLING HV | NON-HAZARDOUS | SAMPLE | WST02-201-DC-00525-25-CSEL | 1000 | 25 | PN10 | 131242-WSW41-SH-M-1004 | 0 | 0 | 0 | 36 | 80 | 0 | 0 | 200 | NC | A351 Gr. CF8M | A276 Type 316 | BALL | HYPATITE PTFE |  | FLANGED | H SERIES |  | HEATON | HEATON | https://www.heaton-valves.com/ |  |  | sales@heaton-valves.com | CHINA | [7 empty] | OVS
0010311583 | AT_HVALVE | WST02-201-NRV-0111 | C4B | 131242-WST02-DR-P-6001.dgn | CHECK_VALVE | WST02 | 201 | DC | NRV | 0111 |  | EQUALIZATION TANK TRANSFER PUMP A DISCHARGE CHECK VALVE | EQ TANK TRANSFER P A DISCHARGE CHECK VALVE | NON-HAZARDOUS |  | WST02-201-DC-00107-150-CSEL | 1000 | 150 | PN10 | 131242-WSW41-SH-M-1007 | 131700 | 65000 | 135000 | 36 | 122 | 95 | 95 | 300 | 0 | PFA LINED DUCTILE IRON | PFA COATED SS316 | HINGED CLAPPER | PFA |  | WAFER | H74 Fa6 |  | SCI | SCI | https://www.scivalve.com/ | +66 (34) 410 491 |  | EXPORTS@SCIVAVLE.COM | CHINA | [7 empty] | BREEN
0010293355 | AT_HVALVE | WST02-201-NRV-0130 | C4B | 131242-WST02-DR-P-6004.dgn | CHECK_VALVE | WST02 | 201 | DC | NRV | 0130 |  | WASTE SLUDGE PUMP A DISCHARGE CHECK VALVE | WASTE SLUDGE PUMP A DISCHARGE CHECK VALVE | NON-HAZARDOUS |  | WST02-201-DC-00116-150-CSEL | 1000 | 150 | PN10 | 131242-WSW41-SH-M-1007 | 60000 | 29000 | 60000 | 36 | 247 | 242 | 242 | 400 | 0 | PFA LINED DUCTILE IRON | PFA COATED SS316 | HINGED CLAPPER | 0 |  | WAFER | H74 Fa6 |  | SCI | SCI | https://www.scivalve.com/ | +66 (34) 410 491 |  | EXPORTS@SCIVAVLE.COM | CHINA | [7 empty] | BREEN
0010311169 | AT_HVALVE | WST02-201-NRV-0150 | C4B | 131242-WST02-DR-P-6000.dgn | BALLCHECK_VALVE | WST02 | 201 | DC | NRV | 0150 |  | SAMPLING PUMP A DISCHARGE CHECK VALVE | SAMPLING PUMP A DISCHARGE CHECK VALVE | NON-HAZARDOUS |  | WST02-201-DC-00155-40-SS16 | 1000 | 40 | PN10 | TBA | 800 | 800 | 800 | 36 | 100 | 100 | 100 | 300 | 0 | PFA LINED DUCTILE IRON | PFA COATED SS316 | HINGED CLAPPER | 0 |  | WAFER | H74 Fa6 |  | SCI | SCI | https://www.scivalve.com/ | +66 (34) 410 491 |  | EXPORTS@SCIVAVLE.COM | CHINA | [7 empty] | BREEN
0010292952 | AT_HVALVE | WST02-201-NRV-0211 | C4B | 131242-WST02-DR-P-6001.dgn | CHECK_VALVE | WST02 | 201 | DC | NRV | 0211 |  | EQUALIZATION TANK TRANSFER PUMP B DISCHARGE CHECK VALVE | EQ TANK TRANSFER P B DISCHARGE CHECK VALVE | NON-HAZARDOUS |  | WST02-201-DC-00207-150-CSEL | 1000 | 150 | PN10 | 131242-WSW41-SH-M-1007 | 131700 | 65000 | 135000 | 36 | 122 | 95 | 95 | 300 | 0 | PFA LINED DUCTILE IRON | PFA COATED SS316 | HINGED CLAPPER | 0 |  | WAFER | H74 Fa6 |  | SCI | SCI | https://www.scivalve.com/ | +66 (34) 410 491 |  | EXPORTS@SCIVAVLE.COM | CHINA | [7 empty] | BREEN
0010293322 | AT_HVALVE | WST02-201-NRV-0230 | C4B | 131242-WST02-DR-P-6004.dgn | CHECK_VALVE | WST02 | 201 | DC | NRV | 0230 |  | WASTE SLUDGE PUMP B DISCHARGE CHECK VALVE | WASTE SLUDGE PUMP B DISCHARGE CHECK VALVE | NON-HAZARDOUS |  | WST02-201-DC-00216-150-CSEL | 1000 | 150 | PN10 | 131242-WSW41-SH-M-1007 | 60000 | 29000 | 60000 | 36 | 247 | 242 | 242 | 400 | 0 | PFA LINED DUCTILE IRON | PFA COATED SS316 | HINGED CLAPPER | 0 |  | WAFER | H74 Fa6 |  | SCI | SCI | https://www.scivalve.com/ | +66 (34) 410 491 |  | EXPORTS@SCIVAVLE.COM | CHINA | [7 empty] | BREEN
0010311171 | AT_HVALVE | WST02-201-NRV-0250 | C4B | 131242-WST02-DR-P-6000.dgn | BALLCHECK_VALVE | WST02 | 201 | DC | NRV | 0250 |  | SAMPLING PUMP B DISCHARGE CHECK VALVE | SAMPLING PUMP B DISCHARGE CHECK VALVE | NON-HAZARDOUS |  | WST02-201-DC-00255-40-SS16 | 1000 | 40 | PN10 | TBA | 800 | 800 | 800 | 36 | 100 | 100 | 100 | 300 | 0 | PFA LINED DUCTILE IRON | PFA COATED SS316 | HINGED CLAPPER | 0 |  | WAFER | H74 Fa6 |  | SCI | SCI | https://www.scivalve.com/ | +66 (34) 410 491 |  | EXPORTS@SCIVAVLE.COM | CHINA | [7 empty] | BREEN
0010292964 | AT_HVALVE | WST02-201-NRV-0311 | C4B | 131242-WST02-DR-P-6001.dgn | CHECK_VALVE | WST02 | 201 | DC | NRV | 0311 |  | EQUALIZATION TANK TRANSFER PUMP C DISCHARGE CHECK VALVE | EQ TANK TRANSFER P C DISCHARGE CHECK VALVE | NON-HAZARDOUS |  | WST02-201-DC-00307-150-CSEL | 1000 | 150 | PN10 | 131242-WSW41-SH-M-1007 | 131700 | 65000 | 135000 | 36 | 122 | 95 | 95 | 300 | 0 | PFA LINED DUCTILE IRON | PFA COATED SS316 | HINGED CLAPPER | 0 |  | WAFER | H74 Fa6 |  | SCI | SCI | https://www.scivalve.com/ | +66 (34) 410 491 |  | EXPORTS@SCIVAVLE.COM | CHINA | [7 empty] | BREEN
0010293390 | AT_HVALVE | WST02-201-NRV-0330 | C4B | 131242-WST02-DR-P-6004.dgn | CHECK_VALVE | WST02 | 201 | DC | NRV | 0330 |  | WASTE SLUDGE PUMP C DISCHARGE CHECK VALVE | WASTE SLUDGE PUMP C DISCHARGE CHECK VALVE | NON-HAZARDOUS |  | WST02-201-DC-00316-150-CSEL | 1000 | 150 | PN10 | 131242-WSW41-SH-M-1007 | 40000 | 19000 | 40000 | 36 | 244 | 242 | 242 | 400 | 0 | PFA LINED DUCTILE IRON | PFA COATED SS316 | HINGED CLAPPER | 0 |  | WAFER | H74 Fa6 |  | SCI | SCI | https://www.scivalve.com/ | +66 (34) 410 491 |  | EXPORTS@SCIVAVLE.COM | CHINA | [7 empty] | BREEN
0010292906 | AT_HVALVE | WST02-201-NRV-0411 | C4B | 131242-WST02-DR-P-6001.dgn | CHECK_VALVE | WST02 | 201 | DC | NRV | 0411 |  | EQUALIZATION TANK TRANSFER PUMP D DISCHARGE CHECK VALVE | EQ TANK TRANSFER P D DISCHARGE CHECK VALVE | NON-HAZARDOUS |  | WST02-201-DC-00407-150-CSEL | 1000 | 150 | PN10 | 131242-WSW41-SH-M-1007 | 131700 | 65000 | 135000 | 36 | 122 | 95 | 95 | 300 | 0 | PFA LINED DUCTILE IRON | PFA COATED SS316 | HINGED CLAPPER | 0 |  | WAFER | H74 Fa6 |  | SCI | SCI | https://www.scivalve.com/ | +66 (34) 410 491 |  | EXPORTS@SCIVAVLE.COM | CHINA | [7 empty] | BREEN
0010293405 | AT_HVALVE | WST02-201-NRV-0430 | C4B | 131242-WST02-DR-P-6004.dgn | CHECK_VALVE | WST02 | 201 | DC | NRV | 0430 |  | WASTE SLUDGE PUMP D DISCHARGE CHECK VALVE | WASTE SLUDGE PUMP D DISCHARGE CHECK VALVE | NON-HAZARDOUS |  | WST02-201-DC-00416-150-CSEL | 1000 | 150 | PN10 | 131242-WSW41-SH-M-1007 | 40000 | 19000 | 40000 | 36 | 244 | 242 | 242 | 400 | 0 | PFA LINED DUCTILE IRON | PFA COATED SS316 | HINGED CLAPPER | 0 |  | WAFER | H74 Fa6 |  | SCI | SCI | https://www.scivalve.com/ | +66 (34) 410 491 |  | EXPORTS@SCIVAVLE.COM | CHINA | [7 empty] | BREEN
0010298607 | AT_HVALVE | WST02-201-NRV-0511 | C4B | 131242-WST02-DR-P-6001.dgn | CHECK_VALVE | WST02 | 201 | DC | NRV | 0511 |  | EQUALIZATION TANK TRANSFER PUMP E DISCHARGE CHECK VALVE | EQ TANK TRANSFER P E DISCHARGE CHECK VALVE | NON-HAZARDOUS |  | WST02-201-DC-00507-150-CSEL | 1000 | 150 | PN10 | 131242-WSW41-SH-M-1007 | 131700 | 65000 | 135000 | 36 | 122 | 95 | 95 | 300 | 0 | PFA LINED DUCTILE IRON | PFA COATED SS316 | HINGED CLAPPER | 0 |  | WAFER | H74 Fa6 |  | SCI | SCI | https://www.scivalve.com/ | +66 (34) 410 491 |  | EXPORTS@SCIVAVLE.COM | CHINA | [7 empty] | BREEN
0010305081 | AT_HVALVE | WST02-202-HV-0101 | C4B | 131242-WST02-DR-P-6005.dgn | BALL_VALVE | WST02 | 202 | DC | HV | 0101 |  | ANAMMOX REACTOR 1 SLUDGE PIPE FLUSH PORT HAND VALVE | AMX REACTOR 1 SLUDGE PIPE FLUSH PORT HV | NON-HAZARDOUS | ISOLATION | WST02-202-DC-00107-50-CSEL | 1000 | 50 | PN10 | 131242-WSW41-SH-M-1004 | 0 | 0 | 0 | 38 | 0 | 0 | 0 | 200 | NC | A351 Gr. CF8M | A276 Type 316 | BALL | HYPATITE PTFE |  | FLANGED | H SERIES |  | HEATON | HEATON | https://www.heaton-valves.com/ |  |  | sales@heaton-valves.com | CHINA | [7 empty] | OVS
0010305011 | AT_HVALVE | WST02-202-HV-0102 | C4B | 131242-WST02-DR-P-6005.dgn | BALL_VALVE | WST02 | 202 | DC | HV | 0102 |  | LAMELLA CLARIFIER 1 TO ANAMMOX REACTOR 1 DRAIN HAND VALVE | LAMELLA CLARIFIER 1 TO AMX REACTOR 1 DRAIN HV | NON-HAZARDOUS | DRAIN | WST02-202-DC-00106-50-CSEL | 1000 | 50 | PN10 | 131242-WSW41-SH-M-1004 | 0 | 0 | 0 | 36 | 72 | 0 | 0 | 200 | NC | A351 Gr. CF8M | A276 Type 316 | BALL | HYPATITE PTFE |  | FLANGED | H SERIES |  | HEATON | HEATON | https://www.heaton-valves.com/ |  |  | sales@heaton-valves.com | CHINA | [7 empty] | OVS
0010312702 | AT_HVALVE | WST02-202-HV-0103 | C4B | 131242-WST02-DR-P-6005.dgn | BALL_VALVE | WST02 | 202 | ALP | HV | 0103 |  | BLOWER A TO ANAMMOX REACTOR 1 HEADER DRAIN VALVE | BLOWER A TO ANAMMOX REACTOR 1 HEADER DRAIN VALVE | NON-HAZARDOUS | DRAIN | WST02-202-ALP-00105-15-SS16 | 1000 | 15 | PN10 | 0 | 0 | 0 | 120 | 98 | 77 | 74 | 74 | 200 | NC | A351 Gr. CF8M | A276 Type 316 | BALL | HYPATITE PTFE |  | THREADED | HV3 |  | HEATON | HEATON | https://www.heaton-valves.com/ |  |  | sales@heaton-valves.com | CHINA | [7 empty] | OVS
0010305032 | AT_HVALVE | WST02-202-HV-0105A | C4B | 131242-WST02-DR-P-6005.dgn | BUTTERFLY_VALVE | WST02 | 202 | ALP | HV | 0105 | A | FINE BUBBLE DIFFUSER GRID 1-1 HAND VALVE | FINE BUBBLE DIFFUSER GRID 1-1 HAND VALVE | NON-HAZARDOUS | ISOLATION | WST02-202-ALP-00101A-150-SS16 | 1000 | 150 | PN10 | 131242-WSW41-SH-M-1006 | 972 | 398 | 1468 | 98 | 77 | 74 | 74 | 200 | NO | DI WITH EPOXY COATING | SS1.4029(13%Cr) | DISC | EPDM (REPLACEABLE) |  | LUGGED | HBRL |  | HEATON | HEATON | https://www.heaton-valves.com/ |  |  | sales@heaton-valves.com | CHINA | [7 empty] | OVS
0010305031 | AT_HVALVE | WST02-202-HV-0105B | C4B | 131242-WST02-DR-P-6005.dgn | BUTTERFLY_VALVE | WST02 | 202 | ALP | HV | 0105 | B | FINE BUBBLE DIFFUSER GRID 1-2 HAND VALVE | FINE BUBBLE DIFFUSER GRID 1-2 HAND VALVE | NON-HAZARDOUS | ISOLATION | WST02-202-ALP-00101B-150-SS16 | 1000 | 150 | PN10 | 131242-WSW41-SH-M-1006 | 972 | 398 | 1468 | 98 | 77 | 74 | 74 | 200 | NO | DI WITH EPOXY COATING | SS1.4029(13%Cr) | DISC | EPDM (REPLACEABLE) |  | LUGGED | HBRL |  | HEATON | HEATON | https://www.heaton-valves.com/ |  |  | sales@heaton-valves.com | CHINA | [7 empty] | OVS
0010304941 | AT_HVALVE | WST02-202-HV-0105C | C4B | 131242-WST02-DR-P-6005.dgn | BUTTERFLY_VALVE | WST02 | 202 | ALP | HV | 0105 | C | FINE BUBBLE DIFFUSER GRID 1-3 HAND VALVE | FINE BUBBLE DIFFUSER GRID 1-3 HAND VALVE | NON-HAZARDOUS | ISOLATION | WST02-202-ALP-00101C-150-SS16 | 1000 | 150 | PN10 | 131242-WSW41-SH-M-1006 | 972 | 398 | 1468 | 98 | 77 | 74 | 74 | 200 | NO | DI WITH EPOXY COATING | SS1.4029(13%Cr) | DISC | EPDM (REPLACEABLE) |  | LUGGED | HBRL |  | HEATON | HEATON | https://www.heaton-valves.com/ |  |  | sales@heaton-valves.com | CHINA | [7 empty] | OVS
0010305028 | AT_HVALVE | WST02-202-HV-0105D | C4B | 131242-WST02-DR-P-6005.dgn | BUTTERFLY_VALVE | WST02 | 202 | ALP | HV | 0105 | D | FINE BUBBLE DIFFUSER GRID 1-4 HAND VALVE | FINE BUBBLE DIFFUSER GRID 1-4 HAND VALVE | NON-HAZARDOUS | ISOLATION | WST02-202-ALP-00101D-150-SS16 | 1000 | 150 | PN10 | 131242-WSW41-SH-M-1006 | 972 | 398 | 1468 | 98 | 77 | 74 | 74 | 200 | NO | DI WITH EPOXY COATING | SS1.4029(13%Cr) | DISC | EPDM (REPLACEABLE) |  | LUGGED | HBRL |  | HEATON | HEATON | https://www.heaton-valves.com/ |  |  | sales@heaton-valves.com | CHINA | [7 empty] | OVS
0010305091 | AT_HVALVE | WST02-202-HV-0106A | C4B | 131242-WST02-DR-P-6005.dgn | BALL_VALVE | WST02 | 202 | ALP | HV | 0106 | A | CLEANING SOLUTION TO DIFFUSER GRID 1-1 HAND VALVE | CLEANING SOLUTION TO DIFFUSER GRID 1-1 HAND VALVE | NON-HAZARDOUS | ISOLATION | WST02-202-ALP-00103A-20-CPVC | 1000 | 20 | PN10 | 0 | 0.03 | 0.03 | 0.03 | 28 | 77 | 74 | 74 | 200 | NC | CPVC | CPVC | BALL | EPDM |  | SOCKET WELD | TBA |  | 0 | 0 | [12 empty] | XYLEM
0010305152 | AT_HVALVE | WST02-202-HV-0106B | C4B | 131242-WST02-DR-P-6005.dgn | BALL_VALVE | WST02 | 202 | ALP | HV | 0106 | B | CLEANING SOLUTION TO DIFFUSER GRID 1-2 HAND VALVE | CLEANING SOLUTION TO DIFFUSER GRID 1-2 HAND VALVE | NON-HAZARDOUS | ISOLATION | WST02-202-ALP-00103B-20-CPVC | 1000 | 20 | PN10 | 0 | 0.03 | 0.03 | 0.03 | 28 | 77 | 74 | 74 | 200 | NC | CPVC | CPVC | BALL | EPDM |  | SOCKET WELD | TBA |  | 0 | 0 | [12 empty] | XYLEM
0010305072 | AT_HVALVE | WST02-202-HV-0106C | C4B | 131242-WST02-DR-P-6005.dgn | BALL_VALVE | WST02 | 202 | ALP | HV | 0106 | C | CLEANING SOLUTION TO DIFFUSER GRID 1-3 HAND VALVE | CLEANING SOLUTION TO DIFFUSER GRID 1-3 HAND VALVE | NON-HAZARDOUS | ISOLATION | WST02-202-ALP-00103C-20-CPVC | 1000 | 20 | PN10 | 0 | 0.03 | 0.03 | 0.03 | 28 | 77 | 74 | 74 | 200 | NC | CPVC | CPVC | BALL | EPDM |  | SOCKET WELD | TBA |  | 0 | 0 | [12 empty] | XYLEM
0010305121 | AT_HVALVE | WST02-202-HV-0106D | C4B | 131242-WST02-DR-P-6005.dgn | BALL_VALVE | WST02 | 202 | ALP | HV | 0106 | D | CLEANING SOLUTION TO DIFFUSER GRID 1-4 HAND VALVE | CLEANING SOLUTION TO DIFFUSER GRID 1-4 HAND VALVE | NON-HAZARDOUS | ISOLATION | WST02-202-ALP-00103D-20-CPVC | 1000 | 20 | PN10 | 0 | 0.03 | 0.03 | 0.03 | 28 | 77 | 74 | 74 | 200 | NC | CPVC | CPVC | BALL | EPDM |  | SOCKET WELD | TBA |  | 0 | 0 | [12 empty] | XYLEM
0010307349 | AT_HVALVE | WST02-202-HV-0108 | C4B | 131242-WST02-DR-P-6005.dgn | BALL_VALVE | WST02 | 202 | DC | HV | 0108 |  | LAMELLA CLARIFIER 5 TO ANAMMOX REACTOR 1 DRAIN HAND VALVE | LAMELLA CLARIFIER 5 TO AMX REACTOR 1 DRAIN HV | NON-HAZARDOUS | DRAIN | WST02-202-DC-00110-50-CSEL | 1000 | 50 | PN10 | 131242-WSW41-SH-M-1004 | 0 | 0 | 0 | 38 | 72 | 0 | 0 | 200 | NC | A351 Gr. CF8M | A276 Type 316 | BALL | HYPATITE PTFE |  | FLANGED | H SERIES |  | HEATON | HEATON | https://www.heaton-valves.com/ |  |  | sales@heaton-valves.com | CHINA | [7 empty] | OVS
0010305068 | AT_HVALVE | WST02-202-HV-0111A | C4B | 131242-WST02-DR-P-6005.dgn | BUTTERFLY_VALVE | WST02 | 202 | ALP | HV | 0111 | A | BIOMASS SEPARATOR 1A AIR SCOURING HAND VALVE | BIOMASS SEPARATOR 1A AIR SCOURING HAND VALVE | NON-HAZARDOUS | ISOLATION | WST02-202-ALP-00112-65-SS16 | 1000 | 65 | PN10 | 131242-WSW41-SH-M-1006 | 0 | 0 | 0 | 98 | 77 | 74 | 74 | 200 | NO | DI WITH EPOXY COATING | SS1.4029(13%Cr) | DISC | EPDM (REPLACEABLE) |  | LUGGED | HBRL |  | HEATON | HEATON | https://www.heaton-valves.com/ |  |  | sales@heaton-valves.com | CHINA | [7 empty] | OVS
0010305247 | AT_HVALVE | WST02-202-HV-0111B | C4B | 131242-WST02-DR-P-6005.dgn | BUTTERFLY_VALVE | WST02 | 202 | ALP | HV | 0111 | B | BIOMASS SEPARATOR 1B AIR SCOURING HAND VALVE | BIOMASS SEPARATOR 1B AIR SCOURING HAND VALVE | NON-HAZARDOUS | ISOLATION | WST02-202-ALP-00122-65-SS16 | 1000 | 65 | PN10 | 131242-WSW41-SH-M-1006 | 0 | 0 | 0 | 98 | 77 | 74 | 74 | 200 | NO | DI WITH EPOXY COATING | SS1.4029(13%Cr) | DISC | EPDM (REPLACEABLE) |  | LUGGED | HBRL |  | HEATON | HEATON | https://www.heaton-valves.com/ |  |  | sales@heaton-valves.com | CHINA | [7 empty] | OVS
0010305257 | AT_HVALVE | WST02-202-HV-0111C | C4B | 131242-WST02-DR-P-6005.dgn | BUTTERFLY_VALVE | WST02 | 202 | ALP | HV | 0111 | C | BIOMASS SEPARATOR 1C AIR SCOURING HAND VALVE | BIOMASS SEPARATOR 1C AIR SCOURING HAND VALVE | NON-HAZARDOUS | ISOLATION | WST02-202-ALP-00132-65-SS16 | 1000 | 65 | PN10 | 131242-WSW41-SH-M-1006 | 0 | 0 | 0 | 98 | 77 | 74 | 74 | 200 | NO | DI WITH EPOXY COATING | SS1.4029(13%Cr) | DISC | EPDM (REPLACEABLE) |  | LUGGED | HBRL |  | HEATON | HEATON | https://www.heaton-valves.com/ |  |  | sales@heaton-valves.com | CHINA | [7 empty] | OVS
0010305055 | AT_HVALVE | WST02-202-HV-0112A | C4B | 131242-WST02-DR-P-6005.dgn | BUTTERFLY_VALVE | WST02 | 202 | ALP | HV | 0112 | A | BIOMASS SEPARATOR 1A AIR SCOURING HAND VALVE | BIOMASS SEPARATOR 1A AIR SCOURING HAND VALVE | NON-HAZARDOUS | ISOLATION | WST02-202-ALP-00111-65-SS16 | 1000 | 65 | PN10 | 131242-WSW41-SH-M-1006 | 0 | 0 | 0 | 98 | 77 | 74 | 74 | 200 | NO | DI WITH EPOXY COATING | SS1.4029(13%Cr) | DISC | EPDM (REPLACEABLE) |  | LUGGED | HBRL |  | HEATON | HEATON | https://www.heaton-valves.com/ |  |  | sales@heaton-valves.com | CHINA | [7 empty] | OVS
0010305062 | AT_HVALVE | WST02-202-HV-0112B | C4B | 131242-WST02-DR-P-6005.dgn | BUTTERFLY_VALVE | WST02 | 202 | ALP | HV | 0112 | B | BIOMASS SEPARATOR 1B AIR SCOURING HAND VALVE | BIOMASS SEPARATOR 1B AIR SCOURING HAND VALVE | NON-HAZARDOUS | ISOLATION | WST02-202-ALP-00121-65-SS16 | 1000 | 65 | PN10 | 131242-WSW41-SH-M-1006 | 0 | 0 | 0 | 98 | 77 | 74 | 74 | 200 | NO | DI WITH EPOXY COATING | SS1.4029(13%Cr) | DISC | EPDM (REPLACEABLE) |  | LUGGED | HBRL |  | HEATON | HEATON | https://www.heaton-valves.com/ |  |  | sales@heaton-valves.com | CHINA | [7 empty] | OVS
0010305225 | AT_HVALVE | WST02-202-HV-0112C | C4B | 131242-WST02-DR-P-6005.dgn | BUTTERFLY_VALVE | WST02 | 202 | ALP | HV | 0112 | C | BIOMASS SEPARATOR 1C AIR SCOURING HAND VALVE | BIOMASS SEPARATOR 1C AIR SCOURING HAND VALVE | NON-HAZARDOUS | ISOLATION | WST02-202-ALP-00131-65-SS16 | 1000 | 65 | PN10 | 131242-WSW41-SH-M-1006 | 0 | 0 | 0 | 98 | 77 | 74 | 74 | 200 | NO | DI WITH EPOXY COATING | SS1.4029(13%Cr) | DISC | EPDM (REPLACEABLE) |  | LUGGED | HBRL |  | HEATON | HEATON | https://www.heaton-valves.com/ |  |  | sales@heaton-valves.com | CHINA | [7 empty] | OVS
0010305118 | AT_HVALVE | WST02-202-HV-0120A | C4B | 131242-WST02-DR-P-6005.dgn | KNIFE_GATE_VALVE | WST02 | 202 | DC | HV | 0120 | A | BIOMASS SEPARATOR 1A TO DISCHARGE WET WELL HAND VALVE | BIOMASS SEPARATOR 1A TO DISCHARGE WET WELL HV | NON-HAZARDOUS | ISOLATION | WST02-202-DC-00104A-200-CSEL | 1000 | 200 | PN10 | 131242-WSW41-DR-M-5208 | 60555 | 32500 | 68125 | 38 | 8 | 8 | 8 | 100 | LO | DI WITH EPOXY COATING | SS316 | DISC | EPDM |  | FLANGED | MONO-A TYPE C102 |  | JASH | JASH | https://jashindia.com/ | +91-731- 2720143, 2721143 |  | info@jashindia.com | INDIA | [7 empty] | PURITEQ
0010305112 | AT_HVALVE | WST02-202-HV-0120B | C4B | 131242-WST02-DR-P-6005.dgn | KNIFE_GATE_VALVE | WST02 | 202 | DC | HV | 0120 | B | BIOMASS SEPARATOR 1B TO DISCHARGE WET WELL HAND VALVE | BIOMASS SEPARATOR 1B TO DISCHARGE WET WELL HV | NON-HAZARDOUS | ISOLATION | WST02-202-DC-00104B-200-CSEL | 1000 | 200 | PN10 | 131242-WSW41-DR-M-5208 | 60555 | 32500 | 68125 | 38 | 8 | 8 | 8 | 100 | LO | DI WITH EPOXY COATING | SS316 | DISC | EPDM |  | FLANGED | MONO-A TYPE C102 |  | JASH | JASH | https://jashindia.com/ | +91-731- 2720143, 2721143 |  | info@jashindia.com | INDIA | [7 empty] | PURITEQ
0010305148 | AT_HVALVE | WST02-202-HV-0120C | C4B | 131242-WST02-DR-P-6005.dgn | KNIFE_GATE_VALVE | WST02 | 202 | DC | HV | 0120 | C | BIOMASS SEPARATOR 1C TO DISCHARGE WET WELL HAND VALVE | BIOMASS SEPARATOR 1C TO DISCHARGE WET WELL HV | NON-HAZARDOUS | ISOLATION | WST02-202-DC-00104C-200-CSEL | 1000 | 200 | PN10 | 131242-WSW41-DR-M-5208 | 60555 | 32500 | 68125 | 38 | 8 | 8 | 8 | 100 | LC | DI WITH EPOXY COATING | SS316 | DISC | EPDM |  | FLANGED | MONO-A TYPE C102 |  | JASH | JASH | https://jashindia.com/ | +91-731- 2720143, 2721143 |  | info@jashindia.com | INDIA | [7 empty] | PURITEQ
0010305098 | AT_HVALVE | WST02-202-HV-0122 | C4B | 131242-WST02-DR-P-6005.dgn | BALL_VALVE | WST02 | 202 | DC | HV | 0122 |  | ANAMMOX REACTOR 1 SAMPLING HAND VALVE 1 | ANAMMOX REACTOR 1 SAMPLING HAND VALVE 1 | NON-HAZARDOUS | SAMPLE | WST02-202-DC-00120-50-SS16 | 1000 | 50 | PN10 | 131242-WSW41-SH-M-1004 | 0 | 0 | 0 | 38 | 0 | 0 | 0 | 200 | NC | A351 Gr. CF8M | A276 Type 316 | BALL | HYPATITE PTFE |  | THREADED | HV3 |  | HEATON | HEATON | https://www.heaton-valves.com/ |  |  | sales@heaton-valves.com | CHINA | [7 empty] | OVS
0010305095 | AT_HVALVE | WST02-202-HV-0123 | C4B | 131242-WST02-DR-P-6005.dgn | BALL_VALVE | WST02 | 202 | DC | HV | 0123 |  | ANAMMOX REACTOR 1 SAMPLING HAND VALVE 2 | ANAMMOX REACTOR 1 SAMPLING HAND VALVE 2 | NON-HAZARDOUS | SAMPLE | WST02-202-DC-00121-50-SS16 | 1000 | 50 | PN10 | 131242-WSW41-SH-M-1004 | 0 | 0 | 0 | 38 | 0 | 0 | 0 | 200 | NC | A351 Gr. CF8M | A276 Type 316 | BALL | HYPATITE PTFE |  | THREADED | HV3 |  | HEATON | HEATON | https://www.heaton-valves.com/ |  |  | sales@heaton-valves.com | CHINA | [7 empty] | OVS
0010305140 | AT_HVALVE | WST02-202-HV-0124 | C4B | 131242-WST02-DR-P-6005.dgn | BALL_VALVE | WST02 | 202 | DC | HV | 0124 |  | ANAMMOX REACTOR 1 SAMPLING HAND VALVE 3 | ANAMMOX REACTOR 1 SAMPLING HAND VALVE 3 | NON-HAZARDOUS | SAMPLE | WST02-202-DC-00122-50-SS16 | 1000 | 50 | PN10 | 131242-WSW41-SH-M-1004 | 0 | 0 | 0 | 38 | 0 | 0 | 0 | 200 | NC | A351 Gr. CF8M | A276 Type 316 | BALL | HYPATITE PTFE |  | THREADED | HV3 |  | HEATON | HEATON | https://www.heaton-valves.com/ |  |  | sales@heaton-valves.com | CHINA | [7 empty] | OVS
0010305092 | AT_HVALVE | WST02-202-HV-0125 | C4B | 131242-WST02-DR-P-6005.dgn | BALL_VALVE | WST02 | 202 | DC | HV | 0125 |  | ANAMMOX REACTOR 1 SAMPLING HAND VALVE 4 | ANAMMOX REACTOR 1 SAMPLING HAND VALVE 4 | NON-HAZARDOUS | SAMPLE | WST02-202-DC-00123-50-SS16 | 1000 | 50 | PN10 | 131242-WSW41-SH-M-1004 | 0 | 0 | 0 | 38 | 0 | 0 | 0 | 200 | NC | A351 Gr. CF8M | A276 Type 316 | BALL | HYPATITE PTFE |  | THREADED | HV3 |  | HEATON | HEATON | https://www.heaton-valves.com/ |  |  | sales@heaton-valves.com | CHINA | [7 empty] | OVS
0010305150 | AT_HVALVE | WST02-202-HV-0128A | C4B | 131242-WST02-DR-P-6005.dgn | BALL_VALVE | WST02 | 202 | DC | HV | 0128 | A | BIOMASS SEPARATOR 1A TO WET WELL SAMPLING HAND VALVE | BIOMASS SEPARATOR 1A TO WET WELL SAMPLING HV | NON-HAZARDOUS | SAMPLE | WST02-202-DC-00105A-25-CSEL | 1000 | 25 | PN10 | 131242-WSW41-SH-M-1004 | 0 | 0 | 0 | 38 | 72 | 8 | 8 | 200 | NC | A351 Gr. CF8M | A276 Type 316 | BALL | HYPATITE PTFE |  | FLANGED | H SERIES |  | HEATON | HEATON | https://www.heaton-valves.com/ |  |  | sales@heaton-valves.com | CHINA | [7 empty] | OVS
0010305178 | AT_HVALVE | WST02-202-HV-0128B | C4B | 131242-WST02-DR-P-6005.dgn | BALL_VALVE | WST02 | 202 | DC | HV | 0128 | B | BIOMASS SEPARATOR 1B TO WET WELL SAMPLING HAND VALVE | BIOMASS SEPARATOR 1B TO WET WELL SAMPLING HV | NON-HAZARDOUS | SAMPLE | WST02-202-DC-00105B-25-CSEL | 1000 | 25 | PN10 | 131242-WSW41-SH-M-1004 | 0 | 0 | 0 | 38 | 72 | 8 | 8 | 200 | NC | A351 Gr. CF8M | A276 Type 316 | BALL | HYPATITE PTFE |  | FLANGED | H SERIES |  | HEATON | HEATON | https://www.heaton-valves.com/ |  |  | sales@heaton-valves.com | CHINA | [7 empty] | OVS
0010305106 | AT_HVALVE | WST02-202-HV-0128C | C4B | 131242-WST02-DR-P-6005.dgn | BALL_VALVE | WST02 | 202 | DC | HV | 0128 | C | BIOMASS SEPARATOR 1C TO WET WELL SAMPLING HAND VALVE | BIOMASS SEPARATOR 1C TO WET WELL SAMPLING HV | NON-HAZARDOUS | SAMPLE | WST02-202-DC-00105C-25-CSEL | 1000 | 25 | PN10 | 131242-WSW41-SH-M-1004 | 0 | 0 | 0 | 38 | 72 | 8 | 8 | 200 | NC | A351 Gr. CF8M | A276 Type 316 | BALL | HYPATITE PTFE |  | FLANGED | H SERIES |  | HEATON | HEATON | https://www.heaton-valves.com/ |  |  | sales@heaton-valves.com | CHINA | [7 empty] | OVS
0010304980 | AT_HVALVE | WST02-202-HV-0129 | C4B | 131242-WST02-DR-P-6005.dgn | BALL_VALVE | WST02 | 202 | DC | HV | 0129 |  | ANAMMOX REACTOR 1 SLUDGE PIPE DRAIN HAND VALVE | ANAMMOX REACTOR 1 SLUDGE PIPE DRAIN HAND VALVE | NON-HAZARDOUS | DRAIN | WST02-202-DC-00109-50-CSEL | 1000 | 50 | PN10 | 131242-WSW41-SH-M-1004 | 0 | 0 | 0 | 38 | 0 | 0 | 0 | 200 | NC | A351 Gr. CF8M | A276 Type 316 | BALL | HYPATITE PTFE |  | FLANGED | H SERIES |  | HEATON | HEATON | https://www.heaton-valves.com/ |  |  | sales@heaton-valves.com | CHINA | [7 empty] | OVS
0010293962 | AT_HVALVE | WST02-202-HV-0201 | C4B | 131242-WST02-DR-P-6006.dgn | BALL_VALVE | WST02 | 202 | DC | HV | 0201 |  | ANAMMOX REACTOR 2 SLUDGE PIPE FLUSH PORT HAND VALVE | AMX REACTOR 2 SLUDGE PIPE FLUSH PORT HV | NON-HAZARDOUS | ISOLATION | WST02-202-DC-00207-50-CSEL | 1000 | 50 | PN10 | 131242-WSW41-SH-M-1004 | 0 | 0 | 0 | 38 | 0 | 0 | 0 | 200 | NC | A351 Gr. CF8M | A276 Type 316 | BALL | HYPATITE PTFE |  | FLANGED | H SERIES |  | HEATON | HEATON | https://www.heaton-valves.com/ |  |  | sales@heaton-valves.com | CHINA | [7 empty] | OVS
0010293894 | AT_HVALVE | WST02-202-HV-0202 | C4B | 131242-WST02-DR-P-6006.dgn | BALL_VALVE | WST02 | 202 | DC | HV | 0202 |  | LAMELLA CLARIFIER 2 TO ANAMMOX REACTOR 2 DRAIN HAND VALVE | LAMELLA CLARIFIER 2 TO AMX REACTOR 2 DRAIN HV | NON-HAZARDOUS | DRAIN | WST02-202-DC-00206-50-CSEL | 1000 | 50 | PN10 | 131242-WSW41-SH-M-1004 | 0 | 0 | 0 | 36 | 72 | 0 | 0 | 200 | NC | A351 Gr. CF8M | A276 Type 316 | BALL | HYPATITE PTFE |  | FLANGED | H SERIES |  | HEATON | HEATON | https://www.heaton-valves.com/ |  |  | sales@heaton-valves.com | CHINA | [7 empty] | OVS
0010323660 | AT_HVALVE | WST02-202-HV-0203 | C4B | 131242-WST02-DR-P-6006.dgn | BALL_VALVE | WST02 | 202 | ALP | HV | 0203 |  | BLOWER B TO ANAMMOX REACTOR 2 HEADER DRAIN VALVE | BLOWER B TO ANAMMOX REACTOR 2 HEADER DRAIN VALVE | NON-HAZARDOUS | DRAIN | WST02-202-ALP-00205-15-SS16 | 1000 | 15 | PN10 | 0 | 0 | 0 | 120 | 98 | 77 | 74 | 74 | 200 | NC | A351 Gr. CF8M | A276 Type 316 | BALL | HYPATITE PTFE |  | THREADED | HV3 |  | HEATON | HEATON | https://www.heaton-valves.com/ |  |  | sales@heaton-valves.com | CHINA | [7 empty] | OVS
0010293913 | AT_HVALVE | WST02-202-HV-0205A | C4B | 131242-WST02-DR-P-6006.dgn | BUTTERFLY_VALVE | WST02 | 202 | ALP | HV | 0205 | A | FINE BUBBLE DIFFUSER GRID 2-1 HAND VALVE | FINE BUBBLE DIFFUSER GRID 2-1 HAND VALVE | NON-HAZARDOUS | ISOLATION | WST02-202-ALP-00201A-150-SS16 | 1000 | 150 | PN10 | 131242-WSW41-SH-M-1006 | 972 | 398 | 1468 | 98 | 77 | 74 | 74 | 200 | NO | DI WITH EPOXY COATING | SS1.4029(13%Cr) | DISC | EPDM (REPLACEABLE) |  | LUGGED | HBRL |  | HEATON | HEATON | https://www.heaton-valves.com/ |  |  | sales@heaton-valves.com | CHINA | [7 empty] | OVS
0010293912 | AT_HVALVE | WST02-202-HV-0205B | C4B | 131242-WST02-DR-P-6006.dgn | BUTTERFLY_VALVE | WST02 | 202 | ALP | HV | 0205 | B | FINE BUBBLE DIFFUSER GRID 2-2 HAND VALVE | FINE BUBBLE DIFFUSER GRID 2-2 HAND VALVE | NON-HAZARDOUS | ISOLATION | WST02-202-ALP-00201B-150-SS16 | 1000 | 150 | PN10 | 131242-WSW41-SH-M-1006 | 972 | 398 | 1468 | 98 | 77 | 74 | 74 | 200 | NO | DI WITH EPOXY COATING | SS1.4029(13%Cr) | DISC | EPDM (REPLACEABLE) |  | LUGGED | HBRL |  | HEATON | HEATON | https://www.heaton-valves.com/ |  |  | sales@heaton-valves.com | CHINA | [7 empty] | OVS
0010293816 | AT_HVALVE | WST02-202-HV-0205C | C4B | 131242-WST02-DR-P-6006.dgn | BUTTERFLY_VALVE | WST02 | 202 | ALP | HV | 0205 | C | FINE BUBBLE DIFFUSER GRID 2-3 HAND VALVE | FINE BUBBLE DIFFUSER GRID 2-3 HAND VALVE | NON-HAZARDOUS | ISOLATION | WST02-202-ALP-00201C-150-SS16 | 1000 | 150 | PN10 | 131242-WSW41-SH-M-1006 | 972 | 398 | 1468 | 98 | 77 | 74 | 74 | 200 | NO | DI WITH EPOXY COATING | SS1.4029(13%Cr) | DISC | EPDM (REPLACEABLE) |  | LUGGED | HBRL |  | HEATON | HEATON | https://www.heaton-valves.com/ |  |  | sales@heaton-valves.com | CHINA | [7 empty] | OVS
0010293911 | AT_HVALVE | WST02-202-HV-0205D | C4B | 131242-WST02-DR-P-6006.dgn | BUTTERFLY_VALVE | WST02 | 202 | ALP | HV | 0205 | D | FINE BUBBLE DIFFUSER GRID 2-4 HAND VALVE | FINE BUBBLE DIFFUSER GRID 2-4 HAND VALVE | NON-HAZARDOUS | ISOLATION | WST02-202-ALP-00201D-150-SS16 | 1000 | 150 | PN10 | 131242-WSW41-SH-M-1006 | 972 | 398 | 1468 | 98 | 77 | 74 | 74 | 200 | NO | DI WITH EPOXY COATING | SS1.4029(13%Cr) | DISC | EPDM (REPLACEABLE) |  | LUGGED | HBRL |  | HEATON | HEATON | https://www.heaton-valves.com/ |  |  | sales@heaton-valves.com | CHINA | [7 empty] | OVS
0010300487 | AT_HVALVE | WST02-202-HV-0206A | C4B | 131242-WST02-DR-P-6006.dgn | BALL_VALVE | WST02 | 202 | ALP | HV | 0206 | A | CLEANING SOLUTION TO DIFFUSER GRID 2-1 HAND VALVE | CLEANING SOLUTION TO DIFFUSER GRID 2-1 HAND VALVE | NON-HAZARDOUS | ISOLATION | WST02-202-ALP-00203A-20-CPVC | 1000 | 20 | PN10 | 0 | 0.03 | 0.03 | 0.03 | 28 | 77 | 74 | 74 | 200 | NC | CPVC | CPVC | BALL | EPDM |  | SOCKET WELD | TBA |  | 0 | 0 | [12 empty] | XYLEM
0010300486 | AT_HVALVE | WST02-202-HV-0206B | C4B | 131242-WST02-DR-P-6006.dgn | BALL_VALVE | WST02 | 202 | ALP | HV | 0206 | B | CLEANING SOLUTION TO DIFFUSER GRID 2-2 HAND VALVE | CLEANING SOLUTION TO DIFFUSER GRID 2-2 HAND VALVE | NON-HAZARDOUS | ISOLATION | WST02-202-ALP-00203B-20-CPVC | 1000 | 20 | PN10 | 0 | 0.03 | 0.03 | 0.03 | 28 | 77 | 74 | 74 | 200 | NC | CPVC | CPVC | BALL | EPDM |  | SOCKET WELD | TBA |  | 0 | 0 | [12 empty] | XYLEM
0010300489 | AT_HVALVE | WST02-202-HV-0206C | C4B | 131242-WST02-DR-P-6006.dgn | BALL_VALVE | WST02 | 202 | ALP | HV | 0206 | C | CLEANING SOLUTION TO DIFFUSER GRID 2-3 HAND VALVE | CLEANING SOLUTION TO DIFFUSER GRID 2-3 HAND VALVE | NON-HAZARDOUS | ISOLATION | WST02-202-ALP-00203C-20-CPVC | 1000 | 20 | PN10 | 0 | 0.03 | 0.03 | 0.03 | 28 | 77 | 74 | 74 | 200 | NC | CPVC | CPVC | BALL | EPDM |  | SOCKET WELD | TBA |  | 0 | 0 | [12 empty] | XYLEM
0010300488 | AT_HVALVE | WST02-202-HV-0206D | C4B | 131242-WST02-DR-P-6006.dgn | BALL_VALVE | WST02 | 202 | ALP | HV | 0206 | D | CLEANING SOLUTION TO DIFFUSER GRID 2-4 HAND VALVE | CLEANING SOLUTION TO DIFFUSER GRID 2-4 HAND VALVE | NON-HAZARDOUS | ISOLATION | WST02-202-ALP-00203D-20-CPVC | 1000 | 20 | PN10 | 0 | 0.03 | 0.03 | 0.03 | 28 | 77 | 74 | 74 | 200 | NC | CPVC | CPVC | BALL | EPDM |  | SOCKET WELD | TBA |  | 0 | 0 | [12 empty] | XYLEM
0010307353 | AT_HVALVE | WST02-202-HV-0208 | C4B | 131242-WST02-DR-P-6006.dgn | BALL_VALVE | WST02 | 202 | DC | HV | 0208 |  | LAMELLA CLARIFIER 5 TO ANAMMOX REACTOR 2 DRAIN HAND VALVE | LAMELLA CLARIFIER 5 TO AMX REACTOR 2 DRAIN HV | NON-HAZARDOUS | DRAIN | WST02-202-DC-00210-50-CSEL | 1000 | 50 | PN10 | 131242-WSW41-SH-M-1004 | 0 | 0 | 0 | 38 | 72 | 0 | 0 | 200 | NC | A351 Gr. CF8M | A276 Type 316 | BALL | HYPATITE PTFE |  | FLANGED | H SERIES |  | HEATON | HEATON | https://www.heaton-valves.com/ |  |  | sales@heaton-valves.com | CHINA | [7 empty] | OVS
0010293880 | AT_HVALVE | WST02-202-HV-0211A | C4B | 131242-WST02-DR-P-6006.dgn | BUTTERFLY_VALVE | WST02 | 202 | ALP | HV | 0211 | A | BIOMASS SEPARATOR 2A AIR SCOURING HAND VALVE | BIOMASS SEPARATOR 2A AIR SCOURING HAND VALVE | NON-HAZARDOUS | ISOLATION | WST02-202-ALP-00212-65-SS16 | 1000 | 65 | PN10 | 131242-WSW41-SH-M-1006 | 0 | 0 | 0 | 98 | 77 | 74 | 74 | 200 | NO | DI WITH EPOXY COATING | SS1.4029(13%Cr) | DISC | EPDM (REPLACEABLE) |  | LUGGED | HBRL |  | HEATON | HEATON | https://www.heaton-valves.com/ |  |  | sales@heaton-valves.com | CHINA | [7 empty] | OVS
0010294033 | AT_HVALVE | WST02-202-HV-0211B | C4B | 131242-WST02-DR-P-6006.dgn | BUTTERFLY_VALVE | WST02 | 202 | ALP | HV | 0211 | B | BIOMASS SEPARATOR 2B AIR SCOURING HAND VALVE | BIOMASS SEPARATOR 2B AIR SCOURING HAND VALVE | NON-HAZARDOUS | ISOLATION | WST02-202-ALP-00222-65-SS16 | 1000 | 65 | PN10 | 131242-WSW41-SH-M-1006 | 0 | 0 | 0 | 98 | 77 | 74 | 74 | 200 | NO | DI WITH EPOXY COATING | SS1.4029(13%Cr) | DISC | EPDM (REPLACEABLE) |  | LUGGED | HBRL |  | HEATON | HEATON | https://www.heaton-valves.com/ |  |  | sales@heaton-valves.com | CHINA | [7 empty] | OVS
0010293961 | AT_HVALVE | WST02-202-HV-0211C | C4B | 131242-WST02-DR-P-6006.dgn | BUTTERFLY_VALVE | WST02 | 202 | ALP | HV | 0211 | C | BIOMASS SEPARATOR 2C AIR SCOURING HAND VALVE | BIOMASS SEPARATOR 2C AIR SCOURING HAND VALVE | NON-HAZARDOUS | ISOLATION | WST02-202-ALP-00232-65-SS16 | 1000 | 65 | PN10 | 131242-WSW41-SH-M-1006 | 0 | 0 | 0 | 98 | 77 | 74 | 74 | 200 | NO | DI WITH EPOXY COATING | SS1.4029(13%Cr) | DISC | EPDM (REPLACEABLE) |  | LUGGED | HBRL |  | HEATON | HEATON | https://www.heaton-valves.com/ |  |  | sales@heaton-valves.com | CHINA | [7 empty] | OVS
0010293932 | AT_HVALVE | WST02-202-HV-0212A | C4B | 131242-WST02-DR-P-6006.dgn | BUTTERFLY_VALVE | WST02 | 202 | ALP | HV | 0212 | A | BIOMASS SEPARATOR 2A AIR SCOURING HAND VALVE | BIOMASS SEPARATOR 2A AIR SCOURING HAND VALVE | NON-HAZARDOUS | ISOLATION | WST02-202-ALP-00211-65-SS16 | 1000 | 65 | PN10 | 131242-WSW41-SH-M-1006 | 0 | 0 | 0 | 98 | 77 | 74 | 74 | 200 | NO | DI WITH EPOXY COATING | SS1.4029(13%Cr) | DISC | EPDM (REPLACEABLE) |  | LUGGED | HBRL |  | HEATON | HEATON | https://www.heaton-valves.com/ |  |  | sales@heaton-valves.com | CHINA | [7 empty] | OVS
0010293943 | AT_HVALVE | WST02-202-HV-0212B | C4B | 131242-WST02-DR-P-6006.dgn | BUTTERFLY_VALVE | WST02 | 202 | ALP | HV | 0212 | B | BIOMASS SEPARATOR 2B AIR SCOURING HAND VALVE | BIOMASS SEPARATOR 2B AIR SCOURING HAND VALVE | NON-HAZARDOUS | ISOLATION | WST02-202-ALP-00221-65-SS16 | 1000 | 65 | PN10 | 131242-WSW41-SH-M-1006 | 0 | 0 | 0 | 98 | 77 | 74 | 74 | 200 | NO | DI WITH EPOXY COATING | SS1.4029(13%Cr) | DISC | EPDM (REPLACEABLE) |  | LUGGED | HBRL |  | HEATON | HEATON | https://www.heaton-valves.com/ |  |  | sales@heaton-valves.com | CHINA | [7 empty] | OVS
0010294097 | AT_HVALVE | WST02-202-HV-0212C | C4B | 131242-WST02-DR-P-6006.dgn | BUTTERFLY_VALVE | WST02 | 202 | ALP | HV | 0212 | C | BIOMASS SEPARATOR 2C AIR SCOURING HAND VALVE | BIOMASS SEPARATOR 2C AIR SCOURING HAND VALVE | NON-HAZARDOUS | ISOLATION | WST02-202-ALP-00231-65-SS16 | 1000 | 65 | PN10 | 131242-WSW41-SH-M-1006 | 0 | 0 | 0 | 98 | 77 | 74 | 74 | 200 | NO | DI WITH EPOXY COATING | SS1.4029(13%Cr) | DISC | EPDM (REPLACEABLE) |  | LUGGED | HBRL |  | HEATON | HEATON | https://www.heaton-valves.com/ |  |  | sales@heaton-valves.com | CHINA | [7 empty] | OVS
0010294000 | AT_HVALVE | WST02-202-HV-0220A | C4B | 131242-WST02-DR-P-6006.dgn | KNIFE_GATE_VALVE | WST02 | 202 | DC | HV | 0220 | A | BIOMASS SEPARATOR 2A TO DISCHARGE WET WELL HAND VALVE | BIOMASS SEPARATOR 2A TO DISCHARGE WET WELL HV | NON-HAZARDOUS | ISOLATION | WST02-202-DC-00204A-200-CSEL | 1000 | 200 | PN10 | 131242-WSW41-DR-M-5208 | 60555 | 32500 | 68125 | 38 | 8 | 8 | 8 | 100 | LO | DI WITH EPOXY COATING | SS316 | DISC | EPDM |  | FLANGED | MONO-A TYPE C102 |  | JASH | JASH | https://jashindia.com/ | +91-731- 2720143, 2721143 |  | info@jashindia.com | INDIA | [7 empty] | PURITEQ
0010293993 | AT_HVALVE | WST02-202-HV-0220B | C4B | 131242-WST02-DR-P-6006.dgn | KNIFE_GATE_VALVE | WST02 | 202 | DC | HV | 0220 | B | BIOMASS SEPARATOR 2B TO DISCHARGE WET WELL HAND VALVE | BIOMASS SEPARATOR 2B TO DISCHARGE WET WELL HV | NON-HAZARDOUS | ISOLATION | WST02-202-DC-00204B-200-CSEL | 1000 | 200 | PN10 | 131242-WSW41-DR-M-5208 | 65800 | 53200 | 66000 | 38 | 8 | 8 | 8 | 100 | LO | DI WITH EPOXY COATING | SS316 | DISC | EPDM |  | FLANGED | MONO-A TYPE C102 |  | JASH | JASH | https://jashindia.com/ | +91-731- 2720143, 2721143 |  | info@jashindia.com | INDIA | [7 empty] | PURITEQ
0010300583 | AT_HVALVE | WST02-202-HV-0220C | C4B | 131242-WST02-DR-P-6006.dgn | KNIFE_GATE_VALVE | WST02 | 202 | DC | HV | 0220 | C | BIOMASS SEPARATOR 2C TO DISCHARGE WET WELL HAND VALVE | BIOMASS SEPARATOR 2C TO DISCHARGE WET WELL HV | NON-HAZARDOUS | ISOLATION | WST02-202-DC-00204C-200-CSEL | 1000 | 200 | PN10 | 131242-WSW41-DR-M-5208 | 60555 | 32500 | 68125 | 38 | 8 | 8 | 8 | 100 | LC | DI WITH EPOXY COATING | SS316 | DISC | EPDM |  | FLANGED | MONO-A TYPE C102 |  | JASH | JASH | https://jashindia.com/ | +91-731- 2720143, 2721143 |  | info@jashindia.com | INDIA | [7 empty] | PURITEQ
0010293977 | AT_HVALVE | WST02-202-HV-0222 | C4B | 131242-WST02-DR-P-6006.dgn | BALL_VALVE | WST02 | 202 | DC | HV | 0222 |  | ANAMMOX REACTOR 2 SAMPLING HAND VALVE 1 | ANAMMOX REACTOR 2 SAMPLING HAND VALVE 1 | NON-HAZARDOUS | SAMPLE | WST02-202-DC-00220-50-SS16 | 1000 | 50 | PN10 | 131242-WSW41-SH-M-1004 | 0 | 0 | 0 | 38 | 0 | 0 | 0 | 200 | NC | A351 Gr. CF8M | A276 Type 316 | BALL | HYPATITE PTFE |  | THREADED | HV3 |  | HEATON | HEATON | https://www.heaton-valves.com/ |  |  | sales@heaton-valves.com | CHINA | [7 empty] | OVS
0010293974 | AT_HVALVE | WST02-202-HV-0223 | C4B | 131242-WST02-DR-P-6006.dgn | BALL_VALVE | WST02 | 202 | DC | HV | 0223 |  | ANAMMOX REACTOR 2 SAMPLING HAND VALVE 2 | ANAMMOX REACTOR 2 SAMPLING HAND VALVE 2 | NON-HAZARDOUS | SAMPLE | WST02-202-DC-00221-50-SS16 | 1000 | 50 | PN10 | 131242-WSW41-SH-M-1004 | 0 | 0 | 0 | 38 | 0 | 0 | 0 | 200 | NC | A351 Gr. CF8M | A276 Type 316 | BALL | HYPATITE PTFE |  | THREADED | HV3 |  | HEATON | HEATON | https://www.heaton-valves.com/ |  |  | sales@heaton-valves.com | CHINA | [7 empty] | OVS
0010294025 | AT_HVALVE | WST02-202-HV-0224 | C4B | 131242-WST02-DR-P-6006.dgn | BALL_VALVE | WST02 | 202 | DC | HV | 0224 |  | ANAMMOX REACTOR 2 SAMPLING HAND VALVE 3 | ANAMMOX REACTOR 2 SAMPLING HAND VALVE 3 | NON-HAZARDOUS | SAMPLE | WST02-202-DC-00222-50-SS16 | 1000 | 50 | PN10 | 131242-WSW41-SH-M-1004 | 0 | 0 | 0 | 38 | 0 | 0 | 0 | 200 | NC | A351 Gr. CF8M | A276 Type 316 | BALL | HYPATITE PTFE |  | THREADED | HV3 |  | HEATON | HEATON | https://www.heaton-valves.com/ |  |  | sales@heaton-valves.com | CHINA | [7 empty] | OVS
0010293970 | AT_HVALVE | WST02-202-HV-0225 | C4B | 131242-WST02-DR-P-6006.dgn | BALL_VALVE | WST02 | 202 | DC | HV | 0225 |  | ANAMMOX REACTOR 2 SAMPLING HAND VALVE 4 | ANAMMOX REACTOR 2 SAMPLING HAND VALVE 4 | NON-HAZARDOUS | SAMPLE | WST02-202-DC-00223-50-SS16 | 1000 | 50 | PN10 | 131242-WSW41-SH-M-1004 | 0 | 0 | 0 | 38 | 0 | 0 | 0 | 200 | NC | A351 Gr. CF8M | A276 Type 316 | BALL | HYPATITE PTFE |  | THREADED | HV3 |  | HEATON | HEATON | https://www.heaton-valves.com/ |  |  | sales@heaton-valves.com | CHINA | [7 empty] | OVS
0010294078 | AT_HVALVE | WST02-202-HV-0228A | C4B | 131242-WST02-DR-P-6006.dgn | BALL_VALVE | WST02 | 202 | DC | HV | 0228 | A | BIOMASS SEPARATOR 2A TO WET WELL SAMPLING HAND VALVE | BIOMASS SEPARATOR 2A TO WET WELL SAMPLING HV | NON-HAZARDOUS | SAMPLE | WST02-202-DC-00205A-25-CSEL | 1000 | 25 | PN10 | 131242-WSW41-SH-M-1004 | 0 | 0 | 0 | 38 | 72 | 8 | 8 | 200 | NC | A351 Gr. CF8M | A276 Type 316 | BALL | HYPATITE PTFE |  | FLANGED | H SERIES |  | HEATON | HEATON | https://www.heaton-valves.com/ |  |  | sales@heaton-valves.com | CHINA | [7 empty] | OVS
0010294100 | AT_HVALVE | WST02-202-HV-0228B | C4B | 131242-WST02-DR-P-6006.dgn | BALL_VALVE | WST02 | 202 | DC | HV | 0228 | B | BIOMASS SEPARATOR 2B TO WET WELL SAMPLING HAND VALVE | BIOMASS SEPARATOR 2B TO WET WELL SAMPLING HV | NON-HAZARDOUS | SAMPLE | WST02-202-DC-00205B-25-CSEL | 1000 | 25 | PN10 | 131242-WSW41-SH-M-1004 | 0 | 0 | 0 | 38 | 72 | 8 | 8 | 200 | NC | A351 Gr. CF8M | A276 Type 316 | BALL | HYPATITE PTFE |  | FLANGED | H SERIES |  | HEATON | HEATON | https://www.heaton-valves.com/ |  |  | sales@heaton-valves.com | CHINA | [7 empty] | OVS
0010293936 | AT_HVALVE | WST02-202-HV-0228C | C4B | 131242-WST02-DR-P-6006.dgn | BALL_VALVE | WST02 | 202 | DC | HV | 0228 | C | BIOMASS SEPARATOR 2C TO WET WELL SAMPLING HAND VALVE | BIOMASS SEPARATOR 2C TO WET WELL SAMPLING HV | NON-HAZARDOUS | SAMPLE | WST02-202-DC-00205C-25-CSEL | 1000 | 25 | PN10 | 131242-WSW41-SH-M-1004 | 0 | 0 | 0 | 38 | 72 | 8 | 8 | 200 | NC | A351 Gr. CF8M | A276 Type 316 | BALL | HYPATITE PTFE |  | FLANGED | H SERIES |  | HEATON | HEATON | https://www.heaton-valves.com/ |  |  | sales@heaton-valves.com | CHINA | [7 empty] | OVS
0010293859 | AT_HVALVE | WST02-202-HV-0229 | C4B | 131242-WST02-DR-P-6006.dgn | BALL_VALVE | WST02 | 202 | DC | HV | 0229 |  | ANAMMOX REACTOR 2 SLUDGE PIPE DRAIN HAND VALVE | ANAMMOX REACTOR 2 SLUDGE PIPE DRAIN HAND VALVE | NON-HAZARDOUS | DRAIN | WST02-202-DC-00209-50-CSEL | 1000 | 50 | PN10 | 131242-WSW41-SH-M-1004 | 0 | 0 | 0 | 38 | 0 | 0 | 0 | 200 | NC | A351 Gr. CF8M | A276 Type 316 | BALL | HYPATITE PTFE |  | FLANGED | H SERIES |  | HEATON | HEATON | https://www.heaton-valves.com/ |  |  | sales@heaton-valves.com | CHINA | [7 empty] | OVS
0010294310 | AT_HVALVE | WST02-202-HV-0301 | C4B | 131242-WST02-DR-P-6007.dgn | BALL_VALVE | WST02 | 202 | DC | HV | 0301 |  | ANAMMOX REACTOR 3 SLUDGE PIPE FLUSH PORT HAND VALVE | AMX REACTOR 3 SLUDGE PIPE FLUSH PORT HV | NON-HAZARDOUS | ISOLATION | WST02-202-DC-00307-50-CSEL | 1000 | 50 | PN10 | 131242-WSW41-SH-M-1004 | 0 | 0 | 0 | 38 | 0 | 0 | 0 | 200 | NC | A351 Gr. CF8M | A276 Type 316 | BALL | HYPATITE PTFE |  | FLANGED | H SERIES |  | HEATON | HEATON | https://www.heaton-valves.com/ |  |  | sales@heaton-valves.com | CHINA | [7 empty] | OVS
0010294244 | AT_HVALVE | WST02-202-HV-0302 | C4B | 131242-WST02-DR-P-6007.dgn | BALL_VALVE | WST02 | 202 | DC | HV | 0302 |  | LAMELLA CLARIFIER 3 TO ANAMMOX REACTOR 3 DRAIN HAND VALVE | LAMELLA CLARIFIER 3 TO AMX REACTOR 3 DRAIN HV | NON-HAZARDOUS | DRAIN | WST02-202-DC-00306-50-CSEL | 1000 | 50 | PN10 | 131242-WSW41-SH-M-1004 | 0 | 0 | 0 | 36 | 72 | 0 | 0 | 200 | NC | A351 Gr. CF8M | A276 Type 316 | BALL | HYPATITE PTFE |  | FLANGED | H SERIES |  | HEATON | HEATON | https://www.heaton-valves.com/ |  |  | sales@heaton-valves.com | CHINA | [7 empty] | OVS
0010323923 | AT_HVALVE | WST02-202-HV-0303 | C4B | 131242-WST02-DR-P-6007.dgn | BALL_VALVE | WST02 | 202 | ALP | HV | 0303 |  | BLOWER C TO ANAMMOX REACTOR 3 HEADER DRAIN VALVE | BLOWER C TO ANAMMOX REACTOR 3 HEADER DRAIN VALVE | NON-HAZARDOUS | DRAIN | WST02-202-ALP-00305-15-SS16 | 1000 | 15 | PN10 | 0 | 0 | 0 | 120 | 98 | 77 | 74 | 74 | 200 | NC | A351 Gr. CF8M | A276 Type 316 | BALL | HYPATITE PTFE |  | THREADED | HV3 |  | HEATON | HEATON | https://www.heaton-valves.com/ |  |  | sales@heaton-valves.com | CHINA | [7 empty] | OVS
0010294265 | AT_HVALVE | WST02-202-HV-0305A | C4B | 131242-WST02-DR-P-6007.dgn | BUTTERFLY_VALVE | WST02 | 202 | ALP | HV | 0305 | A | FINE BUBBLE DIFFUSER GRID 3-1 HAND VALVE | FINE BUBBLE DIFFUSER GRID 3-1 HAND VALVE | NON-HAZARDOUS | ISOLATION | WST02-202-ALP-00301A-150-SS16 | 1000 | 150 | PN10 | 131242-WSW41-SH-M-1006 | 972 | 398 | 1468 | 98 | 77 | 74 | 74 | 200 | NO | DI WITH EPOXY COATING | SS1.4029(13%Cr) | DISC | EPDM (REPLACEABLE) |  | LUGGED | HBRL |  | HEATON | HEATON | https://www.heaton-valves.com/ |  |  | sales@heaton-valves.com | CHINA | [7 empty] | OVS
0010294264 | AT_HVALVE | WST02-202-HV-0305B | C4B | 131242-WST02-DR-P-6007.dgn | BUTTERFLY_VALVE | WST02 | 202 | ALP | HV | 0305 | B | FINE BUBBLE DIFFUSER GRID 3-2 HAND VALVE | FINE BUBBLE DIFFUSER GRID 3-2 HAND VALVE | NON-HAZARDOUS | ISOLATION | WST02-202-ALP-00301B-150-SS16 | 1000 | 150 | PN10 | 131242-WSW41-SH-M-1006 | 972 | 398 | 1468 | 98 | 77 | 74 | 74 | 200 | NO | DI WITH EPOXY COATING | SS1.4029(13%Cr) | DISC | EPDM (REPLACEABLE) |  | LUGGED | HBRL |  | HEATON | HEATON | https://www.heaton-valves.com/ |  |  | sales@heaton-valves.com | CHINA | [7 empty] | OVS
0010294171 | AT_HVALVE | WST02-202-HV-0305C | C4B | 131242-WST02-DR-P-6007.dgn | BUTTERFLY_VALVE | WST02 | 202 | ALP | HV | 0305 | C | FINE BUBBLE DIFFUSER GRID 3-3 HAND VALVE | FINE BUBBLE DIFFUSER GRID 3-3 HAND VALVE | NON-HAZARDOUS | ISOLATION | WST02-202-ALP-00301C-150-SS16 | 1000 | 150 | PN10 | 131242-WSW41-SH-M-1006 | 972 | 398 | 1468 | 98 | 77 | 74 | 74 | 200 | NO | DI WITH EPOXY COATING | SS1.4029(13%Cr) | DISC | EPDM (REPLACEABLE) |  | LUGGED | HBRL |  | HEATON | HEATON | https://www.heaton-valves.com/ |  |  | sales@heaton-valves.com | CHINA | [7 empty] | OVS
0010294261 | AT_HVALVE | WST02-202-HV-0305D | C4B | 131242-WST02-DR-P-6007.dgn | BUTTERFLY_VALVE | WST02 | 202 | ALP | HV | 0305 | D | FINE BUBBLE DIFFUSER GRID 3-4 HAND VALVE | FINE BUBBLE DIFFUSER GRID 3-4 HAND VALVE | NON-HAZARDOUS | ISOLATION | WST02-202-ALP-00301D-150-SS16 | 1000 | 150 | PN10 | 131242-WSW41-SH-M-1006 | 972 | 398 | 1468 | 98 | 77 | 74 | 74 | 200 | NO | DI WITH EPOXY COATING | SS1.4029(13%Cr) | DISC | EPDM (REPLACEABLE) |  | LUGGED | HBRL |  | HEATON | HEATON | https://www.heaton-valves.com/ |  |  | sales@heaton-valves.com | CHINA | [7 empty] | OVS
0010300514 | AT_HVALVE | WST02-202-HV-0306A | C4B | 131242-WST02-DR-P-6007.dgn | BALL_VALVE | WST02 | 202 | ALP | HV | 0306 | A | CLEANING SOLUTION TO DIFFUSER GRID 3-1 HAND VALVE | CLEANING SOLUTION TO DIFFUSER GRID 3-1 HAND VALVE | NON-HAZARDOUS | ISOLATION | WST02-202-ALP-00303A-20-CPVC | 1000 | 20 | PN10 | 0 | 0.03 | 0.03 | 0.03 | 28 | 77 | 74 | 74 | 200 | NC | CPVC | CPVC | BALL | EPDM |  | SOCKET WELD | TBA |  | 0 | 0 | [12 empty] | XYLEM
0010300516 | AT_HVALVE | WST02-202-HV-0306B | C4B | 131242-WST02-DR-P-6007.dgn | BALL_VALVE | WST02 | 202 | ALP | HV | 0306 | B | CLEANING SOLUTION TO DIFFUSER GRID 3-2 HAND VALVE | CLEANING SOLUTION TO DIFFUSER GRID 3-2 HAND VALVE | NON-HAZARDOUS | ISOLATION | WST02-202-ALP-00303B-20-CPVC | 1000 | 20 | PN10 | 0 | 0.03 | 0.03 | 0.03 | 28 | 77 | 74 | 74 | 200 | NC | CPVC | CPVC | BALL | EPDM |  | SOCKET WELD | TBA |  | 0 | 0 | [12 empty] | XYLEM
0010300520 | AT_HVALVE | WST02-202-HV-0306C | C4B | 131242-WST02-DR-P-6007.dgn | BALL_VALVE | WST02 | 202 | ALP | HV | 0306 | C | CLEANING SOLUTION TO DIFFUSER GRID 3-3 HAND VALVE | CLEANING SOLUTION TO DIFFUSER GRID 3-3 HAND VALVE | NON-HAZARDOUS | ISOLATION | WST02-202-ALP-00303C-20-CPVC | 1000 | 20 | PN10 | 0 | 0.03 | 0.03 | 0.03 | 28 | 77 | 74 | 74 | 200 | NC | CPVC | CPVC | BALL | EPDM |  | SOCKET WELD | TBA |  | 0 | 0 | [12 empty] | XYLEM
0010300518 | AT_HVALVE | WST02-202-HV-0306D | C4B | 131242-WST02-DR-P-6007.dgn | BALL_VALVE | WST02 | 202 | ALP | HV | 0306 | D | CLEANING SOLUTION TO DIFFUSER GRID 3-4 HAND VALVE | CLEANING SOLUTION TO DIFFUSER GRID 3-4 HAND VALVE | NON-HAZARDOUS | ISOLATION | WST02-202-ALP-00303D-20-CPVC | 1000 | 20 | PN10 | 0 | 0.03 | 0.03 | 0.03 | 28 | 77 | 74 | 74 | 200 | NC | CPVC | CPVC | BALL | EPDM |  | SOCKET WELD | TBA |  | 0 | 0 | [12 empty] | XYLEM
0010307357 | AT_HVALVE | WST02-202-HV-0308 | C4B | 131242-WST02-DR-P-6007.dgn | BALL_VALVE | WST02 | 202 | DC | HV | 0308 |  | LAMELLA CLARIFIER 5 TO ANAMMOX REACTOR 3 DRAIN HAND VALVE | LAMELLA CLARIFIER 5 TO AMX REACTOR 3 DRAIN HV | NON-HAZARDOUS | DRAIN | WST02-202-DC-00310-50-CSEL | 1000 | 50 | PN10 | 131242-WSW41-SH-M-1004 | 0 | 0 | 0 | 38 | 72 | 0 | 0 | 200 | NC | A351 Gr. CF8M | A276 Type 316 | BALL | HYPATITE PTFE |  | FLANGED | H SERIES |  | HEATON | HEATON | https://www.heaton-valves.com/ |  |  | sales@heaton-valves.com | CHINA | [7 empty] | OVS
0010294233 | AT_HVALVE | WST02-202-HV-0311A | C4B | 131242-WST02-DR-P-6007.dgn | BUTTERFLY_VALVE | WST02 | 202 | ALP | HV | 0311 | A | BIOMASS SEPARATOR 3A AIR SCOURING HAND VALVE | BIOMASS SEPARATOR 3A AIR SCOURING HAND VALVE | NON-HAZARDOUS | ISOLATION | WST02-202-ALP-00312-65-SS16 | 1000 | 65 | PN10 | 131242-WSW41-SH-M-1006 | 0 | 0 | 0 | 98 | 77 | 74 | 74 | 200 | NO | DI WITH EPOXY COATING | SS1.4029(13%Cr) | DISC | EPDM (REPLACEABLE) |  | LUGGED | HBRL |  | HEATON | HEATON | https://www.heaton-valves.com/ |  |  | sales@heaton-valves.com | CHINA | [7 empty] | OVS
0010294423 | AT_HVALVE | WST02-202-HV-0311B | C4B | 131242-WST02-DR-P-6007.dgn | BUTTERFLY_VALVE | WST02 | 202 | ALP | HV | 0311 | B | BIOMASS SEPARATOR 3B AIR SCOURING HAND VALVE | BIOMASS SEPARATOR 3B AIR SCOURING HAND VALVE | NON-HAZARDOUS | ISOLATION | WST02-202-ALP-00322-65-SS16 | 1000 | 65 | PN10 | 131242-WSW41-SH-M-1006 | 0 | 0 | 0 | 98 | 77 | 74 | 74 | 200 | NO | DI WITH EPOXY COATING | SS1.4029(13%Cr) | DISC | EPDM (REPLACEABLE) |  | LUGGED | HBRL |  | HEATON | HEATON | https://www.heaton-valves.com/ |  |  | sales@heaton-valves.com | CHINA | [7 empty] | OVS
0010294485 | AT_HVALVE | WST02-202-HV-0311C | C4B | 131242-WST02-DR-P-6007.dgn | BUTTERFLY_VALVE | WST02 | 202 | ALP | HV | 0311 | C | BIOMASS SEPARATOR 3C AIR SCOURING HAND VALVE | BIOMASS SEPARATOR 3C AIR SCOURING HAND VALVE | NON-HAZARDOUS | ISOLATION | WST02-202-ALP-00332-65-SS16 | 1000 | 65 | PN10 | 131242-WSW41-SH-M-1006 | 0 | 0 | 0 | 98 | 77 | 74 | 74 | 200 | NO | DI WITH EPOXY COATING | SS1.4029(13%Cr) | DISC | EPDM (REPLACEABLE) |  | LUGGED | HBRL |  | HEATON | HEATON | https://www.heaton-valves.com/ |  |  | sales@heaton-valves.com | CHINA | [7 empty] | OVS
0010294297 | AT_HVALVE | WST02-202-HV-0312A | C4B | 131242-WST02-DR-P-6007.dgn | BUTTERFLY_VALVE | WST02 | 202 | ALP | HV | 0312 | A | BIOMASS SEPARATOR 3A AIR SCOURING HAND VALVE | BIOMASS SEPARATOR 3A AIR SCOURING HAND VALVE | NON-HAZARDOUS | ISOLATION | WST02-202-ALP-00311-65-SS16 | 1000 | 65 | PN10 | 131242-WSW41-SH-M-1006 | 0 | 0 | 0 | 98 | 77 | 74 | 74 | 200 | NO | DI WITH EPOXY COATING | SS1.4029(13%Cr) | DISC | EPDM (REPLACEABLE) |  | LUGGED | HBRL |  | HEATON | HEATON | https://www.heaton-valves.com/ |  |  | sales@heaton-valves.com | CHINA | [7 empty] | OVS
0010294293 | AT_HVALVE | WST02-202-HV-0312B | C4B | 131242-WST02-DR-P-6007.dgn | BUTTERFLY_VALVE | WST02 | 202 | ALP | HV | 0312 | B | BIOMASS SEPARATOR 3B AIR SCOURING HAND VALVE | BIOMASS SEPARATOR 3B AIR SCOURING HAND VALVE | NON-HAZARDOUS | ISOLATION | WST02-202-ALP-00321-65-SS16 | 1000 | 65 | PN10 | 131242-WSW41-SH-M-1006 | 0 | 0 | 0 | 98 | 77 | 74 | 74 | 200 | NO | DI WITH EPOXY COATING | SS1.4029(13%Cr) | DISC | EPDM (REPLACEABLE) |  | LUGGED | HBRL |  | HEATON | HEATON | https://www.heaton-valves.com/ |  |  | sales@heaton-valves.com | CHINA | [7 empty] | OVS
0010294486 | AT_HVALVE | WST02-202-HV-0312C | C4B | 131242-WST02-DR-P-6007.dgn | BUTTERFLY_VALVE | WST02 | 202 | ALP | HV | 0312 | C | BIOMASS SEPARATOR 3C AIR SCOURING HAND VALVE | BIOMASS SEPARATOR 3C AIR SCOURING HAND VALVE | NON-HAZARDOUS | ISOLATION | WST02-202-ALP-00331-65-SS16 | 1000 | 65 | PN10 | 131242-WSW41-SH-M-1006 | 0 | 0 | 0 | 98 | 77 | 74 | 74 | 200 | NO | DI WITH EPOXY COATING | SS1.4029(13%Cr) | DISC | EPDM (REPLACEABLE) |  | LUGGED | HBRL |  | HEATON | HEATON | https://www.heaton-valves.com/ |  |  | sales@heaton-valves.com | CHINA | [7 empty] | OVS
0010294352 | AT_HVALVE | WST02-202-HV-0320A | C4B | 131242-WST02-DR-P-6007.dgn | KNIFE_GATE_VALVE | WST02 | 202 | DC | HV | 0320 | A | BIOMASS SEPARATOR 3A TO DISCHARGE WET WELL HAND VALVE | BIOMASS SEPARATOR 3A TO DISCHARGE WET WELL HV | NON-HAZARDOUS | ISOLATION | WST02-202-DC-00304A-200-CSEL | 1000 | 200 | PN10 | 131242-WSW41-DR-M-5208 | 60555 | 32500 | 68125 | 38 | 8 | 8 | 8 | 100 | LO | DI WITH EPOXY COATING | SS316 | DISC | EPDM |  | FLANGED | MONO-A TYPE C102 |  | JASH | JASH | https://jashindia.com/ | +91-731- 2720143, 2721143 |  | info@jashindia.com | INDIA | [7 empty] | PURITEQ
0010294345 | AT_HVALVE | WST02-202-HV-0320B | C4B | 131242-WST02-DR-P-6007.dgn | KNIFE_GATE_VALVE | WST02 | 202 | DC | HV | 0320 | B | BIOMASS SEPARATOR 3B TO DISCHARGE WET WELL HAND VALVE | BIOMASS SEPARATOR 3B TO DISCHARGE WET WELL HV | NON-HAZARDOUS | ISOLATION | WST02-202-DC-00304B-200-CSEL | 1000 | 200 | PN10 | 131242-WSW41-DR-M-5208 | 60555 | 32500 | 68125 | 38 | 8 | 8 | 8 | 100 | LO | DI WITH EPOXY COATING | SS316 | DISC | EPDM |  | FLANGED | MONO-A TYPE C102 |  | JASH | JASH | https://jashindia.com/ | +91-731- 2720143, 2721143 |  | info@jashindia.com | INDIA | [7 empty] | PURITEQ
0010294492 | AT_HVALVE | WST02-202-HV-0320C | C4B | 131242-WST02-DR-P-6007.dgn | KNIFE_GATE_VALVE | WST02 | 202 | DC | HV | 0320 | C | BIOMASS SEPARATOR 3C TO DISCHARGE WET WELL HAND VALVE | BIOMASS SEPARATOR 3C TO DISCHARGE WET WELL HV | NON-HAZARDOUS | ISOLATION | WST02-202-DC-00304C-200-CSEL | 1000 | 200 | PN10 | 131242-WSW41-DR-M-5208 | 60555 | 32500 | 68125 | 38 | 8 | 8 | 8 | 100 | LC | DI WITH EPOXY COATING | SS316 | DISC | EPDM |  | FLANGED | MONO-A TYPE C102 |  | JASH | JASH | https://jashindia.com/ | +91-731- 2720143, 2721143 |  | info@jashindia.com | INDIA | [7 empty] | PURITEQ
0010294331 | AT_HVALVE | WST02-202-HV-0322 | C4B | 131242-WST02-DR-P-6007.dgn | BALL_VALVE | WST02 | 202 | DC | HV | 0322 |  | ANAMMOX REACTOR 3 SAMPLING HAND VALVE 1 | ANAMMOX REACTOR 3 SAMPLING HAND VALVE 1 | NON-HAZARDOUS | SAMPLE | WST02-202-DC-00320-50-SS16 | 1000 | 50 | PN10 | 131242-WSW41-SH-M-1004 | 0 | 0 | 0 | 38 | 0 | 0 | 0 | 200 | NC | A351 Gr. CF8M | A276 Type 316 | BALL | HYPATITE PTFE |  | THREADED | HV3 |  | HEATON | HEATON | https://www.heaton-valves.com/ |  |  | sales@heaton-valves.com | CHINA | [7 empty] | OVS
0010294328 | AT_HVALVE | WST02-202-HV-0323 | C4B | 131242-WST02-DR-P-6007.dgn | BALL_VALVE | WST02 | 202 | DC | HV | 0323 |  | ANAMMOX REACTOR 3 SAMPLING HAND VALVE 2 | ANAMMOX REACTOR 3 SAMPLING HAND VALVE 2 | NON-HAZARDOUS | SAMPLE | WST02-202-DC-00321-50-SS16 | 1000 | 50 | PN10 | 131242-WSW41-SH-M-1004 | 0 | 0 | 0 | 38 | 0 | 0 | 0 | 200 | NC | A351 Gr. CF8M | A276 Type 316 | BALL | HYPATITE PTFE |  | THREADED | HV3 |  | HEATON | HEATON | https://www.heaton-valves.com/ |  |  | sales@heaton-valves.com | CHINA | [7 empty] | OVS
0010294370 | AT_HVALVE | WST02-202-HV-0324 | C4B | 131242-WST02-DR-P-6007.dgn | BALL_VALVE | WST02 | 202 | DC | HV | 0324 |  | ANAMMOX REACTOR 3 SAMPLING HAND VALVE 3 | ANAMMOX REACTOR 3 SAMPLING HAND VALVE 3 | NON-HAZARDOUS | SAMPLE | WST02-202-DC-00322-50-SS16 | 1000 | 50 | PN10 | 131242-WSW41-SH-M-1004 | 0 | 0 | 0 | 38 | 0 | 0 | 0 | 200 | NC | A351 Gr. CF8M | A276 Type 316 | BALL | HYPATITE PTFE |  | THREADED | HV3 |  | HEATON | HEATON | https://www.heaton-valves.com/ |  |  | sales@heaton-valves.com | CHINA | [7 empty] | OVS
0010294322 | AT_HVALVE | WST02-202-HV-0325 | C4B | 131242-WST02-DR-P-6007.dgn | BALL_VALVE | WST02 | 202 | DC | HV | 0325 |  | ANAMMOX REACTOR 3 SAMPLING HAND VALVE 4 | ANAMMOX REACTOR 3 SAMPLING HAND VALVE 4 | NON-HAZARDOUS | SAMPLE | WST02-202-DC-00323-50-SS16 | 1000 | 50 | PN10 | 131242-WSW41-SH-M-1004 | 0 | 0 | 0 | 38 | 0 | 0 | 0 | 200 | NC | A351 Gr. CF8M | A276 Type 316 | BALL | HYPATITE PTFE |  | THREADED | HV3 |  | HEATON | HEATON | https://www.heaton-valves.com/ |  |  | sales@heaton-valves.com | CHINA | [7 empty] | OVS
0010294384 | AT_HVALVE | WST02-202-HV-0328A | C4B | 131242-WST02-DR-P-6007.dgn | BALL_VALVE | WST02 | 202 | DC | HV | 0328 | A | BIOMASS SEPARATOR 3A TO WET WELL SAMPLING HAND VALVE | BIOMASS SEPARATOR 3A TO WET WELL SAMPLING HV | NON-HAZARDOUS | SAMPLE | WST02-202-DC-00305A-25-CSEL | 1000 | 25 | PN10 | 131242-WSW41-SH-M-1004 | 0 | 0 | 0 | 38 | 72 | 8 | 8 | 200 | NC | A351 Gr. CF8M | A276 Type 316 | BALL | HYPATITE PTFE |  | FLANGED | H SERIES |  | HEATON | HEATON | https://www.heaton-valves.com/ |  |  | sales@heaton-valves.com | CHINA | [7 empty] | OVS
0010294406 | AT_HVALVE | WST02-202-HV-0328B | C4B | 131242-WST02-DR-P-6007.dgn | BALL_VALVE | WST02 | 202 | DC | HV | 0328 | B | BIOMASS SEPARATOR 3B TO WET WELL SAMPLING HAND VALVE | BIOMASS SEPARATOR 3B TO WET WELL SAMPLING HV | NON-HAZARDOUS | SAMPLE | WST02-202-DC-00305B-25-CSEL | 1000 | 25 | PN10 | 131242-WSW41-SH-M-1004 | 0 | 0 | 0 | 38 | 72 | 8 | 8 | 200 | NC | A351 Gr. CF8M | A276 Type 316 | BALL | HYPATITE PTFE |  | FLANGED | H SERIES |  | HEATON | HEATON | https://www.heaton-valves.com/ |  |  | sales@heaton-valves.com | CHINA | [7 empty] | OVS
0010294493 | AT_HVALVE | WST02-202-HV-0328C | C4B | 131242-WST02-DR-P-6007.dgn | BALL_VALVE | WST02 | 202 | DC | HV | 0328 | C | BIOMASS SEPARATOR 3C TO WET WELL SAMPLING HAND VALVE | BIOMASS SEPARATOR 3C TO WET WELL SAMPLING HV | NON-HAZARDOUS | SAMPLE | WST02-202-DC-00305C-25-CSEL | 1000 | 25 | PN10 | 131242-WSW41-SH-M-1004 | 0 | 0 | 0 | 38 | 72 | 8 | 8 | 200 | NC | A351 Gr. CF8M | A276 Type 316 | BALL | HYPATITE PTFE |  | FLANGED | H SERIES |  | HEATON | HEATON | https://www.heaton-valves.com/ |  |  | sales@heaton-valves.com | CHINA | [7 empty] | OVS
0010294214 | AT_HVALVE | WST02-202-HV-0329 | C4B | 131242-WST02-DR-P-6007.dgn | BALL_VALVE | WST02 | 202 | DC | HV | 0329 |  | ANAMMOX REACTOR 3 SLUDGE PIPE DRAIN HAND VALVE | ANAMMOX REACTOR 3 SLUDGE PIPE DRAIN HAND VALVE | NON-HAZARDOUS | DRAIN | WST02-202-DC-00309-50-CSEL | 1000 | 50 | PN10 | 131242-WSW41-SH-M-1004 | 0 | 0 | 0 | 38 | 0 | 0 | 0 | 200 | NC | A351 Gr. CF8M | A276 Type 316 | BALL | HYPATITE PTFE |  | FLANGED | H SERIES |  | HEATON | HEATON | https://www.heaton-valves.com/ |  |  | sales@heaton-valves.com | CHINA | [7 empty] | OVS
0010299136 | AT_HVALVE | WST02-202-HV-0401 | C4B | 131242-WST02-DR-P-6008.dgn | BALL_VALVE | WST02 | 202 | DC | HV | 0401 |  | ANAMMOX REACTOR 4 SLUDGE PIPE FLUSH PORT HAND VALVE | AMX REACTOR 4 SLUDGE PIPE FLUSH PORT HV | NON-HAZARDOUS | ISOLATION | WST02-202-DC-00407-50-CSEL | 1000 | 50 | PN10 | 131242-WSW41-SH-M-1004 | 0 | 0 | 0 | 38 | 0 | 0 | 0 | 200 | NC | A351 Gr. CF8M | A276 Type 316 | BALL | HYPATITE PTFE |  | FLANGED | H SERIES |  | HEATON | HEATON | https://www.heaton-valves.com/ |  |  | sales@heaton-valves.com | CHINA | [7 empty] | OVS
0010299071 | AT_HVALVE | WST02-202-HV-0402 | C4B | 131242-WST02-DR-P-6008.dgn | BALL_VALVE | WST02 | 202 | DC | HV | 0402 |  | LAMELLA CLARIFIER 4 TO ANAMMOX REACTOR 4 DRAIN HAND VALVE | LAMELLA CLARIFIER 4 TO AMX REACTOR 4 DRAIN HV | NON-HAZARDOUS | DRAIN | WST02-202-DC-00406-50-CSEL | 1000 | 50 | PN10 | 131242-WSW41-SH-M-1004 | 0 | 0 | 0 | 36 | 72 | 0 | 0 | 200 | NC | A351 Gr. CF8M | A276 Type 316 | BALL | HYPATITE PTFE |  | FLANGED | H SERIES |  | HEATON | HEATON | https://www.heaton-valves.com/ |  |  | sales@heaton-valves.com | CHINA | [7 empty] | OVS
0010314291 | AT_HVALVE | WST02-202-HV-0403 | C4B | 131242-WST02-DR-P-6008.dgn | BALL_VALVE | WST02 | 202 | ALP | HV | 0403 |  | BLOWER D TO ANAMMOX REACTOR 4 HEADER DRAIN VALVE | BLOWER D TO ANAMMOX REACTOR 4 HEADER DRAIN VALVE | NON-HAZARDOUS | DRAIN | WST02-202-ALP-00405-15-SS16 | 1000 | 15 | PN10 | 0 | 0 | 0 | 120 | 98 | 77 | 74 | 74 | 200 | NC | A351 Gr. CF8M | A276 Type 316 | BALL | HYPATITE PTFE |  | THREADED | HV3 |  | HEATON | HEATON | https://www.heaton-valves.com/ |  |  | sales@heaton-valves.com | CHINA | [7 empty] | OVS
0010299090 | AT_HVALVE | WST02-202-HV-0405A | C4B | 131242-WST02-DR-P-6008.dgn | BUTTERFLY_VALVE | WST02 | 202 | ALP | HV | 0405 | A | FINE BUBBLE DIFFUSER GRID 4-1 HAND VALVE | FINE BUBBLE DIFFUSER GRID 4-1 HAND VALVE | NON-HAZARDOUS | ISOLATION | WST02-202-ALP-00401A-150-SS16 | 1000 | 150 | PN10 | 131242-WSW41-SH-M-1006 | 972 | 398 | 1468 | 98 | 77 | 74 | 74 | 200 | NO | DI WITH EPOXY COATING | SS1.4029(13%Cr) | DISC | EPDM (REPLACEABLE) |  | LUGGED | HBRL |  | HEATON | HEATON | https://www.heaton-valves.com/ |  |  | sales@heaton-valves.com | CHINA | [7 empty] | OVS
0010299089 | AT_HVALVE | WST02-202-HV-0405B | C4B | 131242-WST02-DR-P-6008.dgn | BUTTERFLY_VALVE | WST02 | 202 | ALP | HV | 0405 | B | FINE BUBBLE DIFFUSER GRID 4-2 HAND VALVE | FINE BUBBLE DIFFUSER GRID 4-2 HAND VALVE | NON-HAZARDOUS | ISOLATION | WST02-202-ALP-00401B-150-SS16 | 1000 | 150 | PN10 | 131242-WSW41-SH-M-1006 | 972 | 398 | 1468 | 98 | 77 | 74 | 74 | 200 | NO | DI WITH EPOXY COATING | SS1.4029(13%Cr) | DISC | EPDM (REPLACEABLE) |  | LUGGED | HBRL |  | HEATON | HEATON | https://www.heaton-valves.com/ |  |  | sales@heaton-valves.com | CHINA | [7 empty] | OVS
0010299015 | AT_HVALVE | WST02-202-HV-0405C | C4B | 131242-WST02-DR-P-6008.dgn | BUTTERFLY_VALVE | WST02 | 202 | ALP | HV | 0405 | C | FINE BUBBLE DIFFUSER GRID 4-3 HAND VALVE | FINE BUBBLE DIFFUSER GRID 4-3 HAND VALVE | NON-HAZARDOUS | ISOLATION | WST02-202-ALP-00401C-150-SS16 | 1000 | 150 | PN10 | 131242-WSW41-SH-M-1006 | 972 | 398 | 1468 | 98 | 77 | 74 | 74 | 200 | NO | DI WITH EPOXY COATING | SS1.4029(13%Cr) | DISC | EPDM (REPLACEABLE) |  | LUGGED | HBRL |  | HEATON | HEATON | https://www.heaton-valves.com/ |  |  | sales@heaton-valves.com | CHINA | [7 empty] | OVS
0010299086 | AT_HVALVE | WST02-202-HV-0405D | C4B | 131242-WST02-DR-P-6008.dgn | BUTTERFLY_VALVE | WST02 | 202 | ALP | HV | 0405 | D | FINE BUBBLE DIFFUSER GRID 4-4 HAND VALVE | FINE BUBBLE DIFFUSER GRID 4-4 HAND VALVE | NON-HAZARDOUS | ISOLATION | WST02-202-ALP-00401D-150-SS16 | 1000 | 150 | PN10 | 131242-WSW41-SH-M-1006 | 972 | 398 | 1468 | 98 | 77 | 74 | 74 | 200 | NO | DI WITH EPOXY COATING | SS1.4029(13%Cr) | DISC | EPDM (REPLACEABLE) |  | LUGGED | HBRL |  | HEATON | HEATON | https://www.heaton-valves.com/ |  |  | sales@heaton-valves.com | CHINA | [7 empty] | OVS
0010299068 | AT_HVALVE | WST02-202-HV-0406A | C4B | 131242-WST02-DR-P-6008.dgn | BALL_VALVE | WST02 | 202 | ALP | HV | 0406 | A | CLEANING SOLUTION TO DIFFUSER GRID 4-1 HAND VALVE | CLEANING SOLUTION TO DIFFUSER GRID 4-1 HAND VALVE | NON-HAZARDOUS | ISOLATION | WST02-202-ALP-00403A-20-CPVC | 1000 | 20 | PN10 | 0 | 0.03 | 0.03 | 0.03 | 28 | 77 | 74 | 74 | 200 | NC | CPVC | CPVC | BALL | EPDM |  | SOCKET WELD | TBA |  | 0 | 0 | [12 empty] | XYLEM
0010299091 | AT_HVALVE | WST02-202-HV-0406B | C4B | 131242-WST02-DR-P-6008.dgn | BALL_VALVE | WST02 | 202 | ALP | HV | 0406 | B | CLEANING SOLUTION TO DIFFUSER GRID 4-2 HAND VALVE | CLEANING SOLUTION TO DIFFUSER GRID 4-2 HAND VALVE | NON-HAZARDOUS | ISOLATION | WST02-202-ALP-00403B-20-CPVC | 1000 | 20 | PN10 | 0 | 0.03 | 0.03 | 0.03 | 28 | 77 | 74 | 74 | 200 | NC | CPVC | CPVC | BALL | EPDM |  | SOCKET WELD | TBA |  | 0 | 0 | [12 empty] | XYLEM
0010299148 | AT_HVALVE | WST02-202-HV-0406C | C4B | 131242-WST02-DR-P-6008.dgn | BALL_VALVE | WST02 | 202 | ALP | HV | 0406 | C | CLEANING SOLUTION TO DIFFUSER GRID 4-3 HAND VALVE | CLEANING SOLUTION TO DIFFUSER GRID 4-3 HAND VALVE | NON-HAZARDOUS | ISOLATION | WST02-202-ALP-00403C-20-CPVC | 1000 | 20 | PN10 | 0 | 0.03 | 0.03 | 0.03 | 28 | 77 | 74 | 74 | 200 | NC | CPVC | CPVC | BALL | EPDM |  | SOCKET WELD | TBA |  | 0 | 0 | [12 empty] | XYLEM
0010299240 | AT_HVALVE | WST02-202-HV-0406D | C4B | 131242-WST02-DR-P-6008.dgn | BALL_VALVE | WST02 | 202 | ALP | HV | 0406 | D | CLEANING SOLUTION TO DIFFUSER GRID 4-4 HAND VALVE | CLEANING SOLUTION TO DIFFUSER GRID 4-4 HAND VALVE | NON-HAZARDOUS | ISOLATION | WST02-202-ALP-00403D-20-CPVC | 1000 | 20 | PN10 | 0 | 0.03 | 0.03 | 0.03 | 28 | 77 | 74 | 74 | 200 | NC | CPVC | CPVC | BALL | EPDM |  | SOCKET WELD | TBA |  | 0 | 0 | [12 empty] | XYLEM
0010307361 | AT_HVALVE | WST02-202-HV-0408 | C4B | 131242-WST02-DR-P-6008.dgn | BALL_VALVE | WST02 | 202 | DC | HV | 0408 |  | LAMELLA CLARIFIER 5 TO ANAMMOX REACTOR 4 DRAIN HAND VALVE | LAMELLA CLARIFIER 5 TO AMX REACTOR 4 DRAIN HV | NON-HAZARDOUS | DRAIN | WST02-202-DC-00410-50-CSEL | 1000 | 50 | PN10 | 131242-WSW41-SH-M-1004 | 0 | 0 | 0 | 38 | 72 | 0 | 0 | 200 | NC | A351 Gr. CF8M | A276 Type 316 | BALL | HYPATITE PTFE |  | FLANGED | H SERIES |  | HEATON | HEATON | https://www.heaton-valves.com/ |  |  | sales@heaton-valves.com | CHINA | [7 empty] | OVS
0010299059 | AT_HVALVE | WST02-202-HV-0411A | C4B | 131242-WST02-DR-P-6008.dgn | BUTTERFLY_VALVE | WST02 | 202 | ALP | HV | 0411 | A | BIOMASS SEPARATOR 4A AIR SCOURING HAND VALVE | BIOMASS SEPARATOR 4A AIR SCOURING HAND VALVE | NON-HAZARDOUS | ISOLATION | WST02-202-ALP-00412-65-SS16 | 1000 | 65 | PN10 | 131242-WSW41-SH-M-1006 | 0 | 0 | 0 | 98 | 77 | 74 | 74 | 200 | NO | DI WITH EPOXY COATING | SS1.4029(13%Cr) | DISC | EPDM (REPLACEABLE) |  | LUGGED | HBRL |  | HEATON | HEATON | https://www.heaton-valves.com/ |  |  | sales@heaton-valves.com | CHINA | [7 empty] | OVS
0010299231 | AT_HVALVE | WST02-202-HV-0411B | C4B | 131242-WST02-DR-P-6008.dgn | BUTTERFLY_VALVE | WST02 | 202 | ALP | HV | 0411 | B | BIOMASS SEPARATOR 4B AIR SCOURING HAND VALVE | BIOMASS SEPARATOR 4B AIR SCOURING HAND VALVE | NON-HAZARDOUS | ISOLATION | WST02-202-ALP-00422-65-SS16 | 1000 | 65 | PN10 | 131242-WSW41-SH-M-1006 | 0 | 0 | 0 | 98 | 77 | 74 | 74 | 200 | NO | DI WITH EPOXY COATING | SS1.4029(13%Cr) | DISC | EPDM (REPLACEABLE) |  | LUGGED | HBRL |  | HEATON | HEATON | https://www.heaton-valves.com/ |  |  | sales@heaton-valves.com | CHINA | [7 empty] | OVS
0010299297 | AT_HVALVE | WST02-202-HV-0411C | C4B | 131242-WST02-DR-P-6008.dgn | BUTTERFLY_VALVE | WST02 | 202 | ALP | HV | 0411 | C | BIOMASS SEPARATOR 4C AIR SCOURING HAND VALVE | BIOMASS SEPARATOR 4C AIR SCOURING HAND VALVE | NON-HAZARDOUS | ISOLATION | WST02-202-ALP-00432-65-SS16 | 1000 | 65 | PN10 | 131242-WSW41-SH-M-1006 | 0 | 0 | 0 | 98 | 77 | 74 | 74 | 200 | NO | DI WITH EPOXY COATING | SS1.4029(13%Cr) | DISC | EPDM (REPLACEABLE) |  | LUGGED | HBRL |  | HEATON | HEATON | https://www.heaton-valves.com/ |  |  | sales@heaton-valves.com | CHINA | [7 empty] | OVS
0010299108 | AT_HVALVE | WST02-202-HV-0412A | C4B | 131242-WST02-DR-P-6008.dgn | BUTTERFLY_VALVE | WST02 | 202 | ALP | HV | 0412 | A | BIOMASS SEPARATOR 4A AIR SCOURING HAND VALVE | BIOMASS SEPARATOR 4A AIR SCOURING HAND VALVE | NON-HAZARDOUS | ISOLATION | WST02-202-ALP-00411-65-SS16 | 1000 | 65 | PN10 | 131242-WSW41-SH-M-1006 | 0 | 0 | 0 | 98 | 77 | 74 | 74 | 200 | NO | DI WITH EPOXY COATING | SS1.4029(13%Cr) | DISC | EPDM (REPLACEABLE) |  | LUGGED | HBRL |  | HEATON | HEATON | https://www.heaton-valves.com/ |  |  | sales@heaton-valves.com | CHINA | [7 empty] | OVS
0010299114 | AT_HVALVE | WST02-202-HV-0412B | C4B | 131242-WST02-DR-P-6008.dgn | BUTTERFLY_VALVE | WST02 | 202 | ALP | HV | 0412 | B | BIOMASS SEPARATOR 4B AIR SCOURING HAND VALVE | BIOMASS SEPARATOR 4B AIR SCOURING HAND VALVE | NON-HAZARDOUS | ISOLATION | WST02-202-ALP-00421-65-SS16 | 1000 | 65 | PN10 | 131242-WSW41-SH-M-1006 | 0 | 0 | 0 | 98 | 77 | 74 | 74 | 200 | NO | DI WITH EPOXY COATING | SS1.4029(13%Cr) | DISC | EPDM (REPLACEABLE) |  | LUGGED | HBRL |  | HEATON | HEATON | https://www.heaton-valves.com/ |  |  | sales@heaton-valves.com | CHINA | [7 empty] | OVS
0010299298 | AT_HVALVE | WST02-202-HV-0412C | C4B | 131242-WST02-DR-P-6008.dgn | BUTTERFLY_VALVE | WST02 | 202 | ALP | HV | 0412 | C | BIOMASS SEPARATOR 4C AIR SCOURING HAND VALVE | BIOMASS SEPARATOR 4C AIR SCOURING HAND VALVE | NON-HAZARDOUS | ISOLATION | WST02-202-ALP-00431-65-SS16 | 1000 | 65 | PN10 | 131242-WSW41-SH-M-1006 | 0 | 0 | 0 | 98 | 77 | 74 | 74 | 200 | NO | DI WITH EPOXY COATING | SS1.4029(13%Cr) | DISC | EPDM (REPLACEABLE) |  | LUGGED | HBRL |  | HEATON | HEATON | https://www.heaton-valves.com/ |  |  | sales@heaton-valves.com | CHINA | [7 empty] | OVS
0010299165 | AT_HVALVE | WST02-202-HV-0420A | C4B | 131242-WST02-DR-P-6008.dgn | KNIFE_GATE_VALVE | WST02 | 202 | DC | HV | 0420 | A | BIOMASS SEPARATOR 4A TO DISCHARGE WET WELL HAND VALVE | BIOMASS SEPARATOR 4A TO DISCHARGE WET WELL HV | NON-HAZARDOUS | ISOLATION | WST02-202-DC-00404A-200-CSEL | 1000 | 200 | PN10 | 131242-WSW41-DR-M-5208 | 60555 | 32500 | 68125 | 38 | 8 | 8 | 8 | 100 | LO | DI WITH EPOXY COATING | SS316 | DISC | EPDM |  | FLANGED | MONO-A TYPE C102 |  | JASH | JASH | https://jashindia.com/ | +91-731- 2720143, 2721143 |  | info@jashindia.com | INDIA | [7 empty] | PURITEQ
0010299162 | AT_HVALVE | WST02-202-HV-0420B | C4B | 131242-WST02-DR-P-6008.dgn | KNIFE_GATE_VALVE | WST02 | 202 | DC | HV | 0420 | B | BIOMASS SEPARATOR 4B TO DISCHARGE WET WELL HAND VALVE | BIOMASS SEPARATOR 4B TO DISCHARGE WET WELL HV | NON-HAZARDOUS | ISOLATION | WST02-202-DC-00404B-200-CSEL | 1000 | 200 | PN10 | 131242-WSW41-DR-M-5208 | 60555 | 32500 | 68125 | 38 | 8 | 8 | 8 | 100 | LO | DI WITH EPOXY COATING | SS316 | DISC | EPDM |  | FLANGED | MONO-A TYPE C102 |  | JASH | JASH | https://jashindia.com/ | +91-731- 2720143, 2721143 |  | info@jashindia.com | INDIA | [7 empty] | PURITEQ
0010299301 | AT_HVALVE | WST02-202-HV-0420C | C4B | 131242-WST02-DR-P-6008.dgn | KNIFE_GATE_VALVE | WST02 | 202 | DC | HV | 0420 | C | BIOMASS SEPARATOR 4C TO DISCHARGE WET WELL HAND VALVE | BIOMASS SEPARATOR 4C TO DISCHARGE WET WELL HV | NON-HAZARDOUS | ISOLATION | WST02-202-DC-00404C-200-CSEL | 1000 | 200 | PN10 | 131242-WSW41-DR-M-5208 | 60555 | 32500 | 68125 | 38 | 8 | 8 | 8 | 100 | LC | DI WITH EPOXY COATING | SS316 | DISC | EPDM |  | FLANGED | MONO-A TYPE C102 |  | JASH | JASH | https://jashindia.com/ | +91-731- 2720143, 2721143 |  | info@jashindia.com | INDIA | [7 empty] | PURITEQ
0010299154 | AT_HVALVE | WST02-202-HV-0422 | C4B | 131242-WST02-DR-P-6008.dgn | BALL_VALVE | WST02 | 202 | DC | HV | 0422 |  | ANAMMOX REACTOR 4 SAMPLING HAND VALVE 1 | ANAMMOX REACTOR 4 SAMPLING HAND VALVE 1 | NON-HAZARDOUS | SAMPLE | WST02-202-DC-00420-50-SS16 | 1000 | 50 | PN10 | 131242-WSW41-SH-M-1004 | 0 | 0 | 0 | 38 | 0 | 0 | 0 | 200 | NC | A351 Gr. CF8M | A276 Type 316 | BALL | HYPATITE PTFE |  | THREADED | HV3 |  | HEATON | HEATON | https://www.heaton-valves.com/ |  |  | sales@heaton-valves.com | CHINA | [7 empty] | OVS
0010299151 | AT_HVALVE | WST02-202-HV-0423 | C4B | 131242-WST02-DR-P-6008.dgn | BALL_VALVE | WST02 | 202 | DC | HV | 0423 |  | ANAMMOX REACTOR 4 SAMPLING HAND VALVE 2 | ANAMMOX REACTOR 4 SAMPLING HAND VALVE 2 | NON-HAZARDOUS | SAMPLE | WST02-202-DC-00421-50-SS16 | 1000 | 50 | PN10 | 131242-WSW41-SH-M-1004 | 0 | 0 | 0 | 38 | 0 | 0 | 0 | 200 | NC | A351 Gr. CF8M | A276 Type 316 | BALL | HYPATITE PTFE |  | THREADED | HV3 |  | HEATON | HEATON | https://www.heaton-valves.com/ |  |  | sales@heaton-valves.com | CHINA | [7 empty] | OVS
0010299182 | AT_HVALVE | WST02-202-HV-0424 | C4B | 131242-WST02-DR-P-6008.dgn | BALL_VALVE | WST02 | 202 | DC | HV | 0424 |  | ANAMMOX REACTOR 4 SAMPLING HAND VALVE 3 | ANAMMOX REACTOR 4 SAMPLING HAND VALVE 3 | NON-HAZARDOUS | SAMPLE | WST02-202-DC-00422-50-SS16 | 1000 | 50 | PN10 | 131242-WSW41-SH-M-1004 | 0 | 0 | 0 | 38 | 0 | 0 | 0 | 200 | NC | A351 Gr. CF8M | A276 Type 316 | BALL | HYPATITE PTFE |  | THREADED | HV3 |  | HEATON | HEATON | https://www.heaton-valves.com/ |  |  | sales@heaton-valves.com | CHINA | [7 empty] | OVS
0010299147 | AT_HVALVE | WST02-202-HV-0425 | C4B | 131242-WST02-DR-P-6008.dgn | BALL_VALVE | WST02 | 202 | DC | HV | 0425 |  | ANAMMOX REACTOR 4 SAMPLING HAND VALVE 4 | ANAMMOX REACTOR 4 SAMPLING HAND VALVE 4 | NON-HAZARDOUS | SAMPLE | WST02-202-DC-00423-50-SS16 | 1000 | 50 | PN10 | 131242-WSW41-SH-M-1004 | 0 | 0 | 0 | 38 | 0 | 0 | 0 | 200 | NC | A351 Gr. CF8M | A276 Type 316 | BALL | HYPATITE PTFE |  | THREADED | HV3 |  | HEATON | HEATON | https://www.heaton-valves.com/ |  |  | sales@heaton-valves.com | CHINA | [7 empty] | OVS
0010299191 | AT_HVALVE | WST02-202-HV-0428A | C4B | 131242-WST02-DR-P-6008.dgn | BALL_VALVE | WST02 | 202 | DC | HV | 0428 | A | BIOMASS SEPARATOR 4A TO WET WELL SAMPLING HAND VALVE | BIOMASS SEPARATOR 4A TO WET WELL SAMPLING HV | NON-HAZARDOUS | SAMPLE | WST02-202-DC-00405A-25-CSEL | 1000 | 25 | PN10 | 131242-WSW41-SH-M-1004 | 0 | 0 | 0 | 38 | 72 | 8 | 8 | 200 | NC | A351 Gr. CF8M | A276 Type 316 | BALL | HYPATITE PTFE |  | FLANGED | H SERIES |  | HEATON | HEATON | https://www.heaton-valves.com/ |  |  | sales@heaton-valves.com | CHINA | [7 empty] | OVS
0010299211 | AT_HVALVE | WST02-202-HV-0428B | C4B | 131242-WST02-DR-P-6008.dgn | BALL_VALVE | WST02 | 202 | DC | HV | 0428 | B | BIOMASS SEPARATOR 4B TO WET WELL SAMPLING HAND VALVE | BIOMASS SEPARATOR 4B TO WET WELL SAMPLING HV | NON-HAZARDOUS | SAMPLE | WST02-202-DC-00405B-25-CSEL | 1000 | 25 | PN10 | 131242-WSW41-SH-M-1004 | 0 | 0 | 0 | 38 | 72 | 8 | 8 | 200 | NC | A351 Gr. CF8M | A276 Type 316 | BALL | HYPATITE PTFE |  | FLANGED | H SERIES |  | HEATON | HEATON | https://www.heaton-valves.com/ |  |  | sales@heaton-valves.com | CHINA | [7 empty] | OVS
0010299302 | AT_HVALVE | WST02-202-HV-0428C | C4B | 131242-WST02-DR-P-6008.dgn | BALL_VALVE | WST02 | 202 | DC | HV | 0428 | C | BIOMASS SEPARATOR 4C TO WET WELL SAMPLING HAND VALVE | BIOMASS SEPARATOR 4C TO WET WELL SAMPLING HV | NON-HAZARDOUS | SAMPLE | WST02-202-DC-00405C-25-CSEL | 1000 | 25 | PN10 | 131242-WSW41-SH-M-1004 | 0 | 0 | 0 | 38 | 72 | 8 | 8 | 200 | NC | A351 Gr. CF8M | A276 Type 316 | BALL | HYPATITE PTFE |  | FLANGED | H SERIES |  | HEATON | HEATON | https://www.heaton-valves.com/ |  |  | sales@heaton-valves.com | CHINA | [7 empty] | OVS
0010299046 | AT_HVALVE | WST02-202-HV-0429 | C4B | 131242-WST02-DR-P-6008.dgn | BALL_VALVE | WST02 | 202 | DC | HV | 0429 |  | ANAMMOX REACTOR 4 SLUDGE PIPE DRAIN HAND VALVE | ANAMMOX REACTOR 4 SLUDGE PIPE DRAIN HAND VALVE | NON-HAZARDOUS | DRAIN | WST02-202-DC-00409-50-CSEL | 1000 | 50 | PN10 | 131242-WSW41-SH-M-1004 | 0 | 0 | 0 | 38 | 0 | 0 | 0 | 200 | NC | A351 Gr. CF8M | A276 Type 316 | BALL | HYPATITE PTFE |  | FLANGED | H SERIES |  | HEATON | HEATON | https://www.heaton-valves.com/ |  |  | sales@heaton-valves.com | CHINA | [7 empty] | OVS
0010314265 | AT_HVALVE | WST02-203-HV-0101 | C4B | 131242-WST02-DR-P-6009.dgn | BALL_VALVE | WST02 | 203 | ALP | HV | 0101 |  | BLOWER A DISCHARGE DRAIN HAND VALVE | BLOWER A DISCHARGE DRAIN HAND VALVE | NON-HAZARDOUS | DRAIN | WST02-203-ALP-00509-15-SS16 | 1000 | 15 | PN10 | 0 | 0 | 0 | 120 | 98 | 77 | 74 | 74 | 200 | NC | A351 Gr. CF8M | A276 Type 316 | BALL | HYPATITE PTFE |  | FLANGED | H SERIES |  | HEATON | HEATON | https://www.heaton-valves.com/ |  |  | sales@heaton-valves.com | CHINA | [7 empty] | OVS
0010334115 | AT_HVALVE | WST02-203-HV-0102 | C4B | 131242-WST02-DR-P-6009.dgn | GLOBE_VALVE | WST02 | 203 | ALP | HV | 0102 |  | SLUDGE COMPARTMENT MIXING AIR GLOBE VALVE | SLUDGE COMPARTMENT MIXING AIR GLOBE VALVE | NON-HAZARDOUS | FLOW CONTROL | WST02-203-ALP-00202-20-SS16 | 1000 | 50 | PN10 | TBA | 20 | 0 | 20 | 98 | 77 | 74 | 98 | 200 | NO | A182 Gf F316 | SS316 | DISC | FULL STELLITE |  | THREADED | GL SERIES |  | HEATON | HEATON | https://www.heaton-valves.com/ |  |  | sales@heaton-valves.com | CHINA | [7 empty] | OVS
0010329872 | AT_HVALVE | WST02-203-HV-0103 | C4B | 131242-WST02-DR-P-6009.dgn | BALL_VALVE | WST02 | 203 | ALP | HV | 0103 |  | BLOWER A/E TO SLUDGE COMPARTMENT HAND VALVE | BLOWER A/E TO SLUDGE COMPARTMENT HAND VALVE | NON-HAZARDOUS | ISOLATION | WST02-203-ALP-00102-50-SS16 | 1000 | 50 | PN10 | 0 | 20 | 0 | 20 | 98 | 77 | 74 | 74 | 200 | NO | A351 Gr. CF8M | A276 Type 316 | BALL | HYPATITE PTFE |  | THREADED | HV3 |  | HEATON | HEATON | https://www.heaton-valves.com/ |  |  | sales@heaton-valves.com | CHINA | [7 empty] | OVS
0010314266 | AT_HVALVE | WST02-203-HV-0201 | C4B | 131242-WST02-DR-P-6009.dgn | BALL_VALVE | WST02 | 203 | ALP | HV | 0201 |  | BLOWER B DISCHARGE DRAIN HAND VALVE | BLOWER B DISCHARGE DRAIN HAND VALVE | NON-HAZARDOUS | DRAIN | WST02-203-ALP-00209-15-SS16 | 1000 | 15 | PN10 | 0 | 0 | 0 | 120 | 98 | 77 | 74 | 74 | 200 | NC | A351 Gr. CF8M | A276 Type 316 | BALL | HYPATITE PTFE |  | FLANGED | H SERIES |  | HEATON | HEATON | https://www.heaton-valves.com/ |  |  | sales@heaton-valves.com | CHINA | [7 empty] | OVS
0010324522 | AT_HVALVE | WST02-203-HV-0203 | C4B | 131242-WST02-DR-P-6009.dgn | BALL_VALVE | WST02 | 203 | ALP | HV | 0203 |  | BLOWER B/E TO SLUDGE COMPARTMENT HAND VALVE | BLOWER B/E TO SLUDGE COMPARTMENT HAND VALVE | NON-HAZARDOUS | ISOLATION | WST02-203-ALP-00202-50-SS16 | 1000 | 50 | PN10 | 0 | 20 | 0 | 20 | 98 | 77 | 74 | 74 | 200 | NO | A351 Gr. CF8M | A276 Type 316 | BALL | HYPATITE PTFE |  | THREADED | HV3 |  | HEATON | HEATON | https://www.heaton-valves.com/ |  |  | sales@heaton-valves.com | CHINA | [7 empty] | OVS
0010314245 | AT_HVALVE | WST02-203-HV-0301 | C4B | 131242-WST02-DR-P-6010.dgn | BALL_VALVE | WST02 | 203 | ALP | HV | 0301 |  | BLOWER C DISCHARGE DRAIN HAND VALVE | BLOWER C DISCHARGE DRAIN HAND VALVE | NON-HAZARDOUS | DRAIN | WST02-203-ALP-00309-15-SS16 | 1000 | 15 | PN10 | 0 | 0 | 0 | 120 | 98 | 77 | 74 | 74 | 200 | NC | A351 Gr. CF8M | A276 Type 316 | BALL | HYPATITE PTFE |  | FLANGED | H SERIES |  | HEATON | HEATON | https://www.heaton-valves.com/ |  |  | sales@heaton-valves.com | CHINA | [7 empty] | OVS
0010314246 | AT_HVALVE | WST02-203-HV-0401 | C4B | 131242-WST02-DR-P-6010.dgn | BALL_VALVE | WST02 | 203 | ALP | HV | 0401 |  | BLOWER D DISCHARGE DRAIN HAND VALVE | BLOWER D DISCHARGE DRAIN HAND VALVE | NON-HAZARDOUS | DRAIN | WST02-203-ALP-00409-15-SS16 | 1000 | 15 | PN10 | 0 | 0 | 0 | 120 | 98 | 77 | 74 | 74 | 200 | NC | A351 Gr. CF8M | A276 Type 316 | BALL | HYPATITE PTFE |  | FLANGED | H SERIES |  | HEATON | HEATON | https://www.heaton-valves.com/ |  |  | sales@heaton-valves.com | CHINA | [7 empty] | OVS
0010314267 | AT_HVALVE | WST02-203-HV-0501 | C4B | 131242-WST02-DR-P-6009.dgn | BALL_VALVE | WST02 | 203 | ALP | HV | 0501 |  | BLOWER E DISCHARGE DRAIN HAND VALVE | BLOWER E DISCHARGE DRAIN HAND VALVE | NON-HAZARDOUS | DRAIN | WST02-203-ALP-00509-15-SS16 | 1000 | 15 | PN10 | 0 | 0 | 0 | 120 | 98 | 77 | 74 | 74 | 200 | NC | A351 Gr. CF8M | A276 Type 316 | BALL | HYPATITE PTFE |  | FLANGED | H SERIES |  | HEATON | HEATON | https://www.heaton-valves.com/ |  |  | sales@heaton-valves.com | CHINA | [7 empty] | OVS
0010299340 | AT_HVALVE | WST02-203-NRV-0101 | C4B | 131242-WST02-DR-P-6009.dgn | CHECK_VALVE | WST02 | 203 | ALP | NRV | 0101 |  | BLOWER A DISCHARGE CHECK HAND VALVE | BLOWER A DISCHARGE CHECK HAND VALVE | NON-HAZARDOUS |  | WST02-203-ALP-00101-300-SS16 | 1000 | 250 | PN10 | NA | 3888 | 1593 | 5870 | 98 | 77 | 74 | 74 | 200 | 0 | PFA LINED DUCTILE IRON | PFA COATED SS316 | HINGED CLAPPER | 0 |  | FLANGED | TBA/ CHECK-DUAL FLAP |  | AERZEN | AERZEN | www.aerzen.com | +65 6254 5080 | +6562546935 | asia@aerzen.com | South Korea | [7 empty] | AERZEN
0010299339 | AT_HVALVE | WST02-203-NRV-0201 | C4B | 131242-WST02-DR-P-6009.dgn | CHECK_VALVE | WST02 | 203 | ALP | NRV | 0201 |  | BLOWER B DISCHARGE CHECK HAND VALVE | BLOWER B DISCHARGE CHECK HAND VALVE | NON-HAZARDOUS |  | WST02-203-ALP-00201-300-SS16 | 1000 | 250 | PN10 | NA | 3888 | 1593 | 5870 | 98 | 77 | 74 | 74 | 200 | 0 | PFA LINED DUCTILE IRON | PFA COATED SS316 | HINGED CLAPPER | 0 |  | FLANGED | TBA/ CHECK-DUAL FLAP |  | AERZEN | AERZEN | www.aerzen.com | +65 6254 5080 | +6562546935 | asia@aerzen.com | South Korea | [7 empty] | AERZEN
0010295017 | AT_HVALVE | WST02-203-NRV-0301 | C4B | 131242-WST02-DR-P-6010.dgn | CHECK_VALVE | WST02 | 203 | ALP | NRV | 0301 |  | BLOWER C DISCHARGE CHECK HAND VALVE | BLOWER C DISCHARGE CHECK HAND VALVE | NON-HAZARDOUS |  | WST02-203-ALP-00301-300-SS16 | 1000 | 250 | PN10 | NA | 3888 | 1593 | 2827 | 98 | 77 | 74 | 74 | 200 | 0 | PFA LINED DUCTILE IRON | PFA COATED SS316 | HINGED CLAPPER | 0 |  | FLANGED | TBA/ CHECK-DUAL FLAP |  | AERZEN | AERZEN | www.aerzen.com | +65 6254 5080 | +6562546935 | asia@aerzen.com | South Korea | [7 empty] | AERZEN
0010295065 | AT_HVALVE | WST02-203-NRV-0401 | C4B | 131242-WST02-DR-P-6010.dgn | CHECK_VALVE | WST02 | 203 | ALP | NRV | 0401 |  | BLOWER D DISCHARGE CHECK HAND VALVE | BLOWER D DISCHARGE CHECK HAND VALVE | NON-HAZARDOUS |  | WST02-203-ALP-00401-300-SS16 | 1000 | 250 | PN10 | NA | 3888 | 1593 | 2827 | 98 | 77 | 74 | 74 | 200 | 0 | PFA LINED DUCTILE IRON | PFA COATED SS316 | HINGED CLAPPER | 0 |  | FLANGED | TBA/ CHECK-DUAL FLAP |  | AERZEN | AERZEN | www.aerzen.com | +65 6254 5080 | +6562546935 | asia@aerzen.com | South Korea | [7 empty] | AERZEN
0010299338 | AT_HVALVE | WST02-203-NRV-0501 | C4B | 131242-WST02-DR-P-6009.dgn | CHECK_VALVE | WST02 | 203 | ALP | NRV | 0501 |  | BLOWER E DISCHARGE CHECK HAND VALVE | BLOWER E DISCHARGE CHECK HAND VALVE | NON-HAZARDOUS |  | WST02-203-ALP-00501-300-SS16 | 1000 | 250 | PN10 | NA | 3888 | 1593 | 5870 | 98 | 77 | 74 | 74 | 200 | 0 | PFA LINED DUCTILE IRON | PFA COATED SS316 | HINGED CLAPPER | 0 |  | FLANGED | TBA/ CHECK-DUAL FLAP |  | AERZEN | AERZEN | www.aerzen.com | +65 6254 5080 | +6562546935 | asia@aerzen.com | South Korea | [7 empty] | AERZEN
0010306169 | AT_HVALVE | WST02-204-HV-0102 | C4B | 131242-WST02-DR-P-6011.dgn | BALL_VALVE | WST02 | 204 | G2D | HV | 0102 |  | G2D TO PARABOLIC SCREEN 1 HAND VALVE | G2D TO PARABOLIC SCREEN 1 HAND VALVE | NON-HAZARDOUS | ISOLATION | WST02-204-G2D-00144-25-SS16 | 1000 | 25 | PN10 | 131242-WSW41-SH-M-1004 | 2200 | 0 | 2200 | 28 | 528 | 528 | 528 | 800 | NC | A351 Gr. CF8M | A276 Type 316 | BALL | HYPATITE PTFE |  | THREADED | HV3 |  | HEATON | HEATON | https://www.heaton-valves.com/ |  |  | sales@heaton-valves.com | CHINA | [7 empty] | OVS
0010304946 | AT_HVALVE | WST02-204-HV-0103 | C4B | 131242-WST02-DR-P-6005.dgn | KNIFE_GATE_VALVE | WST02 | 204 | DC | HV | 0103 |  | ANAMMOX REACTOR 1 SLUDGE PIPE DRAIN HAND VALVE | ANAMMOX REACTOR 1 SLUDGE PIPE DRAIN HAND VALVE | NON-HAZARDOUS | ISOLATION | WST02-204-DC-00102-150-CSEL | 1000 | 150 | PN10 | 131242-WSW41-DR-M-5203 | 20000 | 0 | 20000 | 38 | 72 | 22 | 22 | 200 | LC | DI WITH EPOXY COATING | SS316 | DISC | EPDM |  | FLANGED | MONO-A TYPE C102 |  | JASH | JASH | https://jashindia.com/ | +91-731- 2720143, 2721143 |  | info@jashindia.com | INDIA | [7 empty] | PURITEQ
0010299633 | AT_HVALVE | WST02-204-HV-0105 | C4B | 131242-WST02-DR-P-6012.dgn | KNIFE_GATE_VALVE | WST02 | 204 | DC | HV | 0105 |  | DISCHARGE TRANSFER PUMP C&D SUCTION HAND VALVE | DISCHARGE TRANSFER PUMP C&D SUCTION HAND VALVE | NON-HAZARDOUS | ISOLATION | WST02-204-DC-00105-400-CSEL | 1000 | 400 | PN10 | 131242-WSW41-DR-M-5211 | 470000 | 106000 | 545000 | 38 | 40 | 10 | 10 | 100 | NO | DI WITH EPOXY COATING | SS316 | DISC | SS316 |  | FLANGED | MONO-A-M TYPE C102 |  | JASH | JASH | https://jashindia.com/ | +91-731- 2720143, 2721143 |  | info@jashindia.com | INDIA | [7 empty] | PURITEQ
0010306116 | AT_HVALVE | WST02-204-HV-0106 | C4B | 131242-WST02-DR-P-6011.dgn | KNIFE_GATE_VALVE | WST02 | 204 | DC | HV | 0106 |  | BIOMASS SEPARATOR TO PARABOLIC SCREEN 1 HAND VALVE | BIOMASS SEPARATOR TO PARABOLIC SCREEN 1 HAND VALVE | NON-HAZARDOUS | ISOLATION | WST02-204-DC-00140-200-CSEL | 1000 | 200 | PN10 | 131242-WSW41-DR-M-5207 | 132000 | 65000 | 135000 | 38 | 8 | 8 | 8 | 100 | LO | DI WITH EPOXY COATING | SS316 | DISC | EPDM |  | FLANGED | MONO-A TYPE C102 |  | JASH | JASH | https://jashindia.com/ | +91-731- 2720143, 2721143 |  | info@jashindia.com | INDIA | [7 empty] | PURITEQ
0010299620 | AT_HVALVE | WST02-204-HV-0110 | C4B | 131242-WST02-DR-P-6012.dgn | KNIFE_GATE_VALVE | WST02 | 204 | DC | HV | 0110 |  | DISCHARGE TRANSFER PUMP A SUCTION HAND VALVE | DISCHARGE TRANSFER PUMP A SUCTION HAND VALVE | NON-HAZARDOUS | ISOLATION | WST02-204-DC-00108-300-CSEL | 1000 | 300 | PN10 | 131242-WSW41-DR-M-5210 | 235000 | 106000 | 275000 | 38 | 40 | 10 | 10 | 100 | NO | DI WITH EPOXY COATING | SS316 | DISC | EPDM |  | FLANGED | MONO-A TYPE C102 |  | JASH | JASH | https://jashindia.com/ | +91-731- 2720143, 2721143 |  | info@jashindia.com | INDIA | [7 empty] | PURITEQ
0010299628 | AT_HVALVE | WST02-204-HV-0111 | C4B | 131242-WST02-DR-P-6012.dgn | BALL_VALVE | WST02 | 204 | DC | HV | 0111 |  | DISCHARGE TRANSFER PUMP A DISCHARGE PRESSURE TRANSMITTER HAND VALVE | DISCHARGE TRANSFER P A DISCHARGE PIT HV | NON-HAZARDOUS | ISOLATION | WST02-204-DC-00107-25-CSEL | 1000 | 25 | PN10 | 131242-WSW41-SH-M-1004 | 0 | 0 | 0 | 38 | 259 | 216 | 216 | 500 | NO | A351 Gr. CF8M | A276 Type 316 | BALL | HYPATITE PTFE |  | FLANGED | H SERIES |  | HEATON | HEATON | https://www.heaton-valves.com/ |  |  | sales@heaton-valves.com | CHINA | [7 empty] | OVS
0010310919 | AT_HVALVE | WST02-204-HV-0112 | C4B | 131242-WST02-DR-P-6012.dgn | KNIFE_GATE_VALVE | WST02 | 204 | DC | HV | 0112 |  | DISCHARGE TRANSFER PUMP A DISCHARGE HAND VALVE | DISCHARGE TRANSFER PUMP A DISCHARGE HAND VALVE | NON-HAZARDOUS | ISOLATION | WST02-204-DC-00109-250-CSEL | 1000 | 250 | PN10 | 131242-WSW41-DR-M-5209 | 235000 | 106000 | 275000 | 38 | 250 | 215 | 215 | 800 | NO | DI WITH EPOXY COATING | SS316 | DISC | EPDM |  | FLANGED | ZFI-BD TYPE 205 |  | JASH | JASH | https://jashindia.com/ | +91-731- 2720143, 2721143 |  | info@jashindia.com | INDIA | [7 empty] | PURITEQ
0010299565 | AT_HVALVE | WST02-204-HV-0113 | C4B | 131242-WST02-DR-P-6012.dgn | BALL_VALVE | WST02 | 204 | DC | HV | 0113 |  | DISCHARGE TRANSFER PUMP A SUCTION DRAIN HAND VALVE | DISCHARGE TRANSFER PUMP A SUCTION DRAIN HAND VALVE | NON-HAZARDOUS | DRAIN | WST02-204-DC-00106-50-CSEL | 1000 | 50 | PN10 | 131242-WSW41-SH-M-1004 | 0 | 0 | 0 | 38 | 40 | 10 | 10 | 100 | NC | A351 Gr. CF8M | A276 Type 316 | BALL | HYPATITE PTFE |  | FLANGED | H SERIES |  | HEATON | HEATON | https://www.heaton-valves.com/ |  |  | sales@heaton-valves.com | CHINA | [7 empty] | OVS
0010299651 | AT_HVALVE | WST02-204-HV-0114 | C4B | 131242-WST02-DR-P-6012.dgn | BALL_VALVE | WST02 | 204 | DC | HV | 0114 |  | DISCHARGE TRANSFER PUMP A DISCHARGE DRAIN HAND VALVE | DISCHARGE TRANSFER P A DISCHARGE DRAIN HV | NON-HAZARDOUS | DRAIN | WST02-204-DC-00113-50-CSEL | 1000 | 50 | PN10 | 131242-WSW41-SH-M-1004 | 0 | 0 | 0 | 38 | 259 | 216 | 216 | 500 | NC | A351 Gr. CF8M | A276 Type 316 | BALL | HYPATITE PTFE |  | FLANGED | H SERIES |  | HEATON | HEATON | https://www.heaton-valves.com/ |  |  | sales@heaton-valves.com | CHINA | [7 empty] | OVS
0010329896 | AT_HVALVE | WST02-204-HV-0115 | C4B | 131242-WST02-DR-P-6012.dgn | BALL_VALVE | WST02 | 204 | DC | HV | 0115 |  | DISCHARGE TRANSFER PUMP A DISCHARGE PI HAND VALVE | DISCHARGE TRANSFER PUMP A DISCHARGE PI HAND VALVE | NON-HAZARDOUS | ISOLATION | WST02-204-DC-00170-25-CSEL | 1000 | 25 | PN10 | 131242-WSW41-SH-M-1004 | 0 | 0 | 0 | 38 | 259 | 216 | 216 | 500 | NO | A351 Gr. CF8M | A276 Type 316 | BALL | HYPATITE PTFE |  | FLANGED | H SERIES |  | HEATON | HEATON | https://www.heaton-valves.com/ |  |  | sales@heaton-valves.com | CHINA | [7 empty] | OVS
0010299601 | AT_HVALVE | WST02-204-HV-0120 | C4B | 131242-WST02-DR-P-6012.dgn | BALL_VALVE | WST02 | 204 | DC | HV | 0120 |  | DISCHARGE TRANSFER PUMP DISCHARGE HEADER SAMPLE | DISCHARGE TRANSFER PUMP DISCHARGE HEADER SAMPLE | NON-HAZARDOUS | SAMPLE | WST02-204-DC-00111-25-CSEL | 1000 | 25 | PN10 | 131242-WSW41-SH-M-1004 | 0 | 0 | 0 | 38 | 259 | 216 | 216 | 500 | NC | A351 Gr. CF8M | A276 Type 316 | BALL | HYPATITE PTFE |  | FLANGED | H SERIES |  | HEATON | HEATON | https://www.heaton-valves.com/ |  |  | sales@heaton-valves.com | CHINA | [7 empty] | OVS
0010329937 | AT_HVALVE | WST02-204-HV-0121 | C4B | 131242-WST02-DR-P-6012.dgn | KNIFE_GATE_VALVE | WST02 | 204 | DC | HV | 0121 |  | EFFLUENT FLOWMETER HAND VALVE 1 | EFFLUENT FLOWMETER HAND VALVE 1 | NON-HAZARDOUS | ISOLATION | WST02-204-DC-00110-300-CSEL | 1000 | 300 | PN10 | 131242-WSW41-DR-M-5230 | 0 | 0 | 0 | 38 | 0 | 0 | 0 | 0 | NO | DI WITH EPOXY COATING | SS316 | DISC | EPDM |  | FLANGED | MONO-A TYPE C102 |  | JASH | JASH | https://jashindia.com/ | +91-731- 2720143, 2721143 |  | info@jashindia.com | INDIA | [7 empty] | PURITEQ
0010329938 | AT_HVALVE | WST02-204-HV-0122 | C4B | 131242-WST02-DR-P-6012.dgn | KNIFE_GATE_VALVE | WST02 | 204 | DC | HV | 0122 |  | EFFLUENT FLOWMETER HAND VALVE 2 | EFFLUENT FLOWMETER HAND VALVE 2 | NON-HAZARDOUS | ISOLATION | WST02-204-DC-00110-300-CSEL | 1000 | 300 | PN10 | 131242-WSW41-DR-M-5230 | 0 | 0 | 0 | 38 | 0 | 0 | 0 | 0 | NO | DI WITH EPOXY COATING | SS316 | DISC | EPDM |  | FLANGED | MONO-A TYPE C102 |  | JASH | JASH | https://jashindia.com/ | +91-731- 2720143, 2721143 |  | info@jashindia.com | INDIA | [7 empty] | PURITEQ
0010329939 | AT_HVALVE | WST02-204-HV-0123 | C4B | 131242-WST02-DR-P-6012.dgn | KNIFE_GATE_VALVE | WST02 | 204 | DC | HV | 0123 |  | EFFLUENT FLOWMETER BYPASS VALVE | EFFLUENT FLOWMETER BYPASS VALVE | NON-HAZARDOUS | ISOLATION | WST02-204-DC-00113-300-CSEL | 1000 | 300 | PN10 | 131242-WSW41-DR-M-5230 | 212900 | 212900 | 275000 | 38 | 259 | 216 | 216 | 500 | NC | DI WITH EPOXY COATING | SS316 | DISC | EPDM |  | FLANGED | MONO-A TYPE C102 |  | JASH | JASH | https://jashindia.com/ | +91-731- 2720143, 2721143 |  | info@jashindia.com | INDIA | [7 empty] | PURITEQ
0010331460 | AT_HVALVE | WST02-204-HV-0124 | C4B | 131242-WST02-DR-P-6012.dgn | BALL_VALVE | WST02 | 204 | DC | HV | 0124 |  | DISCHARGE LINE AIR RELEASE VALVE HAND VALVE | DISCHARGE LINE AIR RELEASE VALVE HAND VALVE | NON-HAZARDOUS | ISOLATION | WST02-204-DC-00114-80-CSEL | 1000 | 80 | PN10 | 131242-WSW41-SH-M-1004 | 0 | 0 | 606700 | 38 | 259 | 216 | 216 | 500 | NO | A351 Gr. CF8M | A276 Type 316 | BALL | HYPATITE PTFE |  | FLANGED | H SERIES |  | HEATON | HEATON | https://www.heaton-valves.com/ |  |  | sales@heaton-valves.com | CHINA | [7 empty] | OVS
0010304947 | AT_HVALVE | WST02-204-HV-0130 | C4B | 131242-WST02-DR-P-6005.dgn | KNIFE_GATE_VALVE | WST02 | 204 | DC | HV | 0130 |  | ANAMMOX REACTOR 1 DISCHARGE TO GRANULAR SLUDGE PUMP HAND VALVE | AMX REACTOR 1 DISCHARGE TO GRANULAR SLUDGE P HV | NON-HAZARDOUS | ISOLATION | WST02-204-DC-00102-150-CSEL | 1000 | 150 | PN10 | 131242-WSW41-DR-M-5203 | 20000 | 0 | 20000 | 38 | 72 | 22 | 22 | 200 | NC | DI WITH EPOXY COATING | SS316 | DISC | EPDM |  | FLANGED | MONO-A TYPE C102 |  | JASH | JASH | https://jashindia.com/ | +91-731- 2720143, 2721143 |  | info@jashindia.com | INDIA | [7 empty] | PURITEQ
0010306363 | AT_HVALVE | WST02-204-HV-0131 | C4B | 131242-WST02-DR-P-6013.dgn | BALL_VALVE | WST02 | 204 | DC | HV | 0131 |  | GRANULAR SLUDGE PUMP A SUCTION PIPE DRAIN HAND VALVE | GRANULAR SLUDGE P A SUCTION PIPE DRAIN HV | NON-HAZARDOUS | DRAIN | WST02-204-DC-00117-50-CSEL | 1000 | 50 | PN10 | 131242-WSW41-SH-M-1004 | 0 | 0 | 0 | 38 | 0 | 0 | 0 | 200 | NC | A351 Gr. CF8M | A276 Type 316 | BALL | HYPATITE PTFE |  | FLANGED | H SERIES |  | HEATON | HEATON | https://www.heaton-valves.com/ |  |  | sales@heaton-valves.com | CHINA | [7 empty] | OVS
0010306374 | AT_HVALVE | WST02-204-HV-0132 | C4B | 131242-WST02-DR-P-6013.dgn | BALL_VALVE | WST02 | 204 | DC | HV | 0132 |  | GRANULAR SLUDGE PUMP A DISCHARGE PI HAND VALVE | GRANULAR SLUDGE PUMP A DISCHARGE PI HAND VALVE | NON-HAZARDOUS | ISOLATION | WST02-204-DC-00118-25-CSEL | 1000 | 25 | PN10 | 131242-WSW41-SH-M-1004 | 0 | 0 | 0 | 38 | 86 | 76 | 76 | 200 | NO | A351 Gr. CF8M | A276 Type 316 | BALL | HYPATITE PTFE |  | FLANGED | H SERIES |  | HEATON | HEATON | https://www.heaton-valves.com/ |  |  | sales@heaton-valves.com | CHINA | [7 empty] | OVS
0010306377 | AT_HVALVE | WST02-204-HV-0133 | C4B | 131242-WST02-DR-P-6013.dgn | BALL_VALVE | WST02 | 204 | DC | HV | 0133 |  | GRANULAR SLUDGE PUMP A DISCHARGE PRESSURE TRANSMITTER HAND VALVE | GRANULAR SLUDGE P A DISCHARGE PIT HV | NON-HAZARDOUS | ISOLATION | WST02-204-DC-00119-25-CSEL | 1000 | 25 | PN10 | 131242-WSW41-SH-M-1004 | 0 | 0 | 0 | 38 | 86 | 76 | 76 | 200 | NO | A351 Gr. CF8M | A276 Type 316 | BALL | HYPATITE PTFE |  | FLANGED | H SERIES |  | HEATON | HEATON | https://www.heaton-valves.com/ |  |  | sales@heaton-valves.com | CHINA | [7 empty] | OVS
0010306329 | AT_HVALVE | WST02-204-HV-0134 | C4B | 131242-WST02-DR-P-6013.dgn | KNIFE_GATE_VALVE | WST02 | 204 | DC | HV | 0134 |  | GRANULAR SLUDGE PUMP A DISCHARGE HAND VALVE | GRANULAR SLUDGE PUMP A DISCHARGE HAND VALVE | NON-HAZARDOUS | ISOLATION | WST02-204-DC-00116-150-CSEL | 1000 | 150 | PN10 | 131242-WSW41-DR-M-5203 | 27500 | 0 | 27500 | 38 | 86 | 76 | 76 | 200 | NO | DI WITH EPOXY COATING | SS316 | DISC | EPDM |  | FLANGED | MONO-A TYPE C102 |  | JASH | JASH | https://jashindia.com/ | +91-731- 2720143, 2721143 |  | info@jashindia.com | INDIA | [7 empty] | PURITEQ
0010306371 | AT_HVALVE | WST02-204-HV-0135 | C4B | 131242-WST02-DR-P-6013.dgn | BALL_VALVE | WST02 | 204 | DC | HV | 0135 |  | GRANULAR SLUDGE PUMP A DISCHARGE PIPE DRAIN HAND VALVE | GRANULAR SLUDGE P A DISCHARGE PIPE DRAIN HV | NON-HAZARDOUS | DRAIN | WST02-204-DC-00150-50-CSEL | 1000 | 50 | PN10 | 131242-WSW41-SH-M-1004 | 0 | 0 | 0 | 38 | 86 | 76 | 76 | 200 | NC | A351 Gr. CF8M | A276 Type 316 | BALL | HYPATITE PTFE |  | FLANGED | H SERIES |  | HEATON | HEATON | https://www.heaton-valves.com/ |  |  | sales@heaton-valves.com | CHINA | [7 empty] | OVS
0010306315 | AT_HVALVE | WST02-204-HV-0137 | C4B | 131242-WST02-DR-P-6013.dgn | KNIFE_GATE_VALVE | WST02 | 204 | DC | HV | 0137 |  | ANAMMOX TANK DISCHARGE HEADER TO GRANULAR SLUDGE PUMP HAND VALVE | AMX TANK DISCHARGE HEADER TO GRANULAR SLUDGE P HV | NON-HAZARDOUS | ISOLATION | WST02-204-DC-00114-150-CSEL | 1000 | 150 | PN10 | 131242-WSW41-DR-M-5203 | 55000 | 0 | 55000 | 38 | 70 | 70 | 70 | 200 | NC | DI WITH EPOXY COATING | SS316 | DISC | EPDM |  | FLANGED | MONO-A TYPE C102 |  | JASH | JASH | https://jashindia.com/ | +91-731- 2720143, 2721143 |  | info@jashindia.com | INDIA | [7 empty] | PURITEQ
0010306320 | AT_HVALVE | WST02-204-HV-0138 | C4B | 131242-WST02-DR-P-6013.dgn | KNIFE_GATE_VALVE | WST02 | 204 | DC | HV | 0138 |  | GRANULAR SLUDGE PUMP A SUCTION HAND VALVE | GRANULAR SLUDGE PUMP A SUCTION HAND VALVE | NON-HAZARDOUS | ISOLATION | WST02-204-DC-00115-150-CSEL | 1000 | 150 | PN10 | 131242-WSW41-DR-M-5203 | 27500 | 0 | 27500 | 38 | 70 | 20 | 20 | 200 | NO | DI WITH EPOXY COATING | SS316 | DISC | EPDM |  | FLANGED | MONO-A TYPE C102 |  | JASH | JASH | https://jashindia.com/ | +91-731- 2720143, 2721143 |  | info@jashindia.com | INDIA | [7 empty] | PURITEQ
0010306355 | AT_HVALVE | WST02-204-HV-0140 | C4B | 131242-WST02-DR-P-6013.dgn | BALL_VALVE | WST02 | 204 | DC | HV | 0140 |  | GRANULAR SLUDGE PUMP DISCHARGE DRAIN HAND VALVE | GRANULAR SLUDGE PUMP DISCHARGE DRAIN HAND VALVE | NON-HAZARDOUS | DRAIN | WST02-204-DC-00120-50-CSEL | 1000 | 50 | PN10 | 131242-WSW41-SH-M-1004 | 0 | 0 | 0 | 38 | 86 | 76 | 76 | 200 | NC | A351 Gr. CF8M | A276 Type 316 | BALL | HYPATITE PTFE |  | FLANGED | H SERIES |  | HEATON | HEATON | https://www.heaton-valves.com/ |  |  | sales@heaton-valves.com | CHINA | [7 empty] | OVS
0010310091 | AT_HVALVE | WST02-204-HV-0141 | C4B | 131242-WST02-DR-P-6013.dgn | KNIFE_GATE_VALVE | WST02 | 204 | DC | HV | 0141 |  | GRANULAR SLUDGE PUMP TO GRANULAR SLUDGE TANK HAND VALVE | GRANULAR SLUDGE P TO GRANULAR SLUDGE TANK HV | NON-HAZARDOUS | ISOLATION | WST02-204-DC-00121-150-CSEL | 1000 | 150 | PN10 | 131242-WSW41-DR-M-5205 | 20000 | 0 | 20000 | 38 | 86 | 76 | 76 | 200 | NO | DI WITH EPOXY COATING | SS316 | DISC | EPDM |  | FLANGED | MONO-A TYPE C102 |  | JASH | JASH | https://jashindia.com/ | +91-731- 2720143, 2721143 |  | info@jashindia.com | INDIA | [7 empty] | PURITEQ
0010306362 | AT_HVALVE | WST02-204-HV-0143 | C4B | 131242-WST02-DR-P-6013.dgn | KNIFE_GATE_VALVE | WST02 | 204 | DC | HV | 0143 |  | GRANULAR SLUDGE TANK TO SLUDGE TRANSFER PUMP HAND VALVE | GRANULAR SLUDGE TANK TO SLUDGE TRANSFER P HV | NON-HAZARDOUS | ISOLATION | WST02-204-DC-00124-100-CSEL | 1000 | 100 | PN10 | 131242-WSW41-DR-M-5201 | 20000 | 0 | 20000 | 38 | 55 | 0 | 0 | 100 | NO | DI WITH EPOXY COATING | SS316 | DISC | EPDM |  | FLANGED | MONO-A TYPE C102 |  | JASH | JASH | https://jashindia.com/ | +91-731- 2720143, 2721143 |  | info@jashindia.com | INDIA | [7 empty] | PURITEQ
0010307655 | AT_HVALVE | WST02-204-HV-0144 | C4B | 131242-WST02-DR-P-6013.dgn | KNIFE_GATE_VALVE | WST02 | 204 | DC | HV | 0144 |  | GRANULAR SLUDGE PUMP TO ANAMMOX REACTOR 1 HAND VALVE | GRANULAR SLUDGE PUMP TO ANAMMOX REACTOR 1 HV | NON-HAZARDOUS | ISOLATION | WST02-204-DC-00126A-150-CSEL | 1000 | 150 | PN10 | 131242-WSW41-DR-M-5206 | 50000 | 0 | 50000 | 38 | 86 | 86 | 86 | 200 | NC | DI WITH EPOXY COATING | SS316 | DISC | EPDM |  | FLANGED | MONO-A TYPE C102 |  | JASH | JASH | https://jashindia.com/ | +91-731- 2720143, 2721143 |  | info@jashindia.com | INDIA | [7 empty] | PURITEQ
0010300334 | AT_HVALVE | WST02-204-HV-0150 | C4B | 131242-WST02-DR-P-6014.dgn | KNIFE_GATE_VALVE | WST02 | 204 | DC | HV | 0150 |  | SLUDGE TRANSFER PUMP A SUCTION HAND VALVE | SLUDGE TRANSFER PUMP A SUCTION HAND VALVE | NON-HAZARDOUS | ISOLATION | WST02-204-DC-00125-100-CSEL | 1000 | 100 | PN10 | 131242-WSW41-DR-M-5201 | 0 | 0 | 21500 | 38 | 55 | 10 | 10 | 100 | NO | DI WITH EPOXY COATING | SS316 | DISC | EPDM |  | FLANGED | MONO-A TYPE C102 |  | JASH | JASH | https://jashindia.com/ | +91-731- 2720143, 2721143 |  | info@jashindia.com | INDIA | [7 empty] | PURITEQ
0010300364 | AT_HVALVE | WST02-204-HV-0151 | C4B | 131242-WST02-DR-P-6014.dgn | BALL_VALVE | WST02 | 204 | DC | HV | 0151 |  | SLUDGE TRANSFER PUMP A DISCHARGE PI HAND VALVE | SLUDGE TRANSFER PUMP A DISCHARGE PI HAND VALVE | NON-HAZARDOUS | ISOLATION | WST02-204-DC-00128-25-CSEL | 1000 | 25 | PN10 | 131242-WSW41-SH-M-1004 | 0 | 0 | 0 | 38 | 86 | 76 | 76 | 200 | NO | A351 Gr. CF8M | A276 Type 316 | BALL | HYPATITE PTFE |  | FLANGED | H SERIES |  | HEATON | HEATON | https://www.heaton-valves.com/ |  |  | sales@heaton-valves.com | CHINA | [7 empty] | OVS
0010300318 | AT_HVALVE | WST02-204-HV-0152 | C4B | 131242-WST02-DR-P-6014.dgn | BALL_VALVE | WST02 | 204 | DC | HV | 0152 |  | SLUDGE TRANSFER PUMP A DISCHARGE PRESSURE TRANSMITTER HAND VALVE | SLUDGE TRANSFER P A DISCHARGE PIT HV | NON-HAZARDOUS | ISOLATION | WST02-204-DC-00129-25-CSEL | 1000 | 25 | PN10 | 131242-WSW41-SH-M-1004 | 0 | 0 | 0 | 38 | 86 | 76 | 76 | 200 | NO | A351 Gr. CF8M | A276 Type 316 | BALL | HYPATITE PTFE |  | FLANGED | H SERIES |  | HEATON | HEATON | https://www.heaton-valves.com/ |  |  | sales@heaton-valves.com | CHINA | [7 empty] | OVS
0010300304 | AT_HVALVE | WST02-204-HV-0153 | C4B | 131242-WST02-DR-P-6014.dgn | KNIFE_GATE_VALVE | WST02 | 204 | DC | HV | 0153 |  | SLUDGE TRANSFER PUMP A DISCHARGE HAND VALVE | SLUDGE TRANSFER PUMP A DISCHARGE HAND VALVE | NON-HAZARDOUS | ISOLATION | WST02-204-DC-00127-100-CSEL | 1000 | 100 | PN10 | 131242-WSW41-DR-M-5201 | 21500 | 0 | 21500 | 38 | 92 | 92 | 92 | 200 | NO | DI WITH EPOXY COATING | SS316 | DISC | EPDM |  | FLANGED | MONO-A TYPE C102 |  | JASH | JASH | https://jashindia.com/ | +91-731- 2720143, 2721143 |  | info@jashindia.com | INDIA | [7 empty] | PURITEQ
0010300351 | AT_HVALVE | WST02-204-HV-0154 | C4B | 131242-WST02-DR-P-6014.dgn | BALL_VALVE | WST02 | 204 | DC | HV | 0154 |  | SLUDGE TRANSFER PUMP A SUCTION DRAIN HAND VALVE | SLUDGE TRANSFER PUMP A SUCTION DRAIN HAND VALVE | NON-HAZARDOUS | DRAIN | WST02-204-DC-00126-50-CSEL | 1000 | 50 | PN10 | 131242-WSW41-SH-M-1004 | 0 | 0 | 0 | 38 | 55 | 10 | 10 | 100 | NC | A351 Gr. CF8M | A276 Type 316 | BALL | HYPATITE PTFE |  | FLANGED | H SERIES |  | HEATON | HEATON | https://www.heaton-valves.com/ |  |  | sales@heaton-valves.com | CHINA | [7 empty] | OVS
0010300352 | AT_HVALVE | WST02-204-HV-0155 | C4B | 131242-WST02-DR-P-6014.dgn | BALL_VALVE | WST02 | 204 | DC | HV | 0155 |  | SLUDGE TRANSFER PUMP A DISCHARGE DRAIN HAND VALVE | SLUDGE TRANSFER PUMP A DISCHARGE DRAIN HAND VALVE | NON-HAZARDOUS | DRAIN | WST02-204-DC-00133-50-CSEL | 1000 | 50 | PN10 | 131242-WSW41-SH-M-1004 | 0 | 0 | 0 | 38 | 92 | 92 | 92 | 200 | NC | A351 Gr. CF8M | A276 Type 316 | BALL | HYPATITE PTFE |  | FLANGED | H SERIES |  | HEATON | HEATON | https://www.heaton-valves.com/ |  |  | sales@heaton-valves.com | CHINA | [7 empty] | OVS
0010300358 | AT_HVALVE | WST02-204-HV-0160 | C4B | 131242-WST02-DR-P-6014.dgn | BALL_VALVE | WST02 | 204 | DC | HV | 0160 |  | SLUDGE TRANSFER PUMP DISCHARGE HEADER DRAIN HAND VALVE | SLUDGE TRANSFER P DISCHARGE HEADER DRAIN HV | NON-HAZARDOUS | DRAIN | WST02-204-DC-00131-50-CSEL | 1000 | 50 | PN10 | 131242-WSW41-SH-M-1004 | 0 | 0 | 0 | 38 | 92 | 92 | 92 | 200 | NC | A351 Gr. CF8M | A276 Type 316 | BALL | HYPATITE PTFE |  | FLANGED | H SERIES |  | HEATON | HEATON | https://www.heaton-valves.com/ |  |  | sales@heaton-valves.com | CHINA | [7 empty] | OVS
0010300335 | AT_HVALVE | WST02-204-HV-0161 | C4B | 131242-WST02-DR-P-6014.dgn | BALL_VALVE | WST02 | 204 | DC | HV | 0161 |  | SLUDGE TRANSFER PUMP DISCHARGE HEADER SAMPLE POINT | SLUDGE TRANSFER PUMP DISCHARGE HEADER SAMPLE POINT | NON-HAZARDOUS | SAMPLE | WST02-204-DC-00132-50-CSEL | 1000 | 50 | PN10 | 131242-WSW41-SH-M-1004 | 0 | 0 | 0 | 38 | 92 | 92 | 92 | 200 | NC | A351 Gr. CF8M | A276 Type 316 | BALL | HYPATITE PTFE |  | FLANGED | H SERIES |  | HEATON | HEATON | https://www.heaton-valves.com/ |  |  | sales@heaton-valves.com | CHINA | [7 empty] | OVS
0010300292 | AT_HVALVE | WST02-204-HV-0164 | C4B | 131242-WST02-DR-P-6014.dgn | KNIFE_GATE_VALVE | WST02 | 204 | DC | HV | 0164 |  | SLUDGE TRANSFER PUMP DISCHARGE HEADER HAND VALVE | SLUDGE TRANSFER PUMP DISCHARGE HEADER HAND VALVE | NON-HAZARDOUS | ISOLATION | WST02-204-DC-00130-100-CSEL | 1000 | 100 | PN10 | 131242-WSW41-DR-M-5201 | 0 | 0 | 21500 | 38 | 92 | 92 | 92 | 200 | NO | DI WITH EPOXY COATING | SS316 | DISC | EPDM |  | FLANGED | MONO-A TYPE C102 |  | JASH | JASH | https://jashindia.com/ | +91-731- 2720143, 2721143 |  | info@jashindia.com | INDIA | [7 empty] | PURITEQ
0010331445 | AT_HVALVE | WST02-204-HV-0171 | C4B | 131242-WST02-DR-P-6011.dgn | GLOBE_VALVE | WST02 | 204 | DC | HV | 0171 |  | EFFLUENT AMMONIA SENSOR INLET 1 HAND VALVE | EFFLUENT AMMONIA SENSOR INLET 1 HAND VALVE | NON-HAZARDOUS | FLOW CONTROL | WST02-204-DC-00103-25-SS16 | 1000 | 25 | PN10 | TBA | 300 | 300 | 300 | 38 | 8 | 8 | 8 | 100 | NO | A182 Gf F316 | SS316 | DISC | FULL STELLITE |  | THREADED | GL SERIES |  | HEATON | HEATON | https://www.heaton-valves.com/ |  |  | sales@heaton-valves.com | CHINA | [7 empty] | OVS
0010331449 | AT_HVALVE | WST02-204-HV-0172 | C4B | 131242-WST02-DR-P-6011.dgn | BALL_VALVE | WST02 | 204 | DC | HV | 0172 |  | EFFLUENT AMMONIA SENSOR HAND VALVE | EFFLUENT AMMONIA SENSOR HAND VALVE | NON-HAZARDOUS | ISOLATION | WST02-204-DC-00205-25-SS16 | 1000 | 25 | PN10 | 131242-WSW41-SH-M-1004 | 300 | 300 | 300 | 38 | 8 | 8 | 8 | 100 | NO | A351 Gr. CF8M | A276 Type 316 | BALL | HYPATITE PTFE |  | THREADED | HV3 |  | HEATON | HEATON | https://www.heaton-valves.com/ |  |  | sales@heaton-valves.com | CHINA | [7 empty] | OVS
0010306219 | AT_HVALVE | WST02-204-HV-0202 | C4B | 131242-WST02-DR-P-6011.dgn | BALL_VALVE | WST02 | 204 | G2D | HV | 0202 |  | G2D TO PARABOLIC SCREEN 2 HAND VALVE | G2D TO PARABOLIC SCREEN 2 HAND VALVE | NON-HAZARDOUS | ISOLATION | WST02-204-G2D-00244-25-SS16 | 1000 | 25 | PN10 | 131242-WSW41-SH-M-1004 | 2200 | 0 | 2200 | 28 | 528 | 528 | 528 | 800 | NC | A351 Gr. CF8M | A276 Type 316 | BALL | HYPATITE PTFE |  | THREADED | HV3 |  | HEATON | HEATON | https://www.heaton-valves.com/ |  |  | sales@heaton-valves.com | CHINA | [7 empty] | OVS
0010293826 | AT_HVALVE | WST02-204-HV-0203 | C4B | 131242-WST02-DR-P-6006.dgn | KNIFE_GATE_VALVE | WST02 | 204 | DC | HV | 0203 |  | ANAMMOX REACTOR 2 TO GRANULAR SLUDGE PUMP TANK HAND VALVE | AMX REACTOR 2 TO GRANULAR SLUDGE P TANK HV | NON-HAZARDOUS | ISOLATION | WST02-204-DC-00202-150-CSEL | 1000 | 150 | PN10 | 131242-WSW41-DR-M-5203 | 50000 | 0 | 50000 | 38 | 70 | 70 | 70 | 200 | LC | DI WITH EPOXY COATING | SS316 | DISC | EPDM |  | FLANGED | MONO-A TYPE C102 |  | JASH | JASH | https://jashindia.com/ | +91-731- 2720143, 2721143 |  | info@jashindia.com | INDIA | [7 empty] | PURITEQ
0010306166 | AT_HVALVE | WST02-204-HV-0206 | C4B | 131242-WST02-DR-P-6011.dgn | KNIFE_GATE_VALVE | WST02 | 204 | DC | HV | 0206 |  | BIOMASS SEPARATOR TO PARABOLIC SCREEN 2 HAND VALVE | BIOMASS SEPARATOR TO PARABOLIC SCREEN 2 HAND VALVE | NON-HAZARDOUS | ISOLATION | WST02-204-DC-00240-200-CSEL | 1000 | 200 | PN10 | 131242-WSW41-DR-M-5207 | 132000 | 65000 | 135000 | 38 | 8 | 8 | 8 | 100 | LO | DI WITH EPOXY COATING | SS316 | DISC | EPDM |  | FLANGED | MONO-A TYPE C102 |  | JASH | JASH | https://jashindia.com/ | +91-731- 2720143, 2721143 |  | info@jashindia.com | INDIA | [7 empty] | PURITEQ
0010299641 | AT_HVALVE | WST02-204-HV-0210 | C4B | 131242-WST02-DR-P-6012.dgn | KNIFE_GATE_VALVE | WST02 | 204 | DC | HV | 0210 |  | DISCHARGE TRANSFER PUMP B SUCTION HAND VALVE | DISCHARGE TRANSFER PUMP B SUCTION HAND VALVE | NON-HAZARDOUS | ISOLATION | WST02-204-DC-00208-300-CSEL | 1000 | 300 | PN10 | 131242-WSW41-DR-M-5210 | 235000 | 106000 | 275000 | 38 | 40 | 10 | 10 | 100 | NO | DI WITH EPOXY COATING | SS316 | DISC | EPDM |  | FLANGED | MONO-A TYPE C102 |  | JASH | JASH | https://jashindia.com/ | +91-731- 2720143, 2721143 |  | info@jashindia.com | INDIA | [7 empty] | PURITEQ
0010299596 | AT_HVALVE | WST02-204-HV-0211 | C4B | 131242-WST02-DR-P-6012.dgn | BALL_VALVE | WST02 | 204 | DC | HV | 0211 |  | DISCHARGE TRANSFER PUMP B DISCHARGE PRESSURE TRANSMITTER HAND VALVE | DISCHARGE TRANSFER P B DISCHARGE PIT HV | NON-HAZARDOUS | ISOLATION | WST02-204-DC-00207-25-CSEL | 1000 | 25 | PN10 | 131242-WSW41-SH-M-1004 | 0 | 0 | 0 | 38 | 259 | 216 | 216 | 500 | NO | A351 Gr. CF8M | A276 Type 316 | BALL | HYPATITE PTFE |  | FLANGED | H SERIES |  | HEATON | HEATON | https://www.heaton-valves.com/ |  |  | sales@heaton-valves.com | CHINA | [7 empty] | OVS
0010310932 | AT_HVALVE | WST02-204-HV-0212 | C4B | 131242-WST02-DR-P-6012.dgn | KNIFE_GATE_VALVE | WST02 | 204 | DC | HV | 0212 |  | DISCHARGE TRANSFER PUMP B DISCHARGE HAND VALVE | DISCHARGE TRANSFER PUMP B DISCHARGE HAND VALVE | NON-HAZARDOUS | ISOLATION | WST02-204-DC-00209-250-CSEL | 1000 | 250 | PN10 | 131242-WSW41-DR-M-5209 | 235000 | 106000 | 275000 | 38 | 250 | 215 | 215 | 800 | NO | DI WITH EPOXY COATING | SS316 | DISC | EPDM |  | FLANGED | ZFI-BD TYPE 205 |  | JASH | JASH | https://jashindia.com/ | +91-731- 2720143, 2721143 |  | info@jashindia.com | INDIA | [7 empty] | PURITEQ
0010299636 | AT_HVALVE | WST02-204-HV-0213 | C4B | 131242-WST02-DR-P-6012.dgn | BALL_VALVE | WST02 | 204 | DC | HV | 0213 |  | DISCHARGE TRANSFER PUMP B SUCTION DRAIN HAND VALVE | DISCHARGE TRANSFER PUMP B SUCTION DRAIN HAND VALVE | NON-HAZARDOUS | DRAIN | WST02-204-DC-00206-50-CSEL | 1000 | 50 | PN10 | 131242-WSW41-SH-M-1004 | 0 | 0 | 0 | 38 | 40 | 10 | 10 | 100 | NC | A351 Gr. CF8M | A276 Type 316 | BALL | HYPATITE PTFE |  | FLANGED | H SERIES |  | HEATON | HEATON | https://www.heaton-valves.com/ |  |  | sales@heaton-valves.com | CHINA | [7 empty] | OVS
0010299652 | AT_HVALVE | WST02-204-HV-0214 | C4B | 131242-WST02-DR-P-6012.dgn | BALL_VALVE | WST02 | 204 | DC | HV | 0214 |  | DISCHARGE TRANSFER PUMP B DISCHARGE DRAIN HAND VALVE | DISCHARGE TRANSFER P B DISCHARGE DRAIN HV | NON-HAZARDOUS | DRAIN | WST02-204-DC-00213-50-CSEL | 1000 | 50 | PN10 | 131242-WSW41-SH-M-1004 | 0 | 0 | 0 | 38 | 259 | 216 | 216 | 500 | NC | A351 Gr. CF8M | A276 Type 316 | BALL | HYPATITE PTFE |  | FLANGED | H SERIES |  | HEATON | HEATON | https://www.heaton-valves.com/ |  |  | sales@heaton-valves.com | CHINA | [7 empty] | OVS
0010329899 | AT_HVALVE | WST02-204-HV-0215 | C4B | 131242-WST02-DR-P-6012.dgn | BALL_VALVE | WST02 | 204 | DC | HV | 0215 |  | DISCHARGE TRANSFER PUMP B DISCHARGE PI HAND VALVE | DISCHARGE TRANSFER PUMP B DISCHARGE PI HAND VALVE | NON-HAZARDOUS | ISOLATION | WST02-204-DC-00270-25-CSEL | 1000 | 25 | PN10 | 131242-WSW41-SH-M-1004 | 0 | 0 | 0 | 38 | 259 | 216 | 216 | 500 | NO | A351 Gr. CF8M | A276 Type 316 | BALL | HYPATITE PTFE |  | FLANGED | H SERIES |  | HEATON | HEATON | https://www.heaton-valves.com/ |  |  | sales@heaton-valves.com | CHINA | [7 empty] | OVS
0010293827 | AT_HVALVE | WST02-204-HV-0230 | C4B | 131242-WST02-DR-P-6006.dgn | KNIFE_GATE_VALVE | WST02 | 204 | DC | HV | 0230 |  | ANAMMOX REACTOR 2 DISCHARGE TO GRANULAR SLUDGE PUMP HAND VALVE | AMX REACTOR 2 DISCHARGE TO GRANULAR SLUDGE P HV | NON-HAZARDOUS | ISOLATION | WST02-204-DC-00202-150-CSEL | 1000 | 150 | PN10 | 131242-WSW41-DR-M-5203 | 50000 | 0 | 50000 | 38 | 70 | 70 | 70 | 200 | NC | DI WITH EPOXY COATING | SS316 | DISC | EPDM |  | FLANGED | MONO-A TYPE C102 |  | JASH | JASH | https://jashindia.com/ | +91-731- 2720143, 2721143 |  | info@jashindia.com | INDIA | [7 empty] | PURITEQ
0010306380 | AT_HVALVE | WST02-204-HV-0231 | C4B | 131242-WST02-DR-P-6013.dgn | BALL_VALVE | WST02 | 204 | DC | HV | 0231 |  | GRANULAR SLUDGE PUMP B SUCTION PIPE DRAIN HAND VALVE | GRANULAR SLUDGE P B SUCTION PIPE DRAIN HV | NON-HAZARDOUS | DRAIN | WST02-204-DC-00217-50-CSEL | 1000 | 50 | PN10 | 131242-WSW41-SH-M-1004 | 0 | 0 | 0 | 38 | 0 | 0 | 0 | 200 | NC | A351 Gr. CF8M | A276 Type 316 | BALL | HYPATITE PTFE |  | FLANGED | H SERIES |  | HEATON | HEATON | https://www.heaton-valves.com/ |  |  | sales@heaton-valves.com | CHINA | [7 empty] | OVS
0010306391 | AT_HVALVE | WST02-204-HV-0232 | C4B | 131242-WST02-DR-P-6013.dgn | BALL_VALVE | WST02 | 204 | DC | HV | 0232 |  | GRANULAR SLUDGE PUMP B DISCHARGE PI HAND VALVE | GRANULAR SLUDGE PUMP B DISCHARGE PI HAND VALVE | NON-HAZARDOUS | ISOLATION | WST02-204-DC-00218-25-CSEL | 1000 | 25 | PN10 | 131242-WSW41-SH-M-1004 | 0 | 0 | 0 | 38 | 86 | 76 | 76 | 200 | NO | A351 Gr. CF8M | A276 Type 316 | BALL | HYPATITE PTFE |  | FLANGED | H SERIES |  | HEATON | HEATON | https://www.heaton-valves.com/ |  |  | sales@heaton-valves.com | CHINA | [7 empty] | OVS
0010306394 | AT_HVALVE | WST02-204-HV-0233 | C4B | 131242-WST02-DR-P-6013.dgn | BALL_VALVE | WST02 | 204 | DC | HV | 0233 |  | GRANULAR SLUDGE PUMP B DISCHARGE PRESSURE TRANSMITTER HAND VALVE | GRANULAR SLUDGE P B DISCHARGE PIT HV | NON-HAZARDOUS | ISOLATION | WST02-204-DC-00219-25-CSEL | 1000 | 25 | PN10 | 131242-WSW41-SH-M-1004 | 0 | 0 | 0 | 38 | 86 | 76 | 76 | 200 | NO | A351 Gr. CF8M | A276 Type 316 | BALL | HYPATITE PTFE |  | FLANGED | H SERIES |  | HEATON | HEATON | https://www.heaton-valves.com/ |  |  | sales@heaton-valves.com | CHINA | [7 empty] | OVS
0010306332 | AT_HVALVE | WST02-204-HV-0234 | C4B | 131242-WST02-DR-P-6013.dgn | KNIFE_GATE_VALVE | WST02 | 204 | DC | HV | 0234 |  | GRANULAR SLUDGE PUMP B DISCHARGE HAND VALVE | GRANULAR SLUDGE PUMP B DISCHARGE HAND VALVE | NON-HAZARDOUS | ISOLATION | WST02-204-DC-00216-150-CSEL | 1000 | 150 | PN10 | 131242-WSW41-DR-M-5203 | 27500 | 0 | 27500 | 38 | 86 | 76 | 76 | 200 | NO | DI WITH EPOXY COATING | SS316 | DISC | EPDM |  | FLANGED | MONO-A TYPE C102 |  | JASH | JASH | https://jashindia.com/ | +91-731- 2720143, 2721143 |  | info@jashindia.com | INDIA | [7 empty] | PURITEQ
0010306388 | AT_HVALVE | WST02-204-HV-0235 | C4B | 131242-WST02-DR-P-6013.dgn | BALL_VALVE | WST02 | 204 | DC | HV | 0235 |  | GRANULAR SLUDGE PUMP B DISCHARGE PIPE DRAIN | GRANULAR SLUDGE PUMP B DISCHARGE PIPE DRAIN | NON-HAZARDOUS | DRAIN | WST02-204-DC-00250-50-CSEL | 1000 | 50 | PN10 | 131242-WSW41-SH-M-1004 | 0 | 0 | 0 | 38 | 86 | 76 | 76 | 200 | NC | A351 Gr. CF8M | A276 Type 316 | BALL | HYPATITE PTFE |  | FLANGED | H SERIES |  | HEATON | HEATON | https://www.heaton-valves.com/ |  |  | sales@heaton-valves.com | CHINA | [7 empty] | OVS
0010306323 | AT_HVALVE | WST02-204-HV-0238 | C4B | 131242-WST02-DR-P-6013.dgn | KNIFE_GATE_VALVE | WST02 | 204 | DC | HV | 0238 |  | GRANULAR SLUDGE PUMP B SUCTION HAND VALVE | GRANULAR SLUDGE PUMP B SUCTION HAND VALVE | NON-HAZARDOUS | ISOLATION | WST02-204-DC-00215-150-CSEL | 1000 | 150 | PN10 | 131242-WSW41-DR-M-5203 | 27500 | 0 | 27500 | 38 | 70 | 70 | 70 | 200 | NO | DI WITH EPOXY COATING | SS316 | DISC | EPDM |  | FLANGED | MONO-A TYPE C102 |  | JASH | JASH | https://jashindia.com/ | +91-731- 2720143, 2721143 |  | info@jashindia.com | INDIA | [7 empty] | PURITEQ
0010307657 | AT_HVALVE | WST02-204-HV-0244 | C4B | 131242-WST02-DR-P-6013.dgn | KNIFE_GATE_VALVE | WST02 | 204 | DC | HV | 0244 |  | GRANULAR SLUDGE PUMP TO ANAMMOX REACTOR 2 HAND VALVE | GRANULAR SLUDGE PUMP TO ANAMMOX REACTOR 2 HV | NON-HAZARDOUS | ISOLATION | WST02-204-DC-00126B-150-CSEL | 1000 | 150 | PN10 | 131242-WSW41-DR-M-5206 | 50000 | 0 | 50000 | 38 | 86 | 86 | 86 | 200 | NC | DI WITH EPOXY COATING | SS316 | DISC | EPDM |  | FLANGED | MONO-A TYPE C102 |  | JASH | JASH | https://jashindia.com/ | +91-731- 2720143, 2721143 |  | info@jashindia.com | INDIA | [7 empty] | PURITEQ
0010300317 | AT_HVALVE | WST02-204-HV-0250 | C4B | 131242-WST02-DR-P-6014.dgn | KNIFE_GATE_VALVE | WST02 | 204 | DC | HV | 0250 |  | SLUDGE TRANSFER PUMP B SUCTION HAND VALVE | SLUDGE TRANSFER PUMP B SUCTION HAND VALVE | NON-HAZARDOUS | ISOLATION | WST02-204-DC-00225-100-CSEL | 1000 | 100 | PN10 | 131242-WSW41-DR-M-5201 | 0 | 0 | 21500 | 38 | 55 | 10 | 10 | 100 | NO | DI WITH EPOXY COATING | SS316 | DISC | EPDM |  | FLANGED | MONO-A TYPE C102 |  | JASH | JASH | https://jashindia.com/ | +91-731- 2720143, 2721143 |  | info@jashindia.com | INDIA | [7 empty] | PURITEQ
0010300365 | AT_HVALVE | WST02-204-HV-0251 | C4B | 131242-WST02-DR-P-6014.dgn | BALL_VALVE | WST02 | 204 | DC | HV | 0251 |  | SLUDGE TRANSFER PUMP B DISCHARGE PI HAND VALVE | SLUDGE TRANSFER PUMP B DISCHARGE PI HAND VALVE | NON-HAZARDOUS | ISOLATION | WST02-204-DC-00228-25-CSEL | 1000 | 25 | PN10 | 131242-WSW41-SH-M-1004 | 0 | 0 | 0 | 38 | 86 | 76 | 76 | 200 | NO | A351 Gr. CF8M | A276 Type 316 | BALL | HYPATITE PTFE |  | FLANGED | H SERIES |  | HEATON | HEATON | https://www.heaton-valves.com/ |  |  | sales@heaton-valves.com | CHINA | [7 empty] | OVS
0010300368 | AT_HVALVE | WST02-204-HV-0252 | C4B | 131242-WST02-DR-P-6014.dgn | BALL_VALVE | WST02 | 204 | DC | HV | 0252 |  | SLUDGE TRANSFER PUMP B DISCHARGE PRESSURE TRANSMITTER HAND VALVE | SLUDGE TRANSFER P B DISCHARGE PIT HV | NON-HAZARDOUS | ISOLATION | WST02-204-DC-00229-25-CSEL | 1000 | 25 | PN10 | 131242-WSW41-SH-M-1004 | 0 | 0 | 0 | 38 | 86 | 76 | 76 | 200 | NO | A351 Gr. CF8M | A276 Type 316 | BALL | HYPATITE PTFE |  | FLANGED | H SERIES |  | HEATON | HEATON | https://www.heaton-valves.com/ |  |  | sales@heaton-valves.com | CHINA | [7 empty] | OVS
0010300360 | AT_HVALVE | WST02-204-HV-0253 | C4B | 131242-WST02-DR-P-6014.dgn | KNIFE_GATE_VALVE | WST02 | 204 | DC | HV | 0253 |  | SLUDGE TRANSFER PUMP B DISCHARGE HAND VALVE | SLUDGE TRANSFER PUMP B DISCHARGE HAND VALVE | NON-HAZARDOUS | ISOLATION | WST02-204-DC-00227-100-CSEL | 1000 | 100 | PN10 | 131242-WSW41-DR-M-5201 | 21500 | 0 | 21500 | 38 | 92 | 92 | 92 | 200 | NO | DI WITH EPOXY COATING | SS316 | DISC | EPDM |  | FLANGED | MONO-A TYPE C102 |  | JASH | JASH | https://jashindia.com/ | +91-731- 2720143, 2721143 |  | info@jashindia.com | INDIA | [7 empty] | PURITEQ
0010300342 | AT_HVALVE | WST02-204-HV-0254 | C4B | 131242-WST02-DR-P-6014.dgn | BALL_VALVE | WST02 | 204 | DC | HV | 0254 |  | SLUDGE TRANSFER PUMP B SUCTION DRAIN HAND VALVE | SLUDGE TRANSFER PUMP B SUCTION DRAIN HAND VALVE | NON-HAZARDOUS | DRAIN | WST02-204-DC-00226-50-CSEL | 1000 | 50 | PN10 | 131242-WSW41-SH-M-1004 | 0 | 0 | 0 | 38 | 55 | 10 | 10 | 100 | NC | A351 Gr. CF8M | A276 Type 316 | BALL | HYPATITE PTFE |  | FLANGED | H SERIES |  | HEATON | HEATON | https://www.heaton-valves.com/ |  |  | sales@heaton-valves.com | CHINA | [7 empty] | OVS
0010300377 | AT_HVALVE | WST02-204-HV-0255 | C4B | 131242-WST02-DR-P-6014.dgn | BALL_VALVE | WST02 | 204 | DC | HV | 0255 |  | SLUDGE TRANSFER PUMP B DISCHARGE DRAIN HAND VALVE | SLUDGE TRANSFER PUMP B DISCHARGE DRAIN HAND VALVE | NON-HAZARDOUS | DRAIN | WST02-204-DC-00233-50-CSEL | 1000 | 50 | PN10 | 131242-WSW41-SH-M-1004 | 0 | 0 | 0 | 38 | 92 | 92 | 92 | 200 | NC | A351 Gr. CF8M | A276 Type 316 | BALL | HYPATITE PTFE |  | FLANGED | H SERIES |  | HEATON | HEATON | https://www.heaton-valves.com/ |  |  | sales@heaton-valves.com | CHINA | [7 empty] | OVS
0010331446 | AT_HVALVE | WST02-204-HV-0271 | C4B | 131242-WST02-DR-P-6011.dgn | GLOBE_VALVE | WST02 | 204 | DC | HV | 0271 |  | EFFLUENT AMMONIA SENSOR INLET 2 HAND VALVE | EFFLUENT AMMONIA SENSOR INLET 2 HAND VALVE | NON-HAZARDOUS | FLOW CONTROL | WST02-204-DC-00203-25-SS16 | 1000 | 25 | PN10 | TBA | 300 | 300 | 300 | 38 | 8 | 8 | 8 | 100 | NO | A182 Gf F316 | SS316 | DISC | FULL STELLITE |  | THREADED | GL SERIES |  | HEATON | HEATON | https://www.heaton-valves.com/ |  |  | sales@heaton-valves.com | CHINA | [7 empty] | OVS
0010306212 | AT_HVALVE | WST02-204-HV-0302 | C4B | 131242-WST02-DR-P-6011.dgn | BALL_VALVE | WST02 | 204 | G2D | HV | 0302 |  | G2D TO PARABOLIC SCREEN 3 HAND VALVE | G2D TO PARABOLIC SCREEN 3 HAND VALVE | NON-HAZARDOUS | ISOLATION | WST02-204-G2D-00344-25-SS16 | 1000 | 25 | PN10 | 131242-WSW41-SH-M-1004 | 2200 | 0 | 2200 | 28 | 528 | 528 | 528 | 800 | NC | A351 Gr. CF8M | A276 Type 316 | BALL | HYPATITE PTFE |  | THREADED | HV3 |  | HEATON | HEATON | https://www.heaton-valves.com/ |  |  | sales@heaton-valves.com | CHINA | [7 empty] | OVS
0010294179 | AT_HVALVE | WST02-204-HV-0303 | C4B | 131242-WST02-DR-P-6007.dgn | KNIFE_GATE_VALVE | WST02 | 204 | DC | HV | 0303 |  | ANAMMOX REACTOR 3 TO GRANULAR SLUDGE PUMP TANK HAND VALVE | AMX REACTOR 3 TO GRANULAR SLUDGE P TANK HV | NON-HAZARDOUS | ISOLATION | WST02-204-DC-00302-150-CSEL | 1000 | 150 | PN10 | 131242-WSW41-DR-M-5203 | 50000 | 0 | 50000 | 38 | 72 | 22 | 22 | 200 | LC | DI WITH EPOXY COATING | SS316 | DISC | EPDM |  | FLANGED | MONO-A TYPE C102 |  | JASH | JASH | https://jashindia.com/ | +91-731- 2720143, 2721143 |  | info@jashindia.com | INDIA | [7 empty] | PURITEQ
0010306205 | AT_HVALVE | WST02-204-HV-0306 | C4B | 131242-WST02-DR-P-6011.dgn | KNIFE_GATE_VALVE | WST02 | 204 | DC | HV | 0306 |  | BIOMASS SEPARATOR TO PARABOLIC SCREEN 3 HAND VALVE | BIOMASS SEPARATOR TO PARABOLIC SCREEN 3 HAND VALVE | NON-HAZARDOUS | ISOLATION | WST02-204-DC-00340-200-CSEL | 1000 | 200 | PN10 | 131242-WSW41-DR-M-5207 | 132000 | 65000 | 135000 | 38 | 8 | 8 | 8 | 100 | LO | DI WITH EPOXY COATING | SS316 | DISC | EPDM |  | FLANGED | MONO-A TYPE C102 |  | JASH | JASH | https://jashindia.com/ | +91-731- 2720143, 2721143 |  | info@jashindia.com | INDIA | [7 empty] | PURITEQ
0010299642 | AT_HVALVE | WST02-204-HV-0310 | C4B | 131242-WST02-DR-P-6012.dgn | KNIFE_GATE_VALVE | WST02 | 204 | DC | HV | 0310 |  | DISCHARGE TRANSFER PUMP C SUCTION HAND VALVE | DISCHARGE TRANSFER PUMP C SUCTION HAND VALVE | NON-HAZARDOUS | ISOLATION | WST02-204-DC-00308-300-CSEL | 1000 | 300 | PN10 | 131242-WSW41-DR-M-5210 | 235000 | 106000 | 275000 | 38 | 40 | 10 | 10 | 100 | NO | DI WITH EPOXY COATING | SS316 | DISC | EPDM |  | FLANGED | MONO-A TYPE C102 |  | JASH | JASH | https://jashindia.com/ | +91-731- 2720143, 2721143 |  | info@jashindia.com | INDIA | [7 empty] | PURITEQ
0010299618 | AT_HVALVE | WST02-204-HV-0311 | C4B | 131242-WST02-DR-P-6012.dgn | BALL_VALVE | WST02 | 204 | DC | HV | 0311 |  | DISCHARGE TRANSFER PUMP C DISCHARGE PRESSURE TRANSMITTER HAND VALVE | DISCHARGE TRANSFER P C DISCHARGE PIT HV | NON-HAZARDOUS | ISOLATION | WST02-204-DC-00307-25-CSEL | 1000 | 25 | PN10 | 131242-WSW41-SH-M-1004 | 0 | 0 | 0 | 38 | 259 | 216 | 216 | 500 | NO | A351 Gr. CF8M | A276 Type 316 | BALL | HYPATITE PTFE |  | FLANGED | H SERIES |  | HEATON | HEATON | https://www.heaton-valves.com/ |  |  | sales@heaton-valves.com | CHINA | [7 empty] | OVS
0010310930 | AT_HVALVE | WST02-204-HV-0312 | C4B | 131242-WST02-DR-P-6012.dgn | KNIFE_GATE_VALVE | WST02 | 204 | DC | HV | 0312 |  | DISCHARGE TRANSFER PUMP C DISCHARGE HAND VALVE | DISCHARGE TRANSFER PUMP C DISCHARGE HAND VALVE | NON-HAZARDOUS | ISOLATION | WST02-204-DC-00309-250-CSEL | 1000 | 250 | PN10 | 131242-WSW41-DR-M-5209 | 235000 | 106000 | 275000 | 38 | 250 | 215 | 215 | 800 | NO | DI WITH EPOXY COATING | SS316 | DISC | EPDM |  | FLANGED | ZFI-BD TYPE 205 |  | JASH | JASH | https://jashindia.com/ | +91-731- 2720143, 2721143 |  | info@jashindia.com | INDIA | [7 empty] | PURITEQ
0010299564 | AT_HVALVE | WST02-204-HV-0313 | C4B | 131242-WST02-DR-P-6012.dgn | BALL_VALVE | WST02 | 204 | DC | HV | 0313 |  | DISCHARGE TRANSFER PUMP C SUCTION DRAIN HAND VALVE | DISCHARGE TRANSFER PUMP C SUCTION DRAIN HAND VALVE | NON-HAZARDOUS | DRAIN | WST02-204-DC-00306-50-CSEL | 1000 | 50 | PN10 | 131242-WSW41-SH-M-1004 | 0 | 0 | 0 | 38 | 40 | 10 | 10 | 100 | NC | A351 Gr. CF8M | A276 Type 316 | BALL | HYPATITE PTFE |  | FLANGED | H SERIES |  | HEATON | HEATON | https://www.heaton-valves.com/ |  |  | sales@heaton-valves.com | CHINA | [7 empty] | OVS
0010299598 | AT_HVALVE | WST02-204-HV-0314 | C4B | 131242-WST02-DR-P-6012.dgn | BALL_VALVE | WST02 | 204 | DC | HV | 0314 |  | DISCHARGE TRANSFER PUMP C DISCHARGE DRAIN HAND VALVE | DISCHARGE TRANSFER P C DISCHARGE DRAIN HV | NON-HAZARDOUS | DRAIN | WST02-204-DC-00313-50-CSEL | 1000 | 50 | PN10 | 131242-WSW41-SH-M-1004 | 0 | 0 | 0 | 38 | 259 | 216 | 216 | 500 | NC | A351 Gr. CF8M | A276 Type 316 | BALL | HYPATITE PTFE |  | FLANGED | H SERIES |  | HEATON | HEATON | https://www.heaton-valves.com/ |  |  | sales@heaton-valves.com | CHINA | [7 empty] | OVS
0010329902 | AT_HVALVE | WST02-204-HV-0315 | C4B | 131242-WST02-DR-P-6012.dgn | BALL_VALVE | WST02 | 204 | DC | HV | 0315 |  | DISCHARGE TRANSFER PUMP C DISCHARGE PI HAND VALVE | DISCHARGE TRANSFER PUMP C DISCHARGE PI HAND VALVE | NON-HAZARDOUS | ISOLATION | WST02-204-DC-00370-25-CSEL | 1000 | 25 | PN10 | 131242-WSW41-SH-M-1004 | 0 | 0 | 0 | 38 | 259 | 216 | 216 | 500 | NO | A351 Gr. CF8M | A276 Type 316 | BALL | HYPATITE PTFE |  | FLANGED | H SERIES |  | HEATON | HEATON | https://www.heaton-valves.com/ |  |  | sales@heaton-valves.com | CHINA | [7 empty] | OVS
0010294180 | AT_HVALVE | WST02-204-HV-0330 | C4B | 131242-WST02-DR-P-6007.dgn | KNIFE_GATE_VALVE | WST02 | 204 | DC | HV | 0330 |  | ANAMMOX REACTOR 3 DISCHARGE TO GRANULAR SLUDGE PUMP HAND VALVE | AMX REACTOR 3 DISCHARGE TO GRANULAR SLUDGE P HV | NON-HAZARDOUS | ISOLATION | WST02-204-DC-00302-150-CSEL | 1000 | 150 | PN10 | 131242-WSW41-DR-M-5203 | 50000 | 0 | 50000 | 38 | 72 | 22 | 22 | 200 | NC | DI WITH EPOXY COATING | SS316 | DISC | EPDM |  | FLANGED | MONO-A TYPE C102 |  | JASH | JASH | https://jashindia.com/ | +91-731- 2720143, 2721143 |  | info@jashindia.com | INDIA | [7 empty] | PURITEQ
0010306397 | AT_HVALVE | WST02-204-HV-0331 | C4B | 131242-WST02-DR-P-6013.dgn | BALL_VALVE | WST02 | 204 | DC | HV | 0331 |  | GRANULAR SLUDGE PUMP C SUCTION PIPE DRAIN HAND VALVE | GRANULAR SLUDGE P C SUCTION PIPE DRAIN HV | NON-HAZARDOUS | DRAIN | WST02-204-DC-00317-50-CSEL | 1000 | 50 | PN10 | 131242-WSW41-SH-M-1004 | 0 | 0 | 0 | 38 | 0 | 0 | 0 | 200 | NC | A351 Gr. CF8M | A276 Type 316 | BALL | HYPATITE PTFE |  | FLANGED | H SERIES |  | HEATON | HEATON | https://www.heaton-valves.com/ |  |  | sales@heaton-valves.com | CHINA | [7 empty] | OVS
0010306408 | AT_HVALVE | WST02-204-HV-0332 | C4B | 131242-WST02-DR-P-6013.dgn | BALL_VALVE | WST02 | 204 | DC | HV | 0332 |  | GRANULAR SLUDGE PUMP C DISCHARGE PI HAND VALVE | GRANULAR SLUDGE PUMP C DISCHARGE PI HAND VALVE | NON-HAZARDOUS | ISOLATION | WST02-204-DC-00318-25-CSEL | 1000 | 25 | PN10 | 131242-WSW41-SH-M-1004 | 0 | 0 | 0 | 38 | 86 | 76 | 76 | 200 | NO | A351 Gr. CF8M | A276 Type 316 | BALL | HYPATITE PTFE |  | FLANGED | H SERIES |  | HEATON | HEATON | https://www.heaton-valves.com/ |  |  | sales@heaton-valves.com | CHINA | [7 empty] | OVS
0010306411 | AT_HVALVE | WST02-204-HV-0333 | C4B | 131242-WST02-DR-P-6013.dgn | BALL_VALVE | WST02 | 204 | DC | HV | 0333 |  | GRANULAR SLUDGE PUMP C DISCHARGE PRESSURE TRANSMITTER HAND VALVE | GRANULAR SLUDGE P C DISCHARGE PIT HV | NON-HAZARDOUS | ISOLATION | WST02-204-DC-00319-25-CSEL | 1000 | 25 | PN10 | 131242-WSW41-SH-M-1004 | 0 | 0 | 0 | 38 | 86 | 76 | 76 | 200 | NO | A351 Gr. CF8M | A276 Type 316 | BALL | HYPATITE PTFE |  | FLANGED | H SERIES |  | HEATON | HEATON | https://www.heaton-valves.com/ |  |  | sales@heaton-valves.com | CHINA | [7 empty] | OVS
0010306335 | AT_HVALVE | WST02-204-HV-0334 | C4B | 131242-WST02-DR-P-6013.dgn | KNIFE_GATE_VALVE | WST02 | 204 | DC | HV | 0334 |  | GRANULAR SLUDGE PUMP C DISCHARGE HAND VALVE | GRANULAR SLUDGE PUMP C DISCHARGE HAND VALVE | NON-HAZARDOUS | ISOLATION | WST02-204-DC-00316-150-CSEL | 1000 | 150 | PN10 | 131242-WSW41-DR-M-5203 | 27500 | 0 | 27500 | 38 | 86 | 76 | 76 | 200 | NO | DI WITH EPOXY COATING | SS316 | DISC | EPDM |  | FLANGED | MONO-A TYPE C102 |  | JASH | JASH | https://jashindia.com/ | +91-731- 2720143, 2721143 |  | info@jashindia.com | INDIA | [7 empty] | PURITEQ
0010306405 | AT_HVALVE | WST02-204-HV-0335 | C4B | 131242-WST02-DR-P-6013.dgn | BALL_VALVE | WST02 | 204 | DC | HV | 0335 |  | GRANULAR SLUDGE PUMP C DISCHARGE PIPE DRAIN | GRANULAR SLUDGE PUMP C DISCHARGE PIPE DRAIN | NON-HAZARDOUS | DRAIN | WST02-204-DC-00350-50-CSEL | 1000 | 50 | PN10 | 131242-WSW41-SH-M-1004 | 0 | 0 | 0 | 38 | 86 | 76 | 76 | 200 | NC | A351 Gr. CF8M | A276 Type 316 | BALL | HYPATITE PTFE |  | FLANGED | H SERIES |  | HEATON | HEATON | https://www.heaton-valves.com/ |  |  | sales@heaton-valves.com | CHINA | [7 empty] | OVS
0010306326 | AT_HVALVE | WST02-204-HV-0338 | C4B | 131242-WST02-DR-P-6013.dgn | KNIFE_GATE_VALVE | WST02 | 204 | DC | HV | 0338 |  | GRANULAR SLUDGE PUMP C SUCTION HAND VALVE | GRANULAR SLUDGE PUMP C SUCTION HAND VALVE | NON-HAZARDOUS | ISOLATION | WST02-204-DC-00315-150-CSEL | 1000 | 150 | PN10 | 131242-WSW41-DR-M-5203 | 27500 | 0 | 27500 | 38 | 70 | 70 | 70 | 200 | NO | DI WITH EPOXY COATING | SS316 | DISC | EPDM |  | FLANGED | MONO-A TYPE C102 |  | JASH | JASH | https://jashindia.com/ | +91-731- 2720143, 2721143 |  | info@jashindia.com | INDIA | [7 empty] | PURITEQ
0010307658 | AT_HVALVE | WST02-204-HV-0344 | C4B | 131242-WST02-DR-P-6013.dgn | KNIFE_GATE_VALVE | WST02 | 204 | DC | HV | 0344 |  | GRANULAR SLUDGE PUMP TO ANAMMOX REACTOR 3 HAND VALVE | GRANULAR SLUDGE PUMP TO ANAMMOX REACTOR 3 HV | NON-HAZARDOUS | ISOLATION | WST02-204-DC-00126C-150-CSEL | 1000 | 150 | PN10 | 131242-WSW41-DR-M-5206 | 50000 | 0 | 50000 | 38 | 86 | 86 | 86 | 200 | NC | DI WITH EPOXY COATING | SS316 | DISC | EPDM |  | FLANGED | MONO-A TYPE C102 |  | JASH | JASH | https://jashindia.com/ | +91-731- 2720143, 2721143 |  | info@jashindia.com | INDIA | [7 empty] | PURITEQ
0010306215 | AT_HVALVE | WST02-204-HV-0402 | C4B | 131242-WST02-DR-P-6011.dgn | BALL_VALVE | WST02 | 204 | G2D | HV | 0402 |  | G2D TO PARABOLIC SCREEN 4 HAND VALVE | G2D TO PARABOLIC SCREEN 4 HAND VALVE | NON-HAZARDOUS | ISOLATION | WST02-204-G2D-00444-25-SS16 | 1000 | 25 | PN10 | 131242-WSW41-SH-M-1004 | 2200 | 0 | 2200 | 28 | 528 | 528 | 528 | 800 | NC | A351 Gr. CF8M | A276 Type 316 | BALL | HYPATITE PTFE |  | THREADED | HV3 |  | HEATON | HEATON | https://www.heaton-valves.com/ |  |  | sales@heaton-valves.com | CHINA | [7 empty] | OVS
0010329861 | AT_HVALVE | WST02-204-HV-0403 | C4B | 131242-WST02-DR-P-6008.dgn | KNIFE_GATE_VALVE | WST02 | 204 | DC | HV | 0403 |  | ANAMMOX REACTOR 4 TO GRANULAR SLUDGE PUMP TANK HAND VALVE | AMX REACTOR 4 TO GRANULAR SLUDGE P TANK HV | NON-HAZARDOUS | ISOLATION | WST02-204-DC-00402-150-CSEL | 1000 | 150 | PN10 | 131242-WSW41-DR-M-5203 | 50000 | 0 | 50000 | 38 | 70 | 70 | 70 | 200 | LC | DI WITH EPOXY COATING | SS316 | DISC | EPDM |  | FLANGED | MONO-A TYPE C102 |  | JASH | JASH | https://jashindia.com/ | +91-731- 2720143, 2721143 |  | info@jashindia.com | INDIA | [7 empty] | PURITEQ
0010306153 | AT_HVALVE | WST02-204-HV-0406 | C4B | 131242-WST02-DR-P-6011.dgn | KNIFE_GATE_VALVE | WST02 | 204 | DC | HV | 0406 |  | BIOMASS SEPARATOR TO PARABOLIC SCREEN 4 HAND VALVE | BIOMASS SEPARATOR TO PARABOLIC SCREEN 4 HAND VALVE | NON-HAZARDOUS | ISOLATION | WST02-204-DC-00440-200-CSEL | 1000 | 200 | PN10 | 131242-WSW41-DR-M-5207 | 132000 | 65000 | 135000 | 38 | 8 | 8 | 8 | 100 | LO | DI WITH EPOXY COATING | SS316 | DISC | EPDM |  | FLANGED | MONO-A TYPE C102 |  | JASH | JASH | https://jashindia.com/ | +91-731- 2720143, 2721143 |  | info@jashindia.com | INDIA | [7 empty] | PURITEQ
0010301710 | AT_HVALVE | WST02-204-HV-0430 | C4B | 131242-WST02-DR-P-6008.dgn | KNIFE_GATE_VALVE | WST02 | 204 | DC | HV | 0430 |  | ANAMMOX REACTOR 4 DISCHARGE TO GRANULAR SLUDGE PUMP HAND VALVE | AMX REACTOR 4 DISCHARGE TO GRANULAR SLUDGE P HV | NON-HAZARDOUS | ISOLATION | WST02-204-DC-00402-150-CSEL | 1000 | 150 | PN10 | 131242-WSW41-DR-M-5203 | 50000 | 0 | 50000 | 38 | 70 | 70 | 70 | 200 | NC | DI WITH EPOXY COATING | SS316 | DISC | EPDM |  | FLANGED | MONO-A TYPE C102 |  | JASH | JASH | https://jashindia.com/ | +91-731- 2720143, 2721143 |  | info@jashindia.com | INDIA | [7 empty] | PURITEQ
0010307659 | AT_HVALVE | WST02-204-HV-0444 | C4B | 131242-WST02-DR-P-6013.dgn | KNIFE_GATE_VALVE | WST02 | 204 | DC | HV | 0444 |  | GRANULAR SLUDGE PUMP TO ANAMMOX REACTOR 4 HAND VALVE | GRANULAR SLUDGE PUMP TO ANAMMOX REACTOR 4 HV | NON-HAZARDOUS | ISOLATION | WST02-204-DC-00126D-150-CSEL | 1000 | 150 | PN10 | 131242-WSW41-DR-M-5206 | 50000 | 0 | 50000 | 38 | 86 | 86 | 86 | 200 | NC | DI WITH EPOXY COATING | SS316 | DISC | EPDM |  | FLANGED | MONO-A TYPE C102 |  | JASH | JASH | https://jashindia.com/ | +91-731- 2720143, 2721143 |  | info@jashindia.com | INDIA | [7 empty] | PURITEQ
0010310918 | AT_HVALVE | WST02-204-NRV-0110 | C4B | 131242-WST02-DR-P-6012.dgn | CHECK_VALVE | WST02 | 204 | DC | NRV | 0110 |  | DISCHARGE TRANSFER PUMP A DISCHARGE CHECK VALVE | DISCHARGE TRANSFER PUMP A DISCHARGE CHECK VALVE | NON-HAZARDOUS |  | WST02-204-DC-00109-250-CSEL | 1000 | 250 | PN10 | 131242-WSW41-SH-M-1007 | 235000 | 106000 | 275000 | 38 | 250 | 215 | 215 | 800 | 0 | PFA LINED DUCTILE IRON | PFA COATED SS316 | HINGED CLAPPER | 0 |  | WAFER | H74 Fa6 |  | SCI | SCI | https://www.scivalve.com/ | +66 (34) 410 491 |  | EXPORTS@SCIVAVLE.COM | CHINA | [7 empty] | BREEN
0010299588 | AT_HVALVE | WST02-204-NRV-0111 | C4B | 131242-WST02-DR-P-6012.dgn | CHECK_VALVE | WST02 | 204 | DC | NRV | 0111 |  | DISCHARGE TRANSFER PUMP DISCHARGE HEADER CHECK VALVE | DISCHARGE TRANSFER P DISCHARGE HEADER CHECK VALVE | NON-HAZARDOUS |  | WST02-204-DC-00110-300-CSEL | 1000 | 300 | PN10 | 131242-WSW41-SH-M-1007 | 0 | 0 | 0 | 38 | 0 | 0 | 0 | 0 | 0 | PFA LINED DUCTILE IRON | PFA COATED SS316 | HINGED CLAPPER | 0 |  | WAFER | H74 Fa6 |  | SCI | SCI | https://www.scivalve.com/ | +66 (34) 410 491 |  | EXPORTS@SCIVAVLE.COM | CHINA | [7 empty] | BREEN
0010310082 | AT_HVALVE | WST02-204-NRV-0130 | C4B | 131242-WST02-DR-P-6013.dgn | CHECK_VALVE | WST02 | 204 | DC | NRV | 0130 |  | GRANULAR SLUDGE PUMP A DISCHARGE CHECK VALVE | GRANULAR SLUDGE PUMP A DISCHARGE CHECK VALVE | NON-HAZARDOUS |  | WST02-204-DC-00116-150-CSEL | 1000 | 150 | PN10 | 131242-WSW41-SH-M-1007 | 27500 | 0 | 27500 | 38 | 86 | 76 | 76 | 200 | 0 | PFA LINED DUCTILE IRON | PFA COATED SS316 | HINGED CLAPPER | 0 |  | WAFER | H74 Fa6 |  | SCI | SCI | https://www.scivalve.com/ | +66 (34) 410 491 |  | EXPORTS@SCIVAVLE.COM | CHINA | [7 empty] | BREEN
0010300349 | AT_HVALVE | WST02-204-NRV-0150 | C4B | 131242-WST02-DR-P-6014.dgn | CHECK_VALVE | WST02 | 204 | DC | NRV | 0150 |  | SLUDGE TRANSFER PUMP A DISCHARGE CHECK VALVE | SLUDGE TRANSFER PUMP A DISCHARGE CHECK VALVE | NON-HAZARDOUS |  | WST02-204-DC-00127-100-CSEL | 1000 | 100 | PN10 | 131242-WSW41-SH-M-1007 | 21500 | 0 | 21500 | 38 | 92 | 92 | 92 | 200 | 0 | PFA LINED DUCTILE IRON | PFA COATED SS316 | HINGED CLAPPER | 0 |  | WAFER | H74 Fa6 |  | SCI | SCI | https://www.scivalve.com/ | +66 (34) 410 491 |  | EXPORTS@SCIVAVLE.COM | CHINA | [7 empty] | BREEN
0010310933 | AT_HVALVE | WST02-204-NRV-0210 | C4B | 131242-WST02-DR-P-6012.dgn | CHECK_VALVE | WST02 | 204 | DC | NRV | 0210 |  | DISCHARGE TRANSFER PUMP B DISCHARGE CHECK VALVE | DISCHARGE TRANSFER PUMP B DISCHARGE CHECK VALVE | NON-HAZARDOUS |  | WST02-204-DC-00209-250-CSEL | 1000 | 250 | PN10 | 131242-WSW41-SH-M-1007 | 235000 | 106000 | 275000 | 38 | 250 | 215 | 215 | 800 | 0 | PFA LINED DUCTILE IRON | PFA COATED SS316 | HINGED CLAPPER | 0 |  | WAFER | H74 Fa6 |  | SCI | SCI | https://www.scivalve.com/ | +66 (34) 410 491 |  | EXPORTS@SCIVAVLE.COM | CHINA | [7 empty] | BREEN
0010310083 | AT_HVALVE | WST02-204-NRV-0230 | C4B | 131242-WST02-DR-P-6013.dgn | CHECK_VALVE | WST02 | 204 | DC | NRV | 0230 |  | GRANULAR SLUDGE PUMP B DISCHARGE CHECK VALVE | GRANULAR SLUDGE PUMP B DISCHARGE CHECK VALVE | NON-HAZARDOUS |  | WST02-204-DC-00216-150-CSEL | 1000 | 150 | PN10 | 131242-WSW41-SH-M-1007 | 27500 | 0 | 27500 | 38 | 86 | 76 | 76 | 200 | 0 | PFA LINED DUCTILE IRON | PFA COATED SS316 | HINGED CLAPPER | 0 |  | WAFER | H74 Fa6 |  | SCI | SCI | https://www.scivalve.com/ | +66 (34) 410 491 |  | EXPORTS@SCIVAVLE.COM | CHINA | [7 empty] | BREEN
0010300350 | AT_HVALVE | WST02-204-NRV-0250 | C4B | 131242-WST02-DR-P-6014.dgn | CHECK_VALVE | WST02 | 204 | DC | NRV | 0250 |  | SLUDGE TRANSFER PUMP B DISCHARGE CHECK VALVE | SLUDGE TRANSFER PUMP B DISCHARGE CHECK VALVE | NON-HAZARDOUS |  | WST02-204-DC-00227-100-CSEL | 1000 | 100 | PN10 | 131242-WSW41-SH-M-1007 | 21500 | 0 | 21500 | 38 | 92 | 92 | 92 | 200 | 0 | PFA LINED DUCTILE IRON | PFA COATED SS316 | HINGED CLAPPER | 0 |  | WAFER | H74 Fa6 |  | SCI | SCI | https://www.scivalve.com/ | +66 (34) 410 491 |  | EXPORTS@SCIVAVLE.COM | CHINA | [7 empty] | BREEN
0010310931 | AT_HVALVE | WST02-204-NRV-0310 | C4B | 131242-WST02-DR-P-6012.dgn | CHECK_VALVE | WST02 | 204 | DC | NRV | 0310 |  | DISCHARGE TRANSFER PUMP C DISCHARGE CHECK VALVE | DISCHARGE TRANSFER PUMP C DISCHARGE CHECK VALVE | NON-HAZARDOUS |  | WST02-204-DC-00309-250-CSEL | 1000 | 250 | PN10 | 131242-WSW41-SH-M-1007 | 235000 | 106000 | 275000 | 38 | 250 | 215 | 215 | 800 | 0 | PFA LINED DUCTILE IRON | PFA COATED SS316 | HINGED CLAPPER | 0 |  | WAFER | H74 Fa6 |  | SCI | SCI | https://www.scivalve.com/ | +66 (34) 410 491 |  | EXPORTS@SCIVAVLE.COM | CHINA | [7 empty] | BREEN
0010310084 | AT_HVALVE | WST02-204-NRV-0330 | C4B | 131242-WST02-DR-P-6013.dgn | CHECK_VALVE | WST02 | 204 | DC | NRV | 0330 |  | GRANULAR SLUDGE PUMP C DISCHARGE CHECK VALVE | GRANULAR SLUDGE PUMP C DISCHARGE CHECK VALVE | NON-HAZARDOUS |  | WST02-204-DC-00316-150-CSEL | 1000 | 150 | PN10 | 131242-WSW41-SH-M-1007 | 27500 | 0 | 27500 | 38 | 86 | 76 | 76 | 200 | 0 | PFA LINED DUCTILE IRON | PFA COATED SS316 | HINGED CLAPPER | 0 |  | WAFER | H74 Fa6 |  | SCI | SCI | https://www.scivalve.com/ | +66 (34) 410 491 |  | EXPORTS@SCIVAVLE.COM | CHINA | [7 empty] | BREEN
0010296455 | AT_HVALVE | WST02-400-HV-0003 | C4B | 131242-WST02-DR-P-6019.dgn | BALL_VALVE | WST02 | 400 | BN | HV | 0003 |  | MICRONUTRIENTS TANK CATCH POT DRAIN | MICRONUTRIENTS TANK CATCH POT DRAIN | NON-HAZARDOUS | DRAIN | WST02-400-BN-00004-32-HDPE | 1000 | 25 | PN10 | 131242-WSW41-SH-M-1005 | 0 | 0 | 40 | 30 | 0 | 0 | 0 | 100 | NC | CPVC | CPVC | BALL | PTFE |  | SOCKET WELD | Ball Valve 546 Pro |  | GF | GF | www.gfps.com/sg | +65 6747 0611 |  | sd.gfsg.ps@georgfischer.com | Switzerland | [7 empty] | GF
0010296640 | AT_HVALVE | WST02-400-HV-0005 | C4B | 131242-WST02-DR-P-6020.dgn | BALL_VALVE | WST02 | 400 | ASC | HV | 0005 |  | ANTISCALANT TANK CATCH POT DRAIN | ANTISCALANT TANK CATCH POT DRAIN | NON-HAZARDOUS | DRAIN | WST02-400-ASC-00005-32-HDPE | 1000 | 25 | PN10 | 131242-WSW41-SH-M-1005 | 0 | 0 | 20 | 30 | 0 | 0 | 0 | 100 | NC | CPVC | CPVC | BALL | PTFE |  | SOCKET WELD | Ball Valve 546 Pro |  | GF | GF | www.gfps.com/sg | +65 6747 0611 |  | sd.gfsg.ps@georgfischer.com | Switzerland | [7 empty] | GF
0010296191 | AT_HVALVE | WST02-400-HV-0007 | C4B | 131242-WST02-DR-P-6018.dgn | BALL_VALVE | WST02 | 400 | DEF | HV | 0007 |  | ANTIFOAM DOSING TANK CATCH POT DRAIN | ANTIFOAM DOSING TANK CATCH POT DRAIN | NON-HAZARDOUS | DRAIN | WST02-400-DEF-00002-32-HDPE | 1000 | 32 | PN10 | 131242-WSW41-SH-M-1005 | 0 | 0 | 10 | 30 | 0 | 0 | 0 | 100 | NC | PP | PP | BALL | PTFE |  | SOCKET WELD | Ball Valve 546 Pro |  | GF | GF | www.gfps.com/sg | +65 6747 0611 |  | sd.gfsg.ps@georgfischer.com | Switzerland | [7 empty] | GF
0010296082 | AT_HVALVE | WST02-400-HV-0110 | C4B | 131242-WST02-DR-P-6018.dgn | BALL_VALVE | WST02 | 400 | DEF | HV | 0110 |  | ANTIFOAM DOSING TANK 1 OUTLET HAND VALVE | ANTIFOAM DOSING TANK 1 OUTLET HAND VALVE | NON-HAZARDOUS | ISOLATION | WST02-400-DEF-00110-63-HDPE | 1000 | 63 | PN10 | 131242-WSW41-SH-M-1005 | 1.6 | 0.2 | 40 | 30 | 10 | 0 | 0 | 100 | NO | PP | PP | BALL | PTFE |  | SOCKET WELD | Ball Valve 546 Pro |  | GF | GF | www.gfps.com/sg | +65 6747 0611 |  | sd.gfsg.ps@georgfischer.com | Switzerland | [7 empty] | GF
0010296196 | AT_HVALVE | WST02-400-HV-0111 | C4B | 131242-WST02-DR-P-6018.dgn | BALL_VALVE | WST02 | 400 | DEF | HV | 0111 |  | ANTIFOAM DOSING TANK 1 OUTLET DRAIN | ANTIFOAM DOSING TANK 1 OUTLET DRAIN | NON-HAZARDOUS | DRAIN | WST02-400-DEF-00111-32-HDPE | 1000 | 32 | PN10 | 131242-WSW41-SH-M-1005 | 0 | 0 | 10 | 30 | 0 | 0 | 0 | 100 | NC | PP | PP | BALL | PTFE |  | SOCKET WELD | Ball Valve 546 Pro |  | GF | GF | www.gfps.com/sg | +65 6747 0611 |  | sd.gfsg.ps@georgfischer.com | Switzerland | [7 empty] | GF
0010296133 | AT_HVALVE | WST02-400-HV-0112 | C4B | 131242-WST02-DR-P-6018.dgn | BALL_VALVE | WST02 | 400 | DEF | HV | 0112 |  | ANTIFOAM DOSING TANK 1 OUTLET HAND VALVE | ANTIFOAM DOSING TANK 1 OUTLET HAND VALVE | NON-HAZARDOUS | ISOLATION | WST02-400-DEF-00110-63-HDPE | 1000 | 63 | PN10 | 131242-WSW41-SH-M-1005 | 1.6 | 0.2 | 40 | 30 | 10 | 0 | 0 | 100 | NO | PP | PP | BALL | PTFE |  | SOCKET WELD | Ball Valve 546 Pro |  | GF | GF | www.gfps.com/sg | +65 6747 0611 |  | sd.gfsg.ps@georgfischer.com | Switzerland | [7 empty] | GF
0010296131 | AT_HVALVE | WST02-400-HV-0113 | C4B | 131242-WST02-DR-P-6018.dgn | BALL_VALVE | WST02 | 400 | DEF | HV | 0113 |  | ANTIFOAM DOSING TANK 1 LEVEL SWITCH LOW | ANTIFOAM DOSING TANK 1 LEVEL SWITCH LOW | NON-HAZARDOUS | ISOLATION | WST02-400-DEF-00112-32-HDPE | 1000 | 32 | PN10 | 131242-WSW41-SH-M-1005 | 0 | 0 | 10 | 30 | 10 | 0 | 0 | 100 | NO | PP | PP | BALL | PTFE |  | SOCKET WELD | Ball Valve 546 Pro |  | GF | GF | www.gfps.com/sg | +65 6747 0611 |  | sd.gfsg.ps@georgfischer.com | Switzerland | [7 empty] | GF
0010296125 | AT_HVALVE | WST02-400-HV-0120 | C4B | 131242-WST02-DR-P-6018.dgn | BALL_VALVE | WST02 | 400 | DEF | HV | 0120 |  | ANTIFOAM DOSING PUMP A SUCTION HAND VALVE | ANTIFOAM DOSING PUMP A SUCTION HAND VALVE | NON-HAZARDOUS | ISOLATION | WST02-400-DEF-00120-32-HDPE | 1000 | 32 | PN10 | 131242-WSW41-SH-M-1005 | 0.4 | 0.2 | 10 | 30 | 10 | 0 | 0 | 100 | NO | PP | PP | BALL | PTFE |  | SOCKET WELD | Ball Valve 546 Pro |  | GF | GF | www.gfps.com/sg | +65 6747 0611 |  | sd.gfsg.ps@georgfischer.com | Switzerland | [7 empty] | GF
0010304623 | AT_HVALVE | WST02-400-HV-0121 | C4B | 131242-WST02-DR-P-6018.dgn | BALL_VALVE | WST02 | 400 | DEF | HV | 0121 |  | ANTIFOAM DOSING PUMP A SUCTION DRAIN | ANTIFOAM DOSING PUMP A SUCTION DRAIN | NON-HAZARDOUS | DRAIN | WST02-400-DEF-00121-32-HDPE | 1000 | 32 | PN10 | 131242-WSW41-SH-M-1005 | 0 | 0 | 10 | 30 | 10 | 0 | 0 | 100 | NC | PP | PP | BALL | PTFE |  | SOCKET WELD | Ball Valve 546 Pro |  | GF | GF | www.gfps.com/sg | +65 6747 0611 |  | sd.gfsg.ps@georgfischer.com | Switzerland | [7 empty] | GF
0010296246 | AT_HVALVE | WST02-400-HV-0122 | C4B | 131242-WST02-DR-P-6018.dgn | BALL_VALVE | WST02 | 400 | DEF | HV | 0122 |  | ANTIFOAM DOSING PUMP A SUCTION TO CALIBRATION COLUMN | DEF DOSING P A SUCTION TO CALIBRATION COLUMN | NON-HAZARDOUS | ISOLATION | WST02-400-DEF-00122-32-HDPE | 1000 | 32 | PN10 | 131242-WSW41-SH-M-1005 | 0 | 0 | 10 | 30 | 10 | 0 | 0 | 100 | NC | PP | PP | BALL | PTFE |  | SOCKET WELD | Ball Valve 546 Pro |  | GF | GF | www.gfps.com/sg | +65 6747 0611 |  | sd.gfsg.ps@georgfischer.com | Switzerland | [7 empty] | GF
0010332528 | AT_HVALVE | WST02-400-HV-0123 | C4B | 131242-WST02-DR-P-6000.dgn | BALL_VALVE | WST02 | 400 | ASC | HV | 0123 |  | ANTISCALANT TO EQUALIZATION TANK 1 HAND VALVE | ANTISCALANT TO EQUALIZATION TANK 1 HAND VALVE | NON-HAZARDOUS | ISOLATION | WST02-400-ASC-00163-15-CPVC | 1000 | 15 | PN10 | 131242-WSW41-SH-M-1005 | 5.3 | 1 | 20 | 30 | 130 | 120 | 120 | 300 | NO | CPVC | CPVC | BALL | PTFE |  | SOCKET WELD | Ball Valve 546 Pro |  | GF | GF | www.gfps.com/sg | +65 6747 0611 |  | sd.gfsg.ps@georgfischer.com | Switzerland | [7 empty] | GF
0010304670 | AT_HVALVE | WST02-400-HV-0124 | C4B | 131242-WST02-DR-P-6018.dgn | BALL_VALVE | WST02 | 400 | DEF | HV | 0124 |  | ANTIFOAM DOSING PUMP A DISCHARGE DRAIN | ANTIFOAM DOSING PUMP A DISCHARGE DRAIN | NON-HAZARDOUS | DRAIN | WST02-400-DEF-00126-32-HDPE | 1000 | 32 | PN10 | 131242-WSW41-SH-M-1005 | 0 | 0 | 10 | 30 | 196 | 196 | 196 | 400 | NC | PP | PP | BALL | PTFE |  | SOCKET WELD | Ball Valve 546 Pro |  | GF | GF | www.gfps.com/sg | +65 6747 0611 |  | sd.gfsg.ps@georgfischer.com | Switzerland | [7 empty] | GF
0010296068 | AT_HVALVE | WST02-400-HV-0125 | C4B | 131242-WST02-DR-P-6018.dgn | BALL_VALVE | WST02 | 400 | DEF | HV | 0125 |  | ANTIFOAM DOSING PUMP A DISCHARGE TO ANAMMOX REACTOR 1 HAND VALVE | DEF DOSING P A DISCHARGE TO AMX REACTOR 1 HV | NON-HAZARDOUS | ISOLATION | WST02-400-DEF-00123-32-HDPE | 1000 | 32 | PN10 | 131242-WSW41-SH-M-1005 | 0.4 | 0.2 | 10 | 30 | 196 | 196 | 196 | 400 | NO | PP | PP | BALL | PTFE |  | SOCKET WELD | Ball Valve 546 Pro |  | GF | GF | www.gfps.com/sg | +65 6747 0611 |  | sd.gfsg.ps@georgfischer.com | Switzerland | [7 empty] | GF
0010304665 | AT_HVALVE | WST02-400-HV-0127 | C4B | 131242-WST02-DR-P-6018.dgn | BALL_VALVE | WST02 | 400 | DEF | HV | 0127 |  | ANTIFOAM DOSING PUMP A DISCHARGE PI | ANTIFOAM DOSING PUMP A DISCHARGE PI | NON-HAZARDOUS | ISOLATION | WST02-400-DEF-00144-32-HDPE | 1000 | 32 | PN10 | 131242-WSW41-SH-M-1005 | 0 | 0 | 10 | 30 | 196 | 196 | 196 | 400 | NO | PP | PP | BALL | PTFE |  | SOCKET WELD | Ball Valve 546 Pro |  | GF | GF | www.gfps.com/sg | +65 6747 0611 |  | sd.gfsg.ps@georgfischer.com | Switzerland | [7 empty] | GF
0010309452 | AT_HVALVE | WST02-400-HV-0128 | C4B | 131242-WST02-DR-P-6018.dgn | BALL_VALVE | WST02 | 400 | DEF | HV | 0128 |  | ANTIFOAM DOSING PUMP A DISCHARGE DAMPENER HAND VALVE | DEF DOSING P A DISCHARGE DAMPENER HV | NON-HAZARDOUS | ISOLATION | WST02-400-DEF-00130-32-HDPE | 1000 | 32 | PN10 | 131242-WSW41-SH-M-1005 | 0 | 0 | 10 | 30 | 196 | 196 | 196 | 400 | NO | PP | PP | BALL | PTFE |  | SOCKET WELD | Ball Valve 546 Pro |  | GF | GF | www.gfps.com/sg | +65 6747 0611 |  | sd.gfsg.ps@georgfischer.com | Switzerland | [7 empty] | GF
0010296450 | AT_HVALVE | WST02-400-HV-0130 | C4B | 131242-WST02-DR-P-6019.dgn | BALL_VALVE | WST02 | 400 | BN | HV | 0130 |  | MICRONUTRIENTS TANK 1 OUTLET HAND VALVE | MICRONUTRIENTS TANK 1 OUTLET HAND VALVE | NON-HAZARDOUS | ISOLATION | WST02-400-BN-00130-50-CPVC | 1000 | 50 | PN10 | 131242-WSW41-SH-M-1005 | 6 | 0.5 | 40 | 30 | 10 | 1 | 1 | 100 | NO | CPVC | CPVC | BALL | PTFE |  | SOCKET WELD | Ball Valve 546 Pro |  | GF | GF | www.gfps.com/sg | +65 6747 0611 |  | sd.gfsg.ps@georgfischer.com | Switzerland | [7 empty] | GF
0010296460 | AT_HVALVE | WST02-400-HV-0131 | C4B | 131242-WST02-DR-P-6019.dgn | BALL_VALVE | WST02 | 400 | BN | HV | 0131 |  | MICRONUTRIENTS TANK 1 OUTLET DRAIN | MICRONUTRIENTS TANK 1 OUTLET DRAIN | NON-HAZARDOUS | DRAIN | WST02-400-BN-00131-15-CPVC | 1000 | 15 | PN10 | 131242-WSW41-SH-M-1005 | 0 | 0 | 40 | 30 | 10 | 1 | 1 | 100 | NC | CPVC | CPVC | BALL | PTFE |  | SOCKET WELD | Ball Valve 546 Pro |  | GF | GF | www.gfps.com/sg | +65 6747 0611 |  | sd.gfsg.ps@georgfischer.com | Switzerland | [7 empty] | GF
0010296382 | AT_HVALVE | WST02-400-HV-0132 | C4B | 131242-WST02-DR-P-6019.dgn | BALL_VALVE | WST02 | 400 | BN | HV | 0132 |  | MICRONUTRIENTS TANK 1 OUTLET HAND VALVE | MICRONUTRIENTS TANK 1 OUTLET HAND VALVE | NON-HAZARDOUS | ISOLATION | WST02-400-BN-00130-50-CPVC | 1000 | 50 | PN10 | 131242-WSW41-SH-M-1005 | 6 | 0.5 | 40 | 30 | 10 | 1 | 1 | 100 | NO | CPVC | CPVC | BALL | PTFE |  | SOCKET WELD | Ball Valve 546 Pro |  | GF | GF | www.gfps.com/sg | +65 6747 0611 |  | sd.gfsg.ps@georgfischer.com | Switzerland | [7 empty] | GF
0010296373 | AT_HVALVE | WST02-400-HV-0133 | C4B | 131242-WST02-DR-P-6019.dgn | BALL_VALVE | WST02 | 400 | BN | HV | 0133 |  | MICRONUTRIENTS TANK 1 LEVEL SWITCH LOW | MICRONUTRIENTS TANK 1 LEVEL SWITCH LOW | NON-HAZARDOUS | ISOLATION | WST02-400-BN-00132-15-CPVC | 1000 | 15 | PN10 | 131242-WSW41-SH-M-1005 | 0 | 0 | 0 | 30 | 10 | 1 | 1 | 100 | NO | CPVC | CPVC | BALL | PTFE |  | SOCKET WELD | Ball Valve 546 Pro |  | GF | GF | www.gfps.com/sg | +65 6747 0611 |  | sd.gfsg.ps@georgfischer.com | Switzerland | [7 empty] | GF
0010304629 | AT_HVALVE | WST02-400-HV-0140 | C4B | 131242-WST02-DR-P-6019.dgn | BALL_VALVE | WST02 | 400 | BN | HV | 0140 |  | MICRONUTRIENTS DOSING PUMP A SUCTION HAND VALVE | MICRONUTRIENTS DOSING PUMP A SUCTION HAND VALVE | NON-HAZARDOUS | ISOLATION | WST02-400-BN-00140-15-CPVC | 1000 | 15 | PN10 | 131242-WSW41-SH-M-1005 | 1.5 | 0.5 | 10 | 30 | 10 | 1 | 1 | 100 | NO | CPVC | CPVC | BALL | PTFE |  | SOCKET WELD | Ball Valve 546 Pro |  | GF | GF | www.gfps.com/sg | +65 6747 0611 |  | sd.gfsg.ps@georgfischer.com | Switzerland | [7 empty] | GF
0010304644 | AT_HVALVE | WST02-400-HV-0141 | C4B | 131242-WST02-DR-P-6019.dgn | BALL_VALVE | WST02 | 400 | BN | HV | 0141 |  | MICRONUTRIENTS DOSING PUMP A SUCTION DRAIN | MICRONUTRIENTS DOSING PUMP A SUCTION DRAIN | NON-HAZARDOUS | DRAIN | WST02-400-BN-00141-15-CPVC | 1000 | 15 | PN10 | 131242-WSW41-SH-M-1005 | 0 | 0 | 0 | 30 | 10 | 1 | 1 | 100 | NC | CPVC | CPVC | BALL | PTFE |  | SOCKET WELD | Ball Valve 546 Pro |  | GF | GF | www.gfps.com/sg | +65 6747 0611 |  | sd.gfsg.ps@georgfischer.com | Switzerland | [7 empty] | GF
0010296317 | AT_HVALVE | WST02-400-HV-0142 | C4B | 131242-WST02-DR-P-6019.dgn | BALL_VALVE | WST02 | 400 | BN | HV | 0142 |  | MICRONUTRIENTS DOSING PUMP A SUCTION CALIBRATION COLUMN HAND VALVE | BN DOSING P A SUCTION CALIBRATION COLUMN HV | NON-HAZARDOUS | ISOLATION | WST02-400-BN-00142-15-CPVC | 1000 | 15 | PN10 | 131242-WSW41-SH-M-1005 | 0 | 0 | 0 | 30 | 10 | 1 | 1 | 100 | NC | CPVC | CPVC | BALL | PTFE |  | SOCKET WELD | Ball Valve 546 Pro |  | GF | GF | www.gfps.com/sg | +65 6747 0611 |  | sd.gfsg.ps@georgfischer.com | Switzerland | [7 empty] | GF
0010304646 | AT_HVALVE | WST02-400-HV-0143 | C4B | 131242-WST02-DR-P-6019.dgn | BALL_VALVE | WST02 | 400 | BN | HV | 0143 |  | MICRONUTRIENTS DOSING PUMP A DISCHARGE PI | MICRONUTRIENTS DOSING PUMP A DISCHARGE PI | NON-HAZARDOUS | ISOLATION | WST02-400-BN-00144-15-CPVC | 1000 | 15 | PN10 | 131242-WSW41-SH-M-1005 | 1.5 | 0.5 | 10 | 30 | 219 | 220 | 220 | 400 | NO | CPVC | CPVC | BALL | PTFE |  | SOCKET WELD | Ball Valve 546 Pro |  | GF | GF | www.gfps.com/sg | +65 6747 0611 |  | sd.gfsg.ps@georgfischer.com | Switzerland | [7 empty] | GF
0010304642 | AT_HVALVE | WST02-400-HV-0144 | C4B | 131242-WST02-DR-P-6019.dgn | BALL_VALVE | WST02 | 400 | BN | HV | 0144 |  | MICRONUTRIENTS DOSING PUMP A DISCHARGE DRAIN | MICRONUTRIENTS DOSING PUMP A DISCHARGE DRAIN | NON-HAZARDOUS | DRAIN | WST02-400-BN-00146-15-CPVC | 1000 | 15 | PN10 | 131242-WSW41-SH-M-1005 | 0 | 0 | 10 | 30 | 219 | 220 | 220 | 400 | NC | CPVC | CPVC | BALL | PTFE |  | SOCKET WELD | Ball Valve 546 Pro |  | GF | GF | www.gfps.com/sg | +65 6747 0611 |  | sd.gfsg.ps@georgfischer.com | Switzerland | [7 empty] | GF
0010296392 | AT_HVALVE | WST02-400-HV-0145 | C4B | 131242-WST02-DR-P-6019.dgn | BALL_VALVE | WST02 | 400 | BN | HV | 0145 |  | MICRONUTRIENTS DOSING PUMP A DISCHARGE TO ANAMMOX REACTOR 1 HAND VALVE | BN DOSING P A DISCHARGE TO AMX REACTOR 1 HV | NON-HAZARDOUS | ISOLATION | WST02-400-BN-00143-15-CPVC | 1000 | 15 | PN10 | 131242-WSW41-SH-M-1005 | 1.5 | 0.5 | 10 | 30 | 219 | 220 | 220 | 400 | NO | CPVC | CPVC | BALL | PTFE |  | SOCKET WELD | Ball Valve 546 Pro |  | GF | GF | www.gfps.com/sg | +65 6747 0611 |  | sd.gfsg.ps@georgfischer.com | Switzerland | [7 empty] | GF
0010309468 | AT_HVALVE | WST02-400-HV-0147 | C4B | 131242-WST02-DR-P-6019.dgn | BALL_VALVE | WST02 | 400 | BN | HV | 0147 |  | MICRONUTRIENTS DOSING PUMP A DISCHARGE DAMPENER HAND VALVE | BN DOSING P A DISCHARGE DAMPENER HV | NON-HAZARDOUS | ISOLATION | WST02-400-BN-00149-15-CPVC | 1000 | 15 | PN10 | 131242-WSW41-SH-M-1005 | 0 | 0 | 10 | 30 | 219 | 220 | 220 | 400 | NO | CPVC | CPVC | BALL | PTFE |  | SOCKET WELD | Ball Valve 546 Pro |  | GF | GF | www.gfps.com/sg | +65 6747 0611 |  | sd.gfsg.ps@georgfischer.com | Switzerland | [7 empty] | GF
0010296642 | AT_HVALVE | WST02-400-HV-0150 | C4B | 131242-WST02-DR-P-6020.dgn | BALL_VALVE | WST02 | 400 | ASC | HV | 0150 |  | ANTISCALANT TANK 1 OUTLET HAND VALVE | ANTISCALANT TANK 1 OUTLET HAND VALVE | NON-HAZARDOUS | ISOLATION | WST02-400-ASC-00150-50-CPVC | 1000 | 50 | PN10 | 131242-WSW41-SH-M-1005 | 10.6 | 2 | 40 | 30 | 10 | 1 | 1 | 100 | NO | CPVC | CPVC | BALL | PTFE |  | SOCKET WELD | Ball Valve 546 Pro |  | GF | GF | www.gfps.com/sg | +65 6747 0611 |  | sd.gfsg.ps@georgfischer.com | Switzerland | [7 empty] | GF
0010296597 | AT_HVALVE | WST02-400-HV-0151 | C4B | 131242-WST02-DR-P-6020.dgn | BALL_VALVE | WST02 | 400 | ASC | HV | 0151 |  | ANTISCALANT TANK 1 OUTLET DRAIN | ANTISCALANT TANK 1 OUTLET DRAIN | NON-HAZARDOUS | DRAIN | WST02-400-ASC-00151-15-CPVC | 1000 | 15 | PN10 | 131242-WSW41-SH-M-1005 | 0 | 0 | 0 | 30 | 10 | 1 | 1 | 100 | NC | CPVC | CPVC | BALL | PTFE |  | SOCKET WELD | Ball Valve 546 Pro |  | GF | GF | www.gfps.com/sg | +65 6747 0611 |  | sd.gfsg.ps@georgfischer.com | Switzerland | [7 empty] | GF
0010296653 | AT_HVALVE | WST02-400-HV-0152 | C4B | 131242-WST02-DR-P-6020.dgn | BALL_VALVE | WST02 | 400 | ASC | HV | 0152 |  | ANTISCALANT TANK 1 OUTLET HAND VALVE | ANTISCALANT TANK 1 OUTLET HAND VALVE | NON-HAZARDOUS | ISOLATION | WST02-400-ASC-00150-50-CPVC | 1000 | 50 | PN10 | 131242-WSW41-SH-M-1005 | 10.6 | 2 | 40 | 30 | 10 | 1 | 1 | 100 | NO | CPVC | CPVC | BALL | PTFE |  | SOCKET WELD | Ball Valve 546 Pro |  | GF | GF | www.gfps.com/sg | +65 6747 0611 |  | sd.gfsg.ps@georgfischer.com | Switzerland | [7 empty] | GF
0010296652 | AT_HVALVE | WST02-400-HV-0153 | C4B | 131242-WST02-DR-P-6020.dgn | BALL_VALVE | WST02 | 400 | ASC | HV | 0153 |  | ANTISCALANT TANK 1 LEVEL SWITCH LOW | ANTISCALANT TANK 1 LEVEL SWITCH LOW | NON-HAZARDOUS | ISOLATION | WST02-400-ASC-00152-15-CPVC | 1000 | 15 | PN10 | 131242-WSW41-SH-M-1005 | 0 | 0 | 0 | 30 | 10 | 1 | 1 | 100 | NO | CPVC | CPVC | BALL | PTFE |  | SOCKET WELD | Ball Valve 546 Pro |  | GF | GF | www.gfps.com/sg | +65 6747 0611 |  | sd.gfsg.ps@georgfischer.com | Switzerland | [7 empty] | GF
0010296650 | AT_HVALVE | WST02-400-HV-0160 | C4B | 131242-WST02-DR-P-6020.dgn | BALL_VALVE | WST02 | 400 | ASC | HV | 0160 |  | ANTISCALANT DOSING PUMP A SUCTION HAND VALVE | ANTISCALANT DOSING PUMP A SUCTION HAND VALVE | NON-HAZARDOUS | ISOLATION | WST02-400-ASC-00160-15-CPVC | 1000 | 15 | PN10 | 131242-WSW41-SH-M-1005 | 5.3 | 1 | 20 | 30 | 10 | 1 | 1 | 100 | NO | CPVC | CPVC | BALL | PTFE |  | SOCKET WELD | Ball Valve 546 Pro |  | GF | GF | www.gfps.com/sg | +65 6747 0611 |  | sd.gfsg.ps@georgfischer.com | Switzerland | [7 empty] | GF
0010296627 | AT_HVALVE | WST02-400-HV-0161 | C4B | 131242-WST02-DR-P-6020.dgn | BALL_VALVE | WST02 | 400 | ASC | HV | 0161 |  | ANTISCALANT DOSING PUMP A SUCTION DRAIN | ANTISCALANT DOSING PUMP A SUCTION DRAIN | NON-HAZARDOUS | DRAIN | WST02-400-ASC-00161-15-CPVC | 1000 | 15 | PN10 | 131242-WSW41-SH-M-1005 | 0 | 0 | 0 | 30 | 10 | 1 | 1 | 100 | NC | CPVC | CPVC | BALL | PTFE |  | SOCKET WELD | Ball Valve 546 Pro |  | GF | GF | www.gfps.com/sg | +65 6747 0611 |  | sd.gfsg.ps@georgfischer.com | Switzerland | [7 empty] | GF
0010296637 | AT_HVALVE | WST02-400-HV-0162 | C4B | 131242-WST02-DR-P-6020.dgn | BALL_VALVE | WST02 | 400 | ASC | HV | 0162 |  | ANTISCALANT DOSING PUMP A SUCTION TO CALIBRATION COLUMN | ASC DOSING P A SUCTION TO CALIBRATION COLUMN | NON-HAZARDOUS | ISOLATION | WST02-400-ASC-00162-15-CPVC | 1000 | 15 | PN10 | 131242-WSW41-SH-M-1005 | 0 | 0 | 0 | 30 | 10 | 1 | 1 | 100 | NC | CPVC | CPVC | BALL | PTFE |  | SOCKET WELD | Ball Valve 546 Pro |  | GF | GF | www.gfps.com/sg | +65 6747 0611 |  | sd.gfsg.ps@georgfischer.com | Switzerland | [7 empty] | GF
0010296564 | AT_HVALVE | WST02-400-HV-0163 | C4B | 131242-WST02-DR-P-6020.dgn | BALL_VALVE | WST02 | 400 | ASC | HV | 0163 |  | ANTISCALANT DOSING PUMP A DISCHARGE PI | ANTISCALANT DOSING PUMP A DISCHARGE PI | NON-HAZARDOUS | ISOLATION | WST02-400-ASC-00164-15-CPVC | 1000 | 15 | PN10 | 131242-WSW41-SH-M-1005 | 0 | 0 | 20 | 30 | 130 | 120 | 120 | 300 | NO | CPVC | CPVC | BALL | PTFE |  | SOCKET WELD | Ball Valve 546 Pro |  | GF | GF | www.gfps.com/sg | +65 6747 0611 |  | sd.gfsg.ps@georgfischer.com | Switzerland | [7 empty] | GF
0010296632 | AT_HVALVE | WST02-400-HV-0164 | C4B | 131242-WST02-DR-P-6020.dgn | BALL_VALVE | WST02 | 400 | ASC | HV | 0164 |  | ANTISCALANT DOSING PUMP A DISCHARGE DRAIN | ANTISCALANT DOSING PUMP A DISCHARGE DRAIN | NON-HAZARDOUS | DRAIN | WST02-400-ASC-00166-15-CPVC | 1000 | 15 | PN10 | 131242-WSW41-SH-M-1005 | 0 | 0 | 20 | 30 | 130 | 120 | 120 | 300 | NC | CPVC | CPVC | BALL | PTFE |  | SOCKET WELD | Ball Valve 546 Pro |  | GF | GF | www.gfps.com/sg | +65 6747 0611 |  | sd.gfsg.ps@georgfischer.com | Switzerland | [7 empty] | GF
0010296607 | AT_HVALVE | WST02-400-HV-0165 | C4B | 131242-WST02-DR-P-6020.dgn | BALL_VALVE | WST02 | 400 | ASC | HV | 0165 |  | ANTISCALANT DOSING PUMP A DISCHARGE TO EQUALIZATION TANK 1 HAND VALVE | ASC DOSING P A DISCHARGE TO EQ TANK 1 HV | NON-HAZARDOUS | ISOLATION | WST02-400-ASC-00163-15-CPVC | 1000 | 15 | PN10 | 131242-WSW41-SH-M-1005 | 5.3 | 1 | 20 | 30 | 130 | 120 | 120 | 300 | NO | CPVC | CPVC | BALL | PTFE |  | SOCKET WELD | Ball Valve 546 Pro |  | GF | GF | www.gfps.com/sg | +65 6747 0611 |  | sd.gfsg.ps@georgfischer.com | Switzerland | [7 empty] | GF
0010309489 | AT_HVALVE | WST02-400-HV-0167 | C4B | 131242-WST02-DR-P-6020.dgn | BALL_VALVE | WST02 | 400 | ASC | HV | 0167 |  | ANTISCALANT DOSING PUMP A DISCHARGE DAMPENER HAND VALVE | ASC DOSING P A DISCHARGE DAMPENER HV | NON-HAZARDOUS | ISOLATION | WST02-400-ASC-00169-15-CPVC | 1000 | 15 | PN10 | 131242-WSW41-SH-M-1005 | 0 | 0 | 20 | 30 | 130 | 120 | 120 | 300 | NO | CPVC | CPVC | BALL | PTFE |  | SOCKET WELD | Ball Valve 546 Pro |  | GF | GF | www.gfps.com/sg | +65 6747 0611 |  | sd.gfsg.ps@georgfischer.com | Switzerland | [7 empty] | GF
0010311835 | AT_HVALVE | WST02-400-HV-0168 | C4B | 131242-WST02-DR-P-6005.dgn | BALL_VALVE | WST02 | 400 | BN | HV | 0168 |  | MICRONUTRIENTS DOSING PUMP A DISCHARGE TO ANAMMOX REACTOR 1 HAND VALVE | BN DOSING P A DISCHARGE TO AMX REACTOR 1 HV | NON-HAZARDOUS | ISOLATION | WST02-400-BN-00143-15-CPVC | 1000 | 15 | PN10 | 131242-WSW41-SH-M-1005 | 1.5 | 0.5 | 10 | 30 | 219 | 220 | 220 | 400 | NO | CPVC | CPVC | BALL | PTFE |  | SOCKET WELD | Ball Valve 546 Pro |  | GF | GF | www.gfps.com/sg | +65 6747 0611 |  | sd.gfsg.ps@georgfischer.com | Switzerland | [7 empty] | GF
0010311831 | AT_HVALVE | WST02-400-HV-0169 | C4B | 131242-WST02-DR-P-6005.dgn | BALL_VALVE | WST02 | 400 | DEF | HV | 0169 |  | ANTIFOAM DOSING PUMP A DISCHARGE TO ANAMMOX REACTOR 1 HAND VALVE | DEF DOSING P A DISCHARGE TO AMX REACTOR 1 HV | NON-HAZARDOUS | ISOLATION | WST02-400-DEF-00123-32-HDPE | 1000 | 32 | PN10 | 131242-WSW41-SH-M-1005 | 0.4 | 0.2 | 10 | 30 | 196 | 196 | 196 | 400 | NO | PP | PP | BALL | PTFE |  | SOCKET WELD | Ball Valve 546 Pro |  | GF | GF | www.gfps.com/sg | +65 6747 0611 |  | sd.gfsg.ps@georgfischer.com | Switzerland | [7 empty] | GF
0010332193 | AT_HVALVE | WST02-400-HV-0171 | C4B | 131242-WST02-DR-P-6000.dgn | BALL_VALVE | WST02 | 400 | ASC | HV | 0171 |  | ANTISCALANT DOSING TO EQUALIZATION TANK 1 OUTLET LOW POINT LEAK DETECTION DRAIN HAND VALVE | ASC DOSING TO EQ TANK 1 OUTLET LPLD DRAIN HV | NON-HAZARDOUS | DRAIN | WST02-400-ASC-00182-15-CPVC | 1000 | 15 | PN10 | 131242-WSW41-SH-M-1005 | 0 | 0 | 20 | 30 | 0 | 0 | 0 | 100 | NC | CPVC | CPVC | BALL | PTFE |  | SOCKET WELD | Ball Valve 546 Pro |  | GF | GF | www.gfps.com/sg | +65 6747 0611 |  | sd.gfsg.ps@georgfischer.com | Switzerland | [7 empty] | GF
0010332143 | AT_HVALVE | WST02-400-HV-0172 | C4B | 131242-WST02-DR-P-6005.dgn | BALL_VALVE | WST02 | 400 | BN | HV | 0172 |  | MICRONUTRIENTS DOSING TO ANAMMOX REACTOR 1 LOW POINT LEAK DETECTION DRAIN HAND VALVE | BN DOSING TO AMX REACTOR 1 LPLD DRAIN HV | NON-HAZARDOUS | DRAIN | WST02-400-BN-00172-15-CPVC | 1000 | 15 | PN10 | 131242-WSW41-SH-M-1005 | 0 | 0 | 10 | 30 | 0 | 0 | 0 | 100 | NC | CPVC | CPVC | BALL | PTFE |  | SOCKET WELD | Ball Valve 546 Pro |  | GF | GF | www.gfps.com/sg | +65 6747 0611 |  | sd.gfsg.ps@georgfischer.com | Switzerland | [7 empty] | GF
0010331882 | AT_HVALVE | WST02-400-HV-0173 | C4B | 131242-WST02-DR-P-6005.dgn | BALL_VALVE | WST02 | 400 | DEF | HV | 0173 |  | ANTIFOAM DOSING TO ANAMMOX REACTOR 1 LOW POINT LEAK DETECTION DRAIN HAND VALVE | DEF DOSING TO AMX REACTOR 1 LPLD DRAIN HV | NON-HAZARDOUS | DRAIN | WST02-400-DEF-00147-32-HDPE | 1000 | 32 | PN10 | 131242-WSW41-SH-M-1005 | 0 | 0 | 10 | 30 | 0 | 0 | 0 | 100 | NC | PP | PP | BALL | PTFE |  | SOCKET WELD | Ball Valve 546 Pro |  | GF | GF | www.gfps.com/sg | +65 6747 0611 |  | sd.gfsg.ps@georgfischer.com | Switzerland | [7 empty] | GF
0010296099 | AT_HVALVE | WST02-400-HV-0210 | C4B | 131242-WST02-DR-P-6018.dgn | BALL_VALVE | WST02 | 400 | DEF | HV | 0210 |  | ANTIFOAM DOSING TANK 2 OUTLET HAND VALVE | ANTIFOAM DOSING TANK 2 OUTLET HAND VALVE | NON-HAZARDOUS | ISOLATION | WST02-400-DEF-00210-63-HDPE | 1000 | 63 | PN10 | 131242-WSW41-SH-M-1005 | 1.6 | 0.2 | 40 | 30 | 10 | 0 | 0 | 100 | NO | PP | PP | BALL | PTFE |  | SOCKET WELD | Ball Valve 546 Pro |  | GF | GF | www.gfps.com/sg | +65 6747 0611 |  | sd.gfsg.ps@georgfischer.com | Switzerland | [7 empty] | GF
0010296048 | AT_HVALVE | WST02-400-HV-0211 | C4B | 131242-WST02-DR-P-6018.dgn | BALL_VALVE | WST02 | 400 | DEF | HV | 0211 |  | ANTIFOAM DOSING TANK 2 OUTLET DRAIN | ANTIFOAM DOSING TANK 2 OUTLET DRAIN | NON-HAZARDOUS | DRAIN | WST02-400-DEF-00211-32-HDPE | 1000 | 15 | PN10 | 131242-WSW41-SH-M-1005 | 0 | 0 | 10 | 30 | 10 | 0 | 0 | 100 | NC | PP | PP | BALL | PTFE |  | SOCKET WELD | Ball Valve 546 Pro |  | GF | GF | www.gfps.com/sg | +65 6747 0611 |  | sd.gfsg.ps@georgfischer.com | Switzerland | [7 empty] | GF
0010296076 | AT_HVALVE | WST02-400-HV-0212 | C4B | 131242-WST02-DR-P-6018.dgn | BALL_VALVE | WST02 | 400 | DEF | HV | 0212 |  | ANTIFOAM DOSING TANK 2 OUTLET HAND VALVE | ANTIFOAM DOSING TANK 2 OUTLET HAND VALVE | NON-HAZARDOUS | ISOLATION | WST02-400-DEF-00210-63-HDPE | 1000 | 63 | PN10 | 131242-WSW41-SH-M-1005 | 1.6 | 0.2 | 40 | 30 | 10 | 0 | 0 | 100 | NO | PP | PP | BALL | PTFE |  | SOCKET WELD | Ball Valve 546 Pro |  | GF | GF | www.gfps.com/sg | +65 6747 0611 |  | sd.gfsg.ps@georgfischer.com | Switzerland | [7 empty] | GF
0010296247 | AT_HVALVE | WST02-400-HV-0213 | C4B | 131242-WST02-DR-P-6018.dgn | BALL_VALVE | WST02 | 400 | DEF | HV | 0213 |  | ANTIFOAM DOSING TANK 2 LEVEL SWITCH LOW | ANTIFOAM DOSING TANK 2 LEVEL SWITCH LOW | NON-HAZARDOUS | ISOLATION | WST02-400-DEF-00212-32-HDPE | 1000 | 32 | PN10 | 131242-WSW41-SH-M-1005 | 0 | 0 | 10 | 30 | 10 | 0 | 0 | 100 | NO | PP | PP | BALL | PTFE |  | SOCKET WELD | Ball Valve 546 Pro |  | GF | GF | www.gfps.com/sg | +65 6747 0611 |  | sd.gfsg.ps@georgfischer.com | Switzerland | [7 empty] | GF
0010304625 | AT_HVALVE | WST02-400-HV-0220 | C4B | 131242-WST02-DR-P-6018.dgn | BALL_VALVE | WST02 | 400 | DEF | HV | 0220 |  | ANTIFOAM DOSING PUMP B SUCTION HAND VALVE | ANTIFOAM DOSING PUMP B SUCTION HAND VALVE | NON-HAZARDOUS | ISOLATION | WST02-400-DEF-00220-32-HDPE | 1000 | 32 | PN10 | 131242-WSW41-SH-M-1005 | 0.4 | 0.2 | 10 | 30 | 10 | 0 | 0 | 100 | NO | PP | PP | BALL | PTFE |  | SOCKET WELD | Ball Valve 546 Pro |  | GF | GF | www.gfps.com/sg | +65 6747 0611 |  | sd.gfsg.ps@georgfischer.com | Switzerland | [7 empty] | GF
0010304626 | AT_HVALVE | WST02-400-HV-0221 | C4B | 131242-WST02-DR-P-6018.dgn | BALL_VALVE | WST02 | 400 | DEF | HV | 0221 |  | ANTIFOAM DOSING PUMP B SUCTION DRAIN | ANTIFOAM DOSING PUMP B SUCTION DRAIN | NON-HAZARDOUS | DRAIN | WST02-400-DEF-00221-32-HDPE | 1000 | 20 | PN10 | 131242-WSW41-SH-M-1005 | 0 | 0 | 10 | 30 | 10 | 0 | 0 | 100 | NC | PP | PP | BALL | PTFE |  | SOCKET WELD | Ball Valve 546 Pro |  | GF | GF | www.gfps.com/sg | +65 6747 0611 |  | sd.gfsg.ps@georgfischer.com | Switzerland | [7 empty] | GF
0010296188 | AT_HVALVE | WST02-400-HV-0222 | C4B | 131242-WST02-DR-P-6018.dgn | BALL_VALVE | WST02 | 400 | DEF | HV | 0222 |  | ANTIFOAM DOSING PUMP B SUCTION TO CALIBRATION COLUMN | DEF DOSING P B SUCTION TO CALIBRATION COLUMN | NON-HAZARDOUS | ISOLATION | WST02-400-DEF-00222-32-HDPE | 1000 | 32 | PN10 | 131242-WSW41-SH-M-1005 | 0 | 0 | 10 | 30 | 10 | 0 | 0 | 100 | NC | PP | PP | BALL | PTFE |  | SOCKET WELD | Ball Valve 546 Pro |  | GF | GF | www.gfps.com/sg | +65 6747 0611 |  | sd.gfsg.ps@georgfischer.com | Switzerland | [7 empty] | GF
0010332529 | AT_HVALVE | WST02-400-HV-0223 | C4B | 131242-WST02-DR-P-6000.dgn | BALL_VALVE | WST02 | 400 | ASC | HV | 0223 |  | ANTISCALANT TO EQUALIZATION TANK 2 HAND VALVE | ANTISCALANT TO EQUALIZATION TANK 2 HAND VALVE | NON-HAZARDOUS | ISOLATION | WST02-400-ASC-00263-15-CPVC | 1000 | 15 | PN10 | 131242-WSW41-SH-M-1005 | 5.3 | 1 | 20 | 30 | 130 | 120 | 120 | 300 | NO | CPVC | CPVC | BALL | PTFE |  | SOCKET WELD | Ball Valve 546 Pro |  | GF | GF | www.gfps.com/sg | +65 6747 0611 |  | sd.gfsg.ps@georgfischer.com | Switzerland | [7 empty] | GF
0010304671 | AT_HVALVE | WST02-400-HV-0224 | C4B | 131242-WST02-DR-P-6018.dgn | BALL_VALVE | WST02 | 400 | DEF | HV | 0224 |  | ANTIFOAM DOSING PUMP B DISCHARGE DRAIN | ANTIFOAM DOSING PUMP B DISCHARGE DRAIN | NON-HAZARDOUS | DRAIN | WST02-400-DEF-00226-32-HDPE | 1000 | 32 | PN10 | 131242-WSW41-SH-M-1005 | 0 | 0 | 10 | 30 | 196 | 196 | 196 | 400 | NC | PP | PP | BALL | PTFE |  | SOCKET WELD | Ball Valve 546 Pro |  | GF | GF | www.gfps.com/sg | +65 6747 0611 |  | sd.gfsg.ps@georgfischer.com | Switzerland | [7 empty] | GF
0010296150 | AT_HVALVE | WST02-400-HV-0225 | C4B | 131242-WST02-DR-P-6018.dgn | BALL_VALVE | WST02 | 400 | DEF | HV | 0225 |  | ANTIFOAM DOSING PUMP B DISCHARGE TO ANAMMOX REACTOR 2 HAND VALVE | DEF DOSING P B DISCHARGE TO AMX REACTOR 2 HV | NON-HAZARDOUS | ISOLATION | WST02-400-DEF-00223-32-HDPE | 1000 | 32 | PN10 | 131242-WSW41-SH-M-1005 | 0.4 | 0.2 | 10 | 30 | 196 | 196 | 196 | 400 | NO | PP | PP | BALL | PTFE |  | SOCKET WELD | Ball Valve 546 Pro |  | GF | GF | www.gfps.com/sg | +65 6747 0611 |  | sd.gfsg.ps@georgfischer.com | Switzerland | [7 empty] | GF
0010304666 | AT_HVALVE | WST02-400-HV-0227 | C4B | 131242-WST02-DR-P-6018.dgn | BALL_VALVE | WST02 | 400 | DEF | HV | 0227 |  | ANTIFOAM DOSING PUMP B DISCHARGE PI | ANTIFOAM DOSING PUMP B DISCHARGE PI | NON-HAZARDOUS | ISOLATION | WST02-400-DEF-00244-32-HDPE | 1000 | 32 | PN10 | 131242-WSW41-SH-M-1005 | 0 | 0 | 10 | 30 | 196 | 196 | 196 | 400 | NO | PP | PP | BALL | PTFE |  | SOCKET WELD | Ball Valve 546 Pro |  | GF | GF | www.gfps.com/sg | +65 6747 0611 |  | sd.gfsg.ps@georgfischer.com | Switzerland | [7 empty] | GF
0010309455 | AT_HVALVE | WST02-400-HV-0228 | C4B | 131242-WST02-DR-P-6018.dgn | BALL_VALVE | WST02 | 400 | DEF | HV | 0228 |  | ANTIFOAM DOSING PUMP B DISCHARGE DAMPENER HAND VALVE | DEF DOSING P B DISCHARGE DAMPENER HV | NON-HAZARDOUS | ISOLATION | WST02-400-DEF-00230-32-HDPE | 1000 | 32 | PN10 | 131242-WSW41-SH-M-1005 | 0 | 0 | 10 | 30 | 196 | 196 | 196 | 400 | NO | PP | PP | BALL | PTFE |  | SOCKET WELD | Ball Valve 546 Pro |  | GF | GF | www.gfps.com/sg | +65 6747 0611 |  | sd.gfsg.ps@georgfischer.com | Switzerland | [7 empty] | GF
0010296434 | AT_HVALVE | WST02-400-HV-0230 | C4B | 131242-WST02-DR-P-6019.dgn | BALL_VALVE | WST02 | 400 | BN | HV | 0230 |  | MICRONUTRIENTS TANK 2 OUTLET HAND VALVE | MICRONUTRIENTS TANK 2 OUTLET HAND VALVE | NON-HAZARDOUS | ISOLATION | WST02-400-BN-00230-50-CPVC | 1000 | 50 | PN10 | 131242-WSW41-SH-M-1005 | 0 | 0 | 0 | 30 | 10 | 1 | 1 | 100 | NO | CPVC | CPVC | BALL | PTFE |  | SOCKET WELD | Ball Valve 546 Pro |  | GF | GF | www.gfps.com/sg | +65 6747 0611 |  | sd.gfsg.ps@georgfischer.com | Switzerland | [7 empty] | GF
0010296424 | AT_HVALVE | WST02-400-HV-0231 | C4B | 131242-WST02-DR-P-6019.dgn | BALL_VALVE | WST02 | 400 | BN | HV | 0231 |  | MICRONUTRIENTS TANK 2 OUTLET DRAIN | MICRONUTRIENTS TANK 2 OUTLET DRAIN | NON-HAZARDOUS | DRAIN | WST02-400-BN-00231-15-CPVC | 1000 | 15 | PN10 | 131242-WSW41-SH-M-1005 | 6 | 0.5 | 40 | 30 | 10 | 1 | 1 | 100 | NC | CPVC | CPVC | BALL | PTFE |  | SOCKET WELD | Ball Valve 546 Pro |  | GF | GF | www.gfps.com/sg | +65 6747 0611 |  | sd.gfsg.ps@georgfischer.com | Switzerland | [7 empty] | GF
0010296443 | AT_HVALVE | WST02-400-HV-0232 | C4B | 131242-WST02-DR-P-6019.dgn | BALL_VALVE | WST02 | 400 | BN | HV | 0232 |  | MICRONUTRIENTS TANK 2 OUTLET HAND VALVE | MICRONUTRIENTS TANK 2 OUTLET HAND VALVE | NON-HAZARDOUS | ISOLATION | WST02-400-BN-00230-50-CPVC | 1000 | 50 | PN10 | 131242-WSW41-SH-M-1005 | 0 | 0 | 0 | 30 | 10 | 1 | 1 | 100 | NO | CPVC | CPVC | BALL | PTFE |  | SOCKET WELD | Ball Valve 546 Pro |  | GF | GF | www.gfps.com/sg | +65 6747 0611 |  | sd.gfsg.ps@georgfischer.com | Switzerland | [7 empty] | GF
0010296436 | AT_HVALVE | WST02-400-HV-0233 | C4B | 131242-WST02-DR-P-6019.dgn | BALL_VALVE | WST02 | 400 | BN | HV | 0233 |  | MICRONUTRIENTS TANK 2 LEVEL SWITCH LOW | MICRONUTRIENTS TANK 2 LEVEL SWITCH LOW | NON-HAZARDOUS | ISOLATION | WST02-400-BN-00232-15-CPVC | 1000 | 15 | PN10 | 131242-WSW41-SH-M-1005 | 0 | 0 | 0 | 30 | 10 | 1 | 1 | 100 | NO | CPVC | CPVC | BALL | PTFE |  | SOCKET WELD | Ball Valve 546 Pro |  | GF | GF | www.gfps.com/sg | +65 6747 0611 |  | sd.gfsg.ps@georgfischer.com | Switzerland | [7 empty] | GF
0010304631 | AT_HVALVE | WST02-400-HV-0240 | C4B | 131242-WST02-DR-P-6019.dgn | BALL_VALVE | WST02 | 400 | BN | HV | 0240 |  | MICRONUTRIENTS DOSING PUMP B SUCTION HAND VALVE | MICRONUTRIENTS DOSING PUMP B SUCTION HAND VALVE | NON-HAZARDOUS | ISOLATION | WST02-400-BN-00240-15-CPVC | 1000 | 15 | PN10 | 131242-WSW41-SH-M-1005 | 1.5 | 0.5 | 10 | 30 | 10 | 1 | 1 | 100 | NO | CPVC | CPVC | BALL | PTFE |  | SOCKET WELD | Ball Valve 546 Pro |  | GF | GF | www.gfps.com/sg | +65 6747 0611 |  | sd.gfsg.ps@georgfischer.com | Switzerland | [7 empty] | GF
0010304643 | AT_HVALVE | WST02-400-HV-0241 | C4B | 131242-WST02-DR-P-6019.dgn | BALL_VALVE | WST02 | 400 | BN | HV | 0241 |  | MICRONUTRIENTS DOSING PUMP B SUCTION DRAIN | MICRONUTRIENTS DOSING PUMP B SUCTION DRAIN | NON-HAZARDOUS | DRAIN | WST02-400-BN-00241-15-CPVC | 1000 | 15 | PN10 | 131242-WSW41-SH-M-1005 | 0 | 0 | 0 | 30 | 10 | 1 | 1 | 100 | NC | CPVC | CPVC | BALL | PTFE |  | SOCKET WELD | Ball Valve 546 Pro |  | GF | GF | www.gfps.com/sg | +65 6747 0611 |  | sd.gfsg.ps@georgfischer.com | Switzerland | [7 empty] | GF
0010296314 | AT_HVALVE | WST02-400-HV-0242 | C4B | 131242-WST02-DR-P-6019.dgn | BALL_VALVE | WST02 | 400 | BN | HV | 0242 |  | MICRONUTRIENTS DOSING PUMP B SUCTION CALIBRATION COLUMN HAND VALVE | BN DOSING P B SUCTION CALIBRATION COLUMN HV | NON-HAZARDOUS | ISOLATION | WST02-400-BN-00242-15-CPVC | 1000 | 15 | PN10 | 131242-WSW41-SH-M-1005 | 0 | 0 | 0 | 30 | 10 | 1 | 1 | 100 | NC | CPVC | CPVC | BALL | PTFE |  | SOCKET WELD | Ball Valve 546 Pro |  | GF | GF | www.gfps.com/sg | +65 6747 0611 |  | sd.gfsg.ps@georgfischer.com | Switzerland | [7 empty] | GF
0010304647 | AT_HVALVE | WST02-400-HV-0243 | C4B | 131242-WST02-DR-P-6019.dgn | BALL_VALVE | WST02 | 400 | BN | HV | 0243 |  | MICRONUTRIENTS DOSING PUMP B DISCHARGE PI | MICRONUTRIENTS DOSING PUMP B DISCHARGE PI | NON-HAZARDOUS | ISOLATION | WST02-400-BN-00244-15-CPVC | 1000 | 15 | PN10 | 131242-WSW41-SH-M-1005 | 0 | 0 | 10 | 30 | 219 | 220 | 220 | 400 | NO | CPVC | CPVC | BALL | PTFE |  | SOCKET WELD | Ball Valve 546 Pro |  | GF | GF | www.gfps.com/sg | +65 6747 0611 |  | sd.gfsg.ps@georgfischer.com | Switzerland | [7 empty] | GF
0010304651 | AT_HVALVE | WST02-400-HV-0244 | C4B | 131242-WST02-DR-P-6019.dgn | BALL_VALVE | WST02 | 400 | BN | HV | 0244 |  | MICRONUTRIENTS DOSING PUMP B DISCHARGE DRAIN | MICRONUTRIENTS DOSING PUMP B DISCHARGE DRAIN | NON-HAZARDOUS | DRAIN | WST02-400-BN-00246-15-CPVC | 1000 | 15 | PN10 | 131242-WSW41-SH-M-1005 | 0 | 0 | 10 | 30 | 219 | 220 | 220 | 400 | NC | CPVC | CPVC | BALL | PTFE |  | SOCKET WELD | Ball Valve 546 Pro |  | GF | GF | www.gfps.com/sg | +65 6747 0611 |  | sd.gfsg.ps@georgfischer.com | Switzerland | [7 empty] | GF
0010296398 | AT_HVALVE | WST02-400-HV-0245 | C4B | 131242-WST02-DR-P-6019.dgn | BALL_VALVE | WST02 | 400 | BN | HV | 0245 |  | MICRONUTRIENTS DOSING PUMP B DISCHARGE TO ANAMMOX REACTOR 2 HAND VALVE | BN DOSING P B DISCHARGE TO AMX REACTOR 2 HV | NON-HAZARDOUS | ISOLATION | WST02-400-BN-00243-15-CPVC | 1000 | 15 | PN10 | 131242-WSW41-SH-M-1005 | 1.5 | 0.5 | 10 | 30 | 219 | 220 | 220 | 400 | NO | CPVC | CPVC | BALL | PTFE |  | SOCKET WELD | Ball Valve 546 Pro |  | GF | GF | www.gfps.com/sg | +65 6747 0611 |  | sd.gfsg.ps@georgfischer.com | Switzerland | [7 empty] | GF
0010309471 | AT_HVALVE | WST02-400-HV-0247 | C4B | 131242-WST02-DR-P-6019.dgn | BALL_VALVE | WST02 | 400 | BN | HV | 0247 |  | MICRONUTRIENTS DOSING PUMP B DISCHARGE DAMPENER HAND VALVE | BN DOSING P B DISCHARGE DAMPENER HV | NON-HAZARDOUS | ISOLATION | WST02-400-BN-00249-15-CPVC | 1000 | 15 | PN10 | 131242-WSW41-SH-M-1005 | 0 | 0 | 10 | 30 | 219 | 220 | 220 | 400 | NO | CPVC | CPVC | BALL | PTFE |  | SOCKET WELD | Ball Valve 546 Pro |  | GF | GF | www.gfps.com/sg | +65 6747 0611 |  | sd.gfsg.ps@georgfischer.com | Switzerland | [7 empty] | GF
0010296654 | AT_HVALVE | WST02-400-HV-0250 | C4B | 131242-WST02-DR-P-6020.dgn | BALL_VALVE | WST02 | 400 | ASC | HV | 0250 |  | ANTISCALANT TANK 2 OUTLET HAND VALVE | ANTISCALANT TANK 2 OUTLET HAND VALVE | NON-HAZARDOUS | ISOLATION | WST02-400-ASC-00250-50-CPVC | 1000 | 50 | PN10 | 131242-WSW41-SH-M-1005 | 10.6 | 2 | 20 | 30 | 10 | 1 | 1 | 100 | NO | CPVC | CPVC | BALL | PTFE |  | SOCKET WELD | Ball Valve 546 Pro |  | GF | GF | www.gfps.com/sg | +65 6747 0611 |  | sd.gfsg.ps@georgfischer.com | Switzerland | [7 empty] | GF
0010296672 | AT_HVALVE | WST02-400-HV-0251 | C4B | 131242-WST02-DR-P-6020.dgn | BALL_VALVE | WST02 | 400 | ASC | HV | 0251 |  | ANTISCALANT TANK 2 OUTLET DRAIN HAND VALVE | ANTISCALANT TANK 2 OUTLET DRAIN HAND VALVE | NON-HAZARDOUS | DRAIN | WST02-400-ASC-00251-15-CPVC | 1000 | 15 | PN10 | 131242-WSW41-SH-M-1005 | 0 | 0 | 0 | 30 | 10 | 1 | 1 | 100 | NC | CPVC | CPVC | BALL | PTFE |  | SOCKET WELD | Ball Valve 546 Pro |  | GF | GF | www.gfps.com/sg | +65 6747 0611 |  | sd.gfsg.ps@georgfischer.com | Switzerland | [7 empty] | GF
0010296663 | AT_HVALVE | WST02-400-HV-0252 | C4B | 131242-WST02-DR-P-6020.dgn | BALL_VALVE | WST02 | 400 | ASC | HV | 0252 |  | ANTISCALANT TANK 2 OUTLET HAND VALVE | ANTISCALANT TANK 2 OUTLET HAND VALVE | NON-HAZARDOUS | ISOLATION | WST02-400-ASC-00250-50-CPVC | 1000 | 50 | PN10 | 131242-WSW41-SH-M-1005 | 10.6 | 2 | 20 | 30 | 10 | 1 | 1 | 100 | NO | CPVC | CPVC | BALL | PTFE |  | SOCKET WELD | Ball Valve 546 Pro |  | GF | GF | www.gfps.com/sg | +65 6747 0611 |  | sd.gfsg.ps@georgfischer.com | Switzerland | [7 empty] | GF
0010296667 | AT_HVALVE | WST02-400-HV-0253 | C4B | 131242-WST02-DR-P-6020.dgn | BALL_VALVE | WST02 | 400 | ASC | HV | 0253 |  | ANTISCALANT TANK 2 LEVEL SWITCH LOW HAND VALVE | ANTISCALANT TANK 2 LEVEL SWITCH LOW HAND VALVE | NON-HAZARDOUS | ISOLATION | WST02-400-ASC-00252-15-CPVC | 1000 | 15 | PN10 | 131242-WSW41-SH-M-1005 | 0 | 0 | 0 | 30 | 10 | 1 | 1 | 100 | NO | CPVC | CPVC | BALL | PTFE |  | SOCKET WELD | Ball Valve 546 Pro |  | GF | GF | www.gfps.com/sg | +65 6747 0611 |  | sd.gfsg.ps@georgfischer.com | Switzerland | [7 empty] | GF
0010296571 | AT_HVALVE | WST02-400-HV-0260 | C4B | 131242-WST02-DR-P-6020.dgn | BALL_VALVE | WST02 | 400 | ASC | HV | 0260 |  | ANTISCALANT DOSING PUMP B SUCTION HAND VALVE | ANTISCALANT DOSING PUMP B SUCTION HAND VALVE | NON-HAZARDOUS | ISOLATION | WST02-400-ASC-00260-15-CPVC | 1000 | 15 | PN10 | 131242-WSW41-SH-M-1005 | 5.3 | 1 | 20 | 30 | 10 | 1 | 1 | 100 | NO | CPVC | CPVC | BALL | PTFE |  | SOCKET WELD | Ball Valve 546 Pro |  | GF | GF | www.gfps.com/sg | +65 6747 0611 |  | sd.gfsg.ps@georgfischer.com | Switzerland | [7 empty] | GF
0010296631 | AT_HVALVE | WST02-400-HV-0261 | C4B | 131242-WST02-DR-P-6020.dgn | BALL_VALVE | WST02 | 400 | ASC | HV | 0261 |  | ANTISCALANT DOSING PUMP B SUCTION DRAIN HAND VALVE | ANTISCALANT DOSING PUMP B SUCTION DRAIN HAND VALVE | NON-HAZARDOUS | DRAIN | WST02-400-ASC-00261-15-CPVC | 1000 | 15 | PN10 | 131242-WSW41-SH-M-1005 | 0 | 0 | 0 | 30 | 10 | 1 | 1 | 100 | NC | CPVC | CPVC | BALL | PTFE |  | SOCKET WELD | Ball Valve 546 Pro |  | GF | GF | www.gfps.com/sg | +65 6747 0611 |  | sd.gfsg.ps@georgfischer.com | Switzerland | [7 empty] | GF
0010296657 | AT_HVALVE | WST02-400-HV-0262 | C4B | 131242-WST02-DR-P-6020.dgn | BALL_VALVE | WST02 | 400 | ASC | HV | 0262 |  | ANTISCALANT DOSING PUMP B SUCTION TO CALIBRATION COLUMN | ASC DOSING P B SUCTION TO CALIBRATION COLUMN | NON-HAZARDOUS | ISOLATION | WST02-400-ASC-00262-15-CPVC | 1000 | 15 | PN10 | 131242-WSW41-SH-M-1005 | 0 | 0 | 0 | 30 | 10 | 1 | 1 | 100 | NC | CPVC | CPVC | BALL | PTFE |  | SOCKET WELD | Ball Valve 546 Pro |  | GF | GF | www.gfps.com/sg | +65 6747 0611 |  | sd.gfsg.ps@georgfischer.com | Switzerland | [7 empty] | GF
0010296543 | AT_HVALVE | WST02-400-HV-0263 | C4B | 131242-WST02-DR-P-6020.dgn | BALL_VALVE | WST02 | 400 | ASC | HV | 0263 |  | ANTISCALANT DOSING PUMP B DISCHARGE PI | ANTISCALANT DOSING PUMP B DISCHARGE PI | NON-HAZARDOUS | ISOLATION | WST02-400-ASC-00264-15-CPVC | 1000 | 15 | PN10 | 131242-WSW41-SH-M-1005 | 0 | 0 | 20 | 30 | 130 | 120 | 120 | 300 | NO | CPVC | CPVC | BALL | PTFE |  | SOCKET WELD | Ball Valve 546 Pro |  | GF | GF | www.gfps.com/sg | +65 6747 0611 |  | sd.gfsg.ps@georgfischer.com | Switzerland | [7 empty] | GF
0010296635 | AT_HVALVE | WST02-400-HV-0264 | C4B | 131242-WST02-DR-P-6020.dgn | BALL_VALVE | WST02 | 400 | ASC | HV | 0264 |  | ANTISCALANT DOSING PUMP B DISCHARGE DRAIN | ANTISCALANT DOSING PUMP B DISCHARGE DRAIN | NON-HAZARDOUS | DRAIN | WST02-400-ASC-00266-15-CPVC | 1000 | 15 | PN10 | 131242-WSW41-SH-M-1005 | 0 | 0 | 20 | 30 | 130 | 120 | 120 | 300 | NC | CPVC | CPVC | BALL | PTFE |  | SOCKET WELD | Ball Valve 546 Pro |  | GF | GF | www.gfps.com/sg | +65 6747 0611 |  | sd.gfsg.ps@georgfischer.com | Switzerland | [7 empty] | GF
0010296614 | AT_HVALVE | WST02-400-HV-0265 | C4B | 131242-WST02-DR-P-6020.dgn | BALL_VALVE | WST02 | 400 | ASC | HV | 0265 |  | ANTISCALANT DOSING PUMP B DISCHARGE TO EQUALIZATION TANK 2 HAND VALVE | ASC DOSING P B DISCHARGE TO EQ TANK 2 HV | NON-HAZARDOUS | ISOLATION | WST02-400-ASC-00263-15-CPVC | 1000 | 15 | PN10 | 131242-WSW41-SH-M-1005 | 5.3 | 1 | 20 | 30 | 130 | 120 | 120 | 300 | NO | CPVC | CPVC | BALL | PTFE |  | SOCKET WELD | Ball Valve 546 Pro |  | GF | GF | www.gfps.com/sg | +65 6747 0611 |  | sd.gfsg.ps@georgfischer.com | Switzerland | [7 empty] | GF
0010309490 | AT_HVALVE | WST02-400-HV-0267 | C4B | 131242-WST02-DR-P-6020.dgn | BALL_VALVE | WST02 | 400 | ASC | HV | 0267 |  | ANTISCALANT DOSING PUMP B DISCHARGE DAMPENER HAND VALVE | ASC DOSING P B DISCHARGE DAMPENER HV | NON-HAZARDOUS | ISOLATION | WST02-400-ASC-00269-15-CPVC | 1000 | 15 | PN10 | 131242-WSW41-SH-M-1005 | 0 | 0 | 20 | 30 | 130 | 120 | 120 | 300 | NO | CPVC | CPVC | BALL | PTFE |  | SOCKET WELD | Ball Valve 546 Pro |  | GF | GF | www.gfps.com/sg | +65 6747 0611 |  | sd.gfsg.ps@georgfischer.com | Switzerland | [7 empty] | GF
0010311817 | AT_HVALVE | WST02-400-HV-0268 | C4B | 131242-WST02-DR-P-6006.dgn | BALL_VALVE | WST02 | 400 | BN | HV | 0268 |  | MICRONUTRIENTS DOSING PUMP A DISCHARGE TO ANAMMOX REACTOR 1 HAND VALVE | BN DOSING P A DISCHARGE TO AMX REACTOR 1 HV | NON-HAZARDOUS | ISOLATION | WST02-400-BN-00243-15-CPVC | 1000 | 15 | PN10 | 131242-WSW41-SH-M-1005 | 1.5 | 0.5 | 10 | 30 | 219 | 220 | 220 | 400 | NO | CPVC | CPVC | BALL | PTFE |  | SOCKET WELD | Ball Valve 546 Pro |  | GF | GF | www.gfps.com/sg | +65 6747 0611 |  | sd.gfsg.ps@georgfischer.com | Switzerland | [7 empty] | GF
0010311814 | AT_HVALVE | WST02-400-HV-0269 | C4B | 131242-WST02-DR-P-6006.dgn | BALL_VALVE | WST02 | 400 | DEF | HV | 0269 |  | ANTIFOAM DOSING PUMP A DISCHARGE TO ANAMMOX REACTOR 1 HAND VALVE | DEF DOSING P A DISCHARGE TO AMX REACTOR 1 HV | NON-HAZARDOUS | ISOLATION | WST02-400-DEF-00223-32-HDPE | 1000 | 32 | PN10 | 131242-WSW41-SH-M-1005 | 0.4 | 0.2 | 10 | 30 | 196 | 196 | 196 | 400 | NO | PP | PP | BALL | PTFE |  | SOCKET WELD | Ball Valve 546 Pro |  | GF | GF | www.gfps.com/sg | +65 6747 0611 |  | sd.gfsg.ps@georgfischer.com | Switzerland | [7 empty] | GF
0010331405 | AT_HVALVE | WST02-400-HV-0271 | C4B | 131242-WST02-DR-P-6000.dgn | BALL_VALVE | WST02 | 400 | ASC | HV | 0271 |  | ANTISCALANT DOSING TO EQUALIZATION TANK 2 OUTLET LOW POINT LEAK DETECTION DRAIN HAND VALVE | ASC DOSING TO EQ TANK 2 OUTLET LPLD DRAIN HV | NON-HAZARDOUS | DRAIN | WST02-400-ASC-00282-15-CPVC | 1000 | 15 | PN10 | 131242-WSW41-SH-M-1005 | 0 | 0 | 20 | 30 | 0 | 0 | 0 | 100 | NC | CPVC | CPVC | BALL | PTFE |  | SOCKET WELD | Ball Valve 546 Pro |  | GF | GF | www.gfps.com/sg | +65 6747 0611 |  | sd.gfsg.ps@georgfischer.com | Switzerland | [7 empty] | GF
0010331900 | AT_HVALVE | WST02-400-HV-0272 | C4B | 131242-WST02-DR-P-6006.dgn | BALL_VALVE | WST02 | 400 | BN | HV | 0272 |  | MICRONUTRIENTS DOSING TO ANAMMOX REACTOR 2 LOW POINT LEAK DETECTION DRAIN HAND VALVE | BN DOSING TO AMX REACTOR 2 LPLD DRAIN HV | NON-HAZARDOUS | DRAIN | WST02-400-BN-00272-15-CPVC | 1000 | 15 | PN10 | 131242-WSW41-SH-M-1005 | 0 | 0 | 10 | 30 | 0 | 0 | 0 | 100 | NC | CPVC | CPVC | BALL | PTFE |  | SOCKET WELD | Ball Valve 546 Pro |  | GF | GF | www.gfps.com/sg | +65 6747 0611 |  | sd.gfsg.ps@georgfischer.com | Switzerland | [7 empty] | GF
0010331906 | AT_HVALVE | WST02-400-HV-0273 | C4B | 131242-WST02-DR-P-6006.dgn | BALL_VALVE | WST02 | 400 | DEF | HV | 0273 |  | ANTIFOAM DOSING TO ANAMMOX REACTOR 2 LOW POINT LEAK DETECTION DRAIN HAND VALVE | DEF DOSING TO AMX REACTOR 2 LPLD DRAIN HV | NON-HAZARDOUS | DRAIN | WST02-400-DEF-00247-32-HDPE | 1000 | 32 | PN10 | 131242-WSW41-SH-M-1005 | 0 | 0 | 10 | 30 | 0 | 0 | 0 | 100 | NC | PP | PP | BALL | PTFE |  | SOCKET WELD | Ball Valve 546 Pro |  | GF | GF | www.gfps.com/sg | +65 6747 0611 |  | sd.gfsg.ps@georgfischer.com | Switzerland | [7 empty] | GF
0010304656 | AT_HVALVE | WST02-400-HV-0320 | C4B | 131242-WST02-DR-P-6018.dgn | BALL_VALVE | WST02 | 400 | DEF | HV | 0320 |  | ANTIFOAM DOSING PUMP C SUCTION HAND VALVE | ANTIFOAM DOSING PUMP C SUCTION HAND VALVE | NON-HAZARDOUS | ISOLATION | WST02-400-DEF-00320-32-HDPE | 1000 | 32 | PN10 | 131242-WSW41-SH-M-1005 | 0.4 | 0.2 | 10 | 30 | 10 | 0 | 0 | 100 | NO | PP | PP | BALL | PTFE |  | SOCKET WELD | Ball Valve 546 Pro |  | GF | GF | www.gfps.com/sg | +65 6747 0611 |  | sd.gfsg.ps@georgfischer.com | Switzerland | [7 empty] | GF
0010304660 | AT_HVALVE | WST02-400-HV-0321 | C4B | 131242-WST02-DR-P-6018.dgn | BALL_VALVE | WST02 | 400 | DEF | HV | 0321 |  | ANTIFOAM DOSING PUMP C SUCTION DRAIN | ANTIFOAM DOSING PUMP C SUCTION DRAIN | NON-HAZARDOUS | DRAIN | WST02-400-DEF-00321-32-HDPE | 1000 | 32 | PN10 | 131242-WSW41-SH-M-1005 | 0 | 0 | 10 | 30 | 10 | 0 | 0 | 100 | NC | PP | PP | BALL | PTFE |  | SOCKET WELD | Ball Valve 546 Pro |  | GF | GF | www.gfps.com/sg | +65 6747 0611 |  | sd.gfsg.ps@georgfischer.com | Switzerland | [7 empty] | GF
0010296189 | AT_HVALVE | WST02-400-HV-0322 | C4B | 131242-WST02-DR-P-6018.dgn | BALL_VALVE | WST02 | 400 | DEF | HV | 0322 |  | ANTIFOAM DOSING PUMP C SUCTION TO CALIBRATION COLUMN | DEF DOSING P C SUCTION TO CALIBRATION COLUMN | NON-HAZARDOUS | ISOLATION | WST02-400-DEF-00322-32-HDPE | 1000 | 32 | PN10 | 131242-WSW41-SH-M-1005 | 0 | 0 | 10 | 30 | 10 | 0 | 0 | 100 | NC | PP | PP | BALL | PTFE |  | SOCKET WELD | Ball Valve 546 Pro |  | GF | GF | www.gfps.com/sg | +65 6747 0611 |  | sd.gfsg.ps@georgfischer.com | Switzerland | [7 empty] | GF
0010304672 | AT_HVALVE | WST02-400-HV-0324 | C4B | 131242-WST02-DR-P-6018.dgn | BALL_VALVE | WST02 | 400 | DEF | HV | 0324 |  | ANTIFOAM DOSING PUMP C DISCHARGE DRAIN | ANTIFOAM DOSING PUMP C DISCHARGE DRAIN | NON-HAZARDOUS | DRAIN | WST02-400-DEF-00326-32-HDPE | 1000 | 32 | PN10 | 131242-WSW41-SH-M-1005 | 0 | 0 | 10 | 30 | 196 | 196 | 196 | 400 | NC | PP | PP | BALL | PTFE |  | SOCKET WELD | Ball Valve 546 Pro |  | GF | GF | www.gfps.com/sg | +65 6747 0611 |  | sd.gfsg.ps@georgfischer.com | Switzerland | [7 empty] | GF
0010296213 | AT_HVALVE | WST02-400-HV-0325 | C4B | 131242-WST02-DR-P-6018.dgn | BALL_VALVE | WST02 | 400 | DEF | HV | 0325 |  | ANTIFOAM DOSING PUMP C DISCHARGE TO ANAMMOX REACTOR 3 HAND VALVE | DEF DOSING P C DISCHARGE TO AMX REACTOR 3 HV | NON-HAZARDOUS | ISOLATION | WST02-400-DEF-00323-32-HDPE | 1000 | 32 | PN10 | 131242-WSW41-SH-M-1005 | 0.4 | 0.2 | 10 | 30 | 196 | 196 | 196 | 400 | NO | PP | PP | BALL | PTFE |  | SOCKET WELD | Ball Valve 546 Pro |  | GF | GF | www.gfps.com/sg | +65 6747 0611 |  | sd.gfsg.ps@georgfischer.com | Switzerland | [7 empty] | GF
0010304667 | AT_HVALVE | WST02-400-HV-0327 | C4B | 131242-WST02-DR-P-6018.dgn | BALL_VALVE | WST02 | 400 | DEF | HV | 0327 |  | ANTIFOAM DOSING PUMP C DISCHARGE PI | ANTIFOAM DOSING PUMP C DISCHARGE PI | NON-HAZARDOUS | ISOLATION | WST02-400-DEF-00344-32-HDPE | 1600 | 32 | PN10 | 131242-WSW41-SH-M-1005 | 0 | 0 | 10 | 30 | 196 | 196 | 196 | 400 | NO | PP | PP | BALL | PTFE |  | SOCKET WELD | Ball Valve 546 Pro |  | GF | GF | www.gfps.com/sg | +65 6747 0611 |  | sd.gfsg.ps@georgfischer.com | Switzerland | [7 empty] | GF
0010309458 | AT_HVALVE | WST02-400-HV-0328 | C4B | 131242-WST02-DR-P-6018.dgn | BALL_VALVE | WST02 | 400 | DEF | HV | 0328 |  | ANTIFOAM DOSING PUMP C DISCHARGE DAMPENER HAND VALVE | DEF DOSING P C DISCHARGE DAMPENER HV | NON-HAZARDOUS | ISOLATION | WST02-400-DEF-00330-32-HDPE | 1000 | 32 | PN10 | 131242-WSW41-SH-M-1005 | 0 | 0 | 10 | 30 | 196 | 196 | 196 | 400 | NO | PP | PP | BALL | PTFE |  | SOCKET WELD | Ball Valve 546 Pro |  | GF | GF | www.gfps.com/sg | +65 6747 0611 |  | sd.gfsg.ps@georgfischer.com | Switzerland | [7 empty] | GF
0010304632 | AT_HVALVE | WST02-400-HV-0340 | C4B | 131242-WST02-DR-P-6019.dgn | BALL_VALVE | WST02 | 400 | BN | HV | 0340 |  | MICRONUTRIENTS DOSING PUMP C SUCTION HAND VALVE | MICRONUTRIENTS DOSING PUMP C SUCTION HAND VALVE | NON-HAZARDOUS | ISOLATION | WST02-400-BN-00340-15-CPVC | 1000 | 15 | PN10 | 131242-WSW41-SH-M-1005 | 1.5 | 0.5 | 10 | 30 | 10 | 1 | 1 | 100 | NO | CPVC | CPVC | BALL | PTFE |  | SOCKET WELD | Ball Valve 546 Pro |  | GF | GF | www.gfps.com/sg | +65 6747 0611 |  | sd.gfsg.ps@georgfischer.com | Switzerland | [7 empty] | GF
0010304645 | AT_HVALVE | WST02-400-HV-0341 | C4B | 131242-WST02-DR-P-6019.dgn | BALL_VALVE | WST02 | 400 | BN | HV | 0341 |  | MICRONUTRIENTS DOSING PUMP C SUCTION DRAIN | MICRONUTRIENTS DOSING PUMP C SUCTION DRAIN | NON-HAZARDOUS | DRAIN | WST02-400-BN-00341-15-CPVC | 1000 | 15 | PN10 | 131242-WSW41-SH-M-1005 | 0 | 0 | 0 | 30 | 10 | 1 | 1 | 100 | NC | CPVC | CPVC | BALL | PTFE |  | SOCKET WELD | Ball Valve 546 Pro |  | GF | GF | www.gfps.com/sg | +65 6747 0611 |  | sd.gfsg.ps@georgfischer.com | Switzerland | [7 empty] | GF
0010296431 | AT_HVALVE | WST02-400-HV-0342 | C4B | 131242-WST02-DR-P-6019.dgn | BALL_VALVE | WST02 | 400 | BN | HV | 0342 |  | MICRONUTRIENTS DOSING PUMP C SUCTION CALIBRATION COLUMN HAND VALVE | BN DOSING P C SUCTION CALIBRATION COLUMN HV | NON-HAZARDOUS | ISOLATION | WST02-400-BN-00342-15-CPVC | 1000 | 15 | PN10 | 131242-WSW41-SH-M-1005 | 0 | 0 | 0 | 30 | 10 | 1 | 1 | 100 | NC | CPVC | CPVC | BALL | PTFE |  | SOCKET WELD | Ball Valve 546 Pro |  | GF | GF | www.gfps.com/sg | +65 6747 0611 |  | sd.gfsg.ps@georgfischer.com | Switzerland | [7 empty] | GF
0010304648 | AT_HVALVE | WST02-400-HV-0343 | C4B | 131242-WST02-DR-P-6019.dgn | BALL_VALVE | WST02 | 400 | BN | HV | 0343 |  | MICRONUTRIENTS DOSING PUMP C DISCHARGE PI | MICRONUTRIENTS DOSING PUMP C DISCHARGE PI | NON-HAZARDOUS | ISOLATION | WST02-400-BN-00344-15-CPVC | 1000 | 15 | PN10 | 131242-WSW41-SH-M-1005 | 0 | 0 | 10 | 30 | 219 | 220 | 220 | 400 | NO | CPVC | CPVC | BALL | PTFE |  | SOCKET WELD | Ball Valve 546 Pro |  | GF | GF | www.gfps.com/sg | +65 6747 0611 |  | sd.gfsg.ps@georgfischer.com | Switzerland | [7 empty] | GF
0010304652 | AT_HVALVE | WST02-400-HV-0344 | C4B | 131242-WST02-DR-P-6019.dgn | BALL_VALVE | WST02 | 400 | BN | HV | 0344 |  | MICRONUTRIENTS DOSING PUMP C DISCHARGE DRAIN | MICRONUTRIENTS DOSING PUMP C DISCHARGE DRAIN | NON-HAZARDOUS | DRAIN | WST02-400-BN-00346-15-CPVC | 1000 | 15 | PN10 | 131242-WSW41-SH-M-1005 | 0 | 0 | 10 | 30 | 219 | 220 | 220 | 400 | NC | CPVC | CPVC | BALL | PTFE |  | SOCKET WELD | Ball Valve 546 Pro |  | GF | GF | www.gfps.com/sg | +65 6747 0611 |  | sd.gfsg.ps@georgfischer.com | Switzerland | [7 empty] | GF
0010296403 | AT_HVALVE | WST02-400-HV-0345 | C4B | 131242-WST02-DR-P-6019.dgn | BALL_VALVE | WST02 | 400 | BN | HV | 0345 |  | MICRONUTRIENTS DOSING PUMP C DISCHARGE TO ANAMMOX REACTOR 3 HAND VALVE | BN DOSING P C DISCHARGE TO AMX REACTOR 3 HV | NON-HAZARDOUS | ISOLATION | WST02-400-BN-00343-15-CPVC | 1000 | 15 | PN10 | 131242-WSW41-SH-M-1005 | 1.5 | 0.5 | 10 | 30 | 219 | 220 | 220 | 400 | NO | CPVC | CPVC | BALL | PTFE |  | SOCKET WELD | Ball Valve 546 Pro |  | GF | GF | www.gfps.com/sg | +65 6747 0611 |  | sd.gfsg.ps@georgfischer.com | Switzerland | [7 empty] | GF
0010309474 | AT_HVALVE | WST02-400-HV-0347 | C4B | 131242-WST02-DR-P-6019.dgn | BALL_VALVE | WST02 | 400 | BN | HV | 0347 |  | MICRONUTRIENTS DOSING PUMP C DISCHARGE PI DAMPENER HAND VALVE | BN DOSING P C DISCHARGE PI DAMPENER HV | NON-HAZARDOUS | ISOLATION | WST02-400-BN-00349-15-CPVC | 1000 | 15 | PN10 | 131242-WSW41-SH-M-1005 | 0 | 0 | 10 | 30 | 219 | 220 | 220 | 400 | NO | CPVC | CPVC | BALL | PTFE |  | SOCKET WELD | Ball Valve 546 Pro |  | GF | GF | www.gfps.com/sg | +65 6747 0611 |  | sd.gfsg.ps@georgfischer.com | Switzerland | [7 empty] | GF
0010296537 | AT_HVALVE | WST02-400-HV-0360 | C4B | 131242-WST02-DR-P-6020.dgn | BALL_VALVE | WST02 | 400 | ASC | HV | 0360 |  | ANTISCALANT DOSING PUMP C SUCTION HAND VALVE | ANTISCALANT DOSING PUMP C SUCTION HAND VALVE | NON-HAZARDOUS | ISOLATION | WST02-400-ASC-00360-15-CPVC | 1000 | 15 | PN10 | 131242-WSW41-SH-M-1005 | 5.3 | 1 | 20 | 30 | 10 | 1 | 1 | 100 | NO | CPVC | CPVC | BALL | PTFE |  | SOCKET WELD | Ball Valve 546 Pro |  | GF | GF | www.gfps.com/sg | +65 6747 0611 |  | sd.gfsg.ps@georgfischer.com | Switzerland | [7 empty] | GF
0010296630 | AT_HVALVE | WST02-400-HV-0361 | C4B | 131242-WST02-DR-P-6020.dgn | BALL_VALVE | WST02 | 400 | ASC | HV | 0361 |  | ANTISCALANT DOSING PUMP C SUCTION DRAIN | ANTISCALANT DOSING PUMP C SUCTION DRAIN | NON-HAZARDOUS | DRAIN | WST02-400-ASC-00361-15-CPVC | 1000 | 15 | PN10 | 131242-WSW41-SH-M-1005 | 0 | 0 | 0 | 30 | 10 | 1 | 1 | 100 | NC | CPVC | CPVC | BALL | PTFE |  | SOCKET WELD | Ball Valve 546 Pro |  | GF | GF | www.gfps.com/sg | +65 6747 0611 |  | sd.gfsg.ps@georgfischer.com | Switzerland | [7 empty] | GF
0010296647 | AT_HVALVE | WST02-400-HV-0362 | C4B | 131242-WST02-DR-P-6020.dgn | BALL_VALVE | WST02 | 400 | ASC | HV | 0362 |  | ANTISCALANT DOSING PUMP B SUCTION TO CALIBRATION COLUMN | ASC DOSING P B SUCTION TO CALIBRATION COLUMN | NON-HAZARDOUS | ISOLATION | WST02-400-ASC-00362-15-CPVC | 1000 | 15 | PN10 | 131242-WSW41-SH-M-1005 | 0 | 0 | 0 | 30 | 10 | 1 | 1 | 100 | NC | CPVC | CPVC | BALL | PTFE |  | SOCKET WELD | Ball Valve 546 Pro |  | GF | GF | www.gfps.com/sg | +65 6747 0611 |  | sd.gfsg.ps@georgfischer.com | Switzerland | [7 empty] | GF
0010296582 | AT_HVALVE | WST02-400-HV-0363 | C4B | 131242-WST02-DR-P-6020.dgn | BALL_VALVE | WST02 | 400 | ASC | HV | 0363 |  | ANTISCALANT DOSING PUMP C DISCHARGE PI | ANTISCALANT DOSING PUMP C DISCHARGE PI | NON-HAZARDOUS | ISOLATION | WST02-400-ASC-00364-15-CPVC | 1000 | 15 | PN10 | 131242-WSW41-SH-M-1005 | 0 | 0 | 20 | 30 | 130 | 120 | 120 | 300 | NO | CPVC | CPVC | BALL | PTFE |  | SOCKET WELD | Ball Valve 546 Pro |  | GF | GF | www.gfps.com/sg | +65 6747 0611 |  | sd.gfsg.ps@georgfischer.com | Switzerland | [7 empty] | GF
0010296634 | AT_HVALVE | WST02-400-HV-0364 | C4B | 131242-WST02-DR-P-6020.dgn | BALL_VALVE | WST02 | 400 | ASC | HV | 0364 |  | ANTISCALANT DOSING PUMP C DISCHARGE DRAIN | ANTISCALANT DOSING PUMP C DISCHARGE DRAIN | NON-HAZARDOUS | DRAIN | WST02-400-ASC-00366-15-CPVC | 1000 | 15 | PN10 | 131242-WSW41-SH-M-1005 | 0 | 0 | 20 | 30 | 130 | 120 | 120 | 300 | NC | CPVC | CPVC | BALL | PTFE |  | SOCKET WELD | Ball Valve 546 Pro |  | GF | GF | www.gfps.com/sg | +65 6747 0611 |  | sd.gfsg.ps@georgfischer.com | Switzerland | [7 empty] | GF
0010309491 | AT_HVALVE | WST02-400-HV-0367 | C4B | 131242-WST02-DR-P-6020.dgn | BALL_VALVE | WST02 | 400 | ASC | HV | 0367 |  | ANTISCALANT DOSING PUMP C DISCHARGE DAMPENER HAND VALVE | ASC DOSING P C DISCHARGE DAMPENER HV | NON-HAZARDOUS | ISOLATION | WST02-400-ASC-00369-15-CPVC | 1000 | 15 | PN10 | 131242-WSW41-SH-M-1005 | 0 | 0 | 20 | 30 | 130 | 120 | 120 | 300 | NO | CPVC | CPVC | BALL | PTFE |  | SOCKET WELD | Ball Valve 546 Pro |  | GF | GF | www.gfps.com/sg | +65 6747 0611 |  | sd.gfsg.ps@georgfischer.com | Switzerland | [7 empty] | GF
0010311804 | AT_HVALVE | WST02-400-HV-0368 | C4B | 131242-WST02-DR-P-6007.dgn | BALL_VALVE | WST02 | 400 | BN | HV | 0368 |  | MICRONUTRIENTS DOSING PUMP A DISCHARGE TO ANAMMOX REACTOR 1 HAND VALVE | BN DOSING P A DISCHARGE TO AMX REACTOR 1 HV | NON-HAZARDOUS | ISOLATION | WST02-400-BN-00343-15-CPVC | 1000 | 15 | PN10 | 131242-WSW41-SH-M-1005 | 1.5 | 0.5 | 10 | 30 | 219 | 220 | 220 | 400 | NO | CPVC | CPVC | BALL | PTFE |  | SOCKET WELD | Ball Valve 546 Pro |  | GF | GF | www.gfps.com/sg | +65 6747 0611 |  | sd.gfsg.ps@georgfischer.com | Switzerland | [7 empty] | GF
0010311801 | AT_HVALVE | WST02-400-HV-0369 | C4B | 131242-WST02-DR-P-6007.dgn | BALL_VALVE | WST02 | 400 | DEF | HV | 0369 |  | ANTIFOAM DOSING PUMP A DISCHARGE TO ANAMMOX REACTOR 1 HAND VALVE | DEF DOSING P A DISCHARGE TO AMX REACTOR 1 HV | NON-HAZARDOUS | ISOLATION | WST02-400-DEF-00323-32-HDPE | 1000 | 32 | PN10 | 131242-WSW41-SH-M-1005 | 0.4 | 0.2 | 10 | 30 | 196 | 196 | 196 | 400 | NO | PP | PP | BALL | PTFE |  | SOCKET WELD | Ball Valve 546 Pro |  | GF | GF | www.gfps.com/sg | +65 6747 0611 |  | sd.gfsg.ps@georgfischer.com | Switzerland | [7 empty] | GF
0010332018 | AT_HVALVE | WST02-400-HV-0372 | C4B | 131242-WST02-DR-P-6007.dgn | BALL_VALVE | WST02 | 400 | BN | HV | 0372 |  | MICRONUTRIENTS DOSING TO ANAMMOX REACTOR 3 LOW POINT LEAK DETECTION DRAIN HAND VALVE | BN DOSING TO AMX REACTOR 3 LPLD DRAIN HV | NON-HAZARDOUS | DRAIN | WST02-400-BN-00372-15-CPVC | 1000 | 15 | PN10 | 131242-WSW41-SH-M-1005 | 0 | 0 | 10 | 30 | 0 | 0 | 0 | 100 | NC | CPVC | CPVC | BALL | PTFE |  | SOCKET WELD | Ball Valve 546 Pro |  | GF | GF | www.gfps.com/sg | +65 6747 0611 |  | sd.gfsg.ps@georgfischer.com | Switzerland | [7 empty] | GF
0010332025 | AT_HVALVE | WST02-400-HV-0373 | C4B | 131242-WST02-DR-P-6007.dgn | BALL_VALVE | WST02 | 400 | DEF | HV | 0373 |  | ANTIFOAM DOSING TO ANAMMOX REACTOR 3 LOW POINT LEAK DETECTION DRAIN HAND VALVE | DEF DOSING TO AMX REACTOR 3 LPLD DRAIN HV | NON-HAZARDOUS | DRAIN | WST02-400-DEF-00347-32-HDPE | 1000 | 32 | PN10 | 131242-WSW41-SH-M-1005 | 0 | 0 | 10 | 30 | 0 | 0 | 0 | 100 | NC | PP | PP | BALL | PTFE |  | SOCKET WELD | Ball Valve 546 Pro |  | GF | GF | www.gfps.com/sg | +65 6747 0611 |  | sd.gfsg.ps@georgfischer.com | Switzerland | [7 empty] | GF
0010304657 | AT_HVALVE | WST02-400-HV-0420 | C4B | 131242-WST02-DR-P-6018.dgn | BALL_VALVE | WST02 | 400 | DEF | HV | 0420 |  | ANTIFOAM DOSING PUMP D SUCTION HAND VALVE | ANTIFOAM DOSING PUMP D SUCTION HAND VALVE | NON-HAZARDOUS | ISOLATION | WST02-400-DEF-00420-32-HDPE | 1000 | 32 | PN10 | 131242-WSW41-SH-M-1005 | 0 | 0 | 0 | 0 | 0 | 0 | 0 | 0 | NO | PP | PP | BALL | PTFE |  | SOCKET WELD | Ball Valve 546 Pro |  | GF | GF | www.gfps.com/sg | +65 6747 0611 |  | sd.gfsg.ps@georgfischer.com | Switzerland | [7 empty] | GF
0010304662 | AT_HVALVE | WST02-400-HV-0421 | C4B | 131242-WST02-DR-P-6018.dgn | BALL_VALVE | WST02 | 400 | DEF | HV | 0421 |  | ANTIFOAM DOSING PUMP D SUCTION DRAIN | ANTIFOAM DOSING PUMP D SUCTION DRAIN | NON-HAZARDOUS | DRAIN | WST02-400-DEF-00421-32-HDPE | 1000 | 32 | PN10 | 131242-WSW41-SH-M-1005 | 0 | 0 | 10 | 30 | 10 | 0 | 0 | 100 | NC | PP | PP | BALL | PTFE |  | SOCKET WELD | Ball Valve 546 Pro |  | GF | GF | www.gfps.com/sg | +65 6747 0611 |  | sd.gfsg.ps@georgfischer.com | Switzerland | [7 empty] | GF
0010296190 | AT_HVALVE | WST02-400-HV-0422 | C4B | 131242-WST02-DR-P-6018.dgn | BALL_VALVE | WST02 | 400 | DEF | HV | 0422 |  | ANTIFOAM DOSING PUMP D SUCTION TO CALIBRATION COLUMN | DEF DOSING P D SUCTION TO CALIBRATION COLUMN | NON-HAZARDOUS | ISOLATION | WST02-400-DEF-00422-32-HDPE | 1000 | 32 | PN10 | 131242-WSW41-SH-M-1005 | 0 | 0 | 10 | 30 | 10 | 0 | 0 | 100 | NC | PP | PP | BALL | PTFE |  | SOCKET WELD | Ball Valve 546 Pro |  | GF | GF | www.gfps.com/sg | +65 6747 0611 |  | sd.gfsg.ps@georgfischer.com | Switzerland | [7 empty] | GF
0010304673 | AT_HVALVE | WST02-400-HV-0424 | C4B | 131242-WST02-DR-P-6018.dgn | BALL_VALVE | WST02 | 400 | DEF | HV | 0424 |  | ANTIFOAM DOSING PUMP D DISCHARGE DRAIN | ANTIFOAM DOSING PUMP D DISCHARGE DRAIN | NON-HAZARDOUS | DRAIN | WST02-400-DEF-00426-32-HDPE | 1000 | 32 | PN10 | 131242-WSW41-SH-M-1005 | 0 | 0 | 10 | 30 | 196 | 196 | 196 | 400 | NC | PP | PP | BALL | PTFE |  | SOCKET WELD | Ball Valve 546 Pro |  | GF | GF | www.gfps.com/sg | +65 6747 0611 |  | sd.gfsg.ps@georgfischer.com | Switzerland | [7 empty] | GF
0010296250 | AT_HVALVE | WST02-400-HV-0425 | C4B | 131242-WST02-DR-P-6018.dgn | BALL_VALVE | WST02 | 400 | DEF | HV | 0425 |  | ANTIFOAM DOSING PUMP D DISCHARGE TO ANAMMOX REACTOR 4 HAND VALVE | DEF DOSING P D DISCHARGE TO AMX REACTOR 4 HV | NON-HAZARDOUS | ISOLATION | WST02-400-DEF-00423-32-HDPE | 1000 | 32 | PN10 | 131242-WSW41-SH-M-1005 | 0.4 | 0.2 | 10 | 30 | 196 | 196 | 196 | 400 | NO | PP | PP | BALL | PTFE |  | SOCKET WELD | Ball Valve 546 Pro |  | GF | GF | www.gfps.com/sg | +65 6747 0611 |  | sd.gfsg.ps@georgfischer.com | Switzerland | [7 empty] | GF
0010304668 | AT_HVALVE | WST02-400-HV-0427 | C4B | 131242-WST02-DR-P-6018.dgn | BALL_VALVE | WST02 | 400 | DEF | HV | 0427 |  | ANTIFOAM DOSING PUMP D DISCHARGE PI | ANTIFOAM DOSING PUMP D DISCHARGE PI | NON-HAZARDOUS | ISOLATION | WST02-400-DEF-00444-32-HDPE | 1000 | 32 | PN10 | 131242-WSW41-SH-M-1005 | 0 | 0 | 10 | 30 | 196 | 196 | 196 | 400 | NO | PP | PP | BALL | PTFE |  | SOCKET WELD | Ball Valve 546 Pro |  | GF | GF | www.gfps.com/sg | +65 6747 0611 |  | sd.gfsg.ps@georgfischer.com | Switzerland | [7 empty] | GF
0010309459 | AT_HVALVE | WST02-400-HV-0428 | C4B | 131242-WST02-DR-P-6018.dgn | BALL_VALVE | WST02 | 400 | DEF | HV | 0428 |  | ANTIFOAM DOSING PUMP D DISCHARGE DAMPENER HAND VALVE | DEF DOSING P D DISCHARGE DAMPENER HV | NON-HAZARDOUS | ISOLATION | WST02-400-DEF-00430-32-HDPE | 1000 | 32 | PN10 | 131242-WSW41-SH-M-1005 | 0 | 0 | 10 | 30 | 196 | 196 | 196 | 400 | NO | PP | PP | BALL | PTFE |  | SOCKET WELD | Ball Valve 546 Pro |  | GF | GF | www.gfps.com/sg | +65 6747 0611 |  | sd.gfsg.ps@georgfischer.com | Switzerland | [7 empty] | GF
0010304633 | AT_HVALVE | WST02-400-HV-0440 | C4B | 131242-WST02-DR-P-6019.dgn | BALL_VALVE | WST02 | 400 | BN | HV | 0440 |  | MICRONUTRIENTS DOSING PUMP D SUCTION HAND VALVE | MICRONUTRIENTS DOSING PUMP D SUCTION HAND VALVE | NON-HAZARDOUS | ISOLATION | WST02-400-BN-00440-15-CPVC | 1000 | 15 | PN10 | 131242-WSW41-SH-M-1005 | 1.5 | 0.5 | 10 | 30 | 10 | 1 | 1 | 100 | NO | CPVC | CPVC | BALL | PTFE |  | SOCKET WELD | Ball Valve 546 Pro |  | GF | GF | www.gfps.com/sg | +65 6747 0611 |  | sd.gfsg.ps@georgfischer.com | Switzerland | [7 empty] | GF
0010304639 | AT_HVALVE | WST02-400-HV-0441 | C4B | 131242-WST02-DR-P-6019.dgn | BALL_VALVE | WST02 | 400 | BN | HV | 0441 |  | MICRONUTRIENTS DOSING PUMP D SUCTION DRAIN | MICRONUTRIENTS DOSING PUMP D SUCTION DRAIN | NON-HAZARDOUS | DRAIN | WST02-400-BN-00441-15-CPVC | 1000 | 15 | PN10 | 131242-WSW41-SH-M-1005 | 0 | 0 | 0 | 30 | 10 | 1 | 1 | 100 | NC | CPVC | CPVC | BALL | PTFE |  | SOCKET WELD | Ball Valve 546 Pro |  | GF | GF | www.gfps.com/sg | +65 6747 0611 |  | sd.gfsg.ps@georgfischer.com | Switzerland | [7 empty] | GF
0010296432 | AT_HVALVE | WST02-400-HV-0442 | C4B | 131242-WST02-DR-P-6019.dgn | BALL_VALVE | WST02 | 400 | BN | HV | 0442 |  | MICRONUTRIENTS DOSING PUMP D SUCTION CALIBRATION COLUMN HAND VALVE | BN DOSING P D SUCTION CALIBRATION COLUMN HV | NON-HAZARDOUS | ISOLATION | WST02-400-BN-00442-15-CPVC | 1000 | 15 | PN10 | 131242-WSW41-SH-M-1005 | 0 | 0 | 0 | 30 | 10 | 1 | 1 | 100 | NC | CPVC | CPVC | BALL | PTFE |  | SOCKET WELD | Ball Valve 546 Pro |  | GF | GF | www.gfps.com/sg | +65 6747 0611 |  | sd.gfsg.ps@georgfischer.com | Switzerland | [7 empty] | GF
0010304649 | AT_HVALVE | WST02-400-HV-0443 | C4B | 131242-WST02-DR-P-6019.dgn | BALL_VALVE | WST02 | 400 | BN | HV | 0443 |  | MICRONUTRIENTS DOSING PUMP D DISCHARGE PI | MICRONUTRIENTS DOSING PUMP D DISCHARGE PI | NON-HAZARDOUS | ISOLATION | WST02-400-BN-00444-15-CPVC | 1000 | 15 | PN10 | 131242-WSW41-SH-M-1005 | 0 | 0 | 10 | 30 | 219 | 220 | 220 | 400 | NO | CPVC | CPVC | BALL | PTFE |  | SOCKET WELD | Ball Valve 546 Pro |  | GF | GF | www.gfps.com/sg | +65 6747 0611 |  | sd.gfsg.ps@georgfischer.com | Switzerland | [7 empty] | GF
0010304653 | AT_HVALVE | WST02-400-HV-0444 | C4B | 131242-WST02-DR-P-6019.dgn | BALL_VALVE | WST02 | 400 | BN | HV | 0444 |  | MICRONUTRIENTS DOSING PUMP D DISCHARGE DRAIN | MICRONUTRIENTS DOSING PUMP D DISCHARGE DRAIN | NON-HAZARDOUS | DRAIN | WST02-400-BN-00446-15-CPVC | 1000 | 15 | PN10 | 131242-WSW41-SH-M-1005 | 0 | 0 | 10 | 30 | 219 | 220 | 220 | 400 | NC | CPVC | CPVC | BALL | PTFE |  | SOCKET WELD | Ball Valve 546 Pro |  | GF | GF | www.gfps.com/sg | +65 6747 0611 |  | sd.gfsg.ps@georgfischer.com | Switzerland | [7 empty] | GF
0010296408 | AT_HVALVE | WST02-400-HV-0445 | C4B | 131242-WST02-DR-P-6019.dgn | BALL_VALVE | WST02 | 400 | BN | HV | 0445 |  | MICRONUTRIENTS DOSING PUMP D DISCHARGE TO ANAMMOX REACTOR 4 HAND VALVE | BN DOSING P D DISCHARGE TO AMX REACTOR 4 HV | NON-HAZARDOUS | ISOLATION | WST02-400-BN-00443-15-CPVC | 1000 | 15 | PN10 | 131242-WSW41-SH-M-1005 | 1.5 | 0.5 | 10 | 30 | 219 | 220 | 220 | 400 | NO | CPVC | CPVC | BALL | PTFE |  | SOCKET WELD | Ball Valve 546 Pro |  | GF | GF | www.gfps.com/sg | +65 6747 0611 |  | sd.gfsg.ps@georgfischer.com | Switzerland | [7 empty] | GF
0010309477 | AT_HVALVE | WST02-400-HV-0447 | C4B | 131242-WST02-DR-P-6019.dgn | BALL_VALVE | WST02 | 400 | BN | HV | 0447 |  | MICRONUTRIENTS DOSING PUMP D DISCHARGE PI DAMPENER HAND VALVE | BN DOSING P D DISCHARGE PI DAMPENER HV | NON-HAZARDOUS | ISOLATION | WST02-400-BN-00449-15-CPVC | 1000 | 15 | PN10 | 131242-WSW41-SH-M-1005 | 1.5 | 0.5 | 10 | 30 | 219 | 220 | 220 | 400 | NO | CPVC | CPVC | BALL | PTFE |  | SOCKET WELD | Ball Valve 546 Pro |  | GF | GF | www.gfps.com/sg | +65 6747 0611 |  | sd.gfsg.ps@georgfischer.com | Switzerland | [7 empty] | GF
0010311792 | AT_HVALVE | WST02-400-HV-0468 | C4B | 131242-WST02-DR-P-6008.dgn | BALL_VALVE | WST02 | 400 | BN | HV | 0468 |  | MICRONUTRIENTS DOSING PUMP A DISCHARGE TO ANAMMOX REACTOR 1 HAND VALVE | BN DOSING P A DISCHARGE TO AMX REACTOR 1 HV | NON-HAZARDOUS | ISOLATION | WST02-400-BN-00443-15-CPVC | 1000 | 15 | PN10 | 131242-WSW41-SH-M-1005 | 1.5 | 0.5 | 10 | 30 | 219 | 220 | 220 | 400 | NO | CPVC | CPVC | BALL | PTFE |  | SOCKET WELD | Ball Valve 546 Pro |  | GF | GF | www.gfps.com/sg | +65 6747 0611 |  | sd.gfsg.ps@georgfischer.com | Switzerland | [7 empty] | GF
0010311789 | AT_HVALVE | WST02-400-HV-0469 | C4B | 131242-WST02-DR-P-6008.dgn | BALL_VALVE | WST02 | 400 | DEF | HV | 0469 |  | ANTIFOAM DOSING PUMP A DISCHARGE TO ANAMMOX REACTOR 1 HAND VALVE | DEF DOSING P A DISCHARGE TO AMX REACTOR 1 HV | NON-HAZARDOUS | ISOLATION | WST02-400-DEF-00423-32-HDPE | 1000 | 32 | PN10 | 131242-WSW41-SH-M-1005 | 0.4 | 0.2 | 10 | 30 | 196 | 196 | 196 | 400 | NO | PP | PP | BALL | PTFE |  | SOCKET WELD | Ball Valve 546 Pro |  | GF | GF | www.gfps.com/sg | +65 6747 0611 |  | sd.gfsg.ps@georgfischer.com | Switzerland | [7 empty] | GF
0010332097 | AT_HVALVE | WST02-400-HV-0472 | C4B | 131242-WST02-DR-P-6008.dgn | BALL_VALVE | WST02 | 400 | BN | HV | 0472 |  | MICRONUTRIENTS DOSING TO ANAMMOX REACTOR 4 LOW POINT LEAK DETECTION DRAIN HAND VALVE | BN DOSING TO AMX REACTOR 4 LPLD DRAIN HV | NON-HAZARDOUS | DRAIN | WST02-400-BN-00472-15-CPVC | 1000 | 15 | PN10 | 131242-WSW41-SH-M-1005 | 0 | 0 | 10 | 30 | 0 | 0 | 0 | 100 | NC | CPVC | CPVC | BALL | PTFE |  | SOCKET WELD | Ball Valve 546 Pro |  | GF | GF | www.gfps.com/sg | +65 6747 0611 |  | sd.gfsg.ps@georgfischer.com | Switzerland | [7 empty] | GF
0010332104 | AT_HVALVE | WST02-400-HV-0473 | C4B | 131242-WST02-DR-P-6008.dgn | BALL_VALVE | WST02 | 400 | DEF | HV | 0473 |  | ANTIFOAM DOSING TO ANAMMOX REACTOR 4 LOW POINT LEAK DETECTION DRAIN HAND VALVE | DEF DOSING TO AMX REACTOR 4 LPLD DRAIN HV | NON-HAZARDOUS | DRAIN | WST02-400-DEF-00447-32-HDPE | 1000 | 32 | PN10 | 131242-WSW41-SH-M-1005 | 0 | 0 | 10 | 30 | 0 | 0 | 0 | 100 | NC | PP | PP | BALL | PTFE |  | SOCKET WELD | Ball Valve 546 Pro |  | GF | GF | www.gfps.com/sg | +65 6747 0611 |  | sd.gfsg.ps@georgfischer.com | Switzerland | [7 empty] | GF
0010304654 | AT_HVALVE | WST02-400-HV-0520 | C4B | 131242-WST02-DR-P-6018.dgn | BALL_VALVE | WST02 | 400 | DEF | HV | 0520 |  | ANTIFOAM DOSING PUMP E SUCTION HAND VALVE | ANTIFOAM DOSING PUMP E SUCTION HAND VALVE | NON-HAZARDOUS | ISOLATION | WST02-400-DEF-00520-32-HDPE | 1000 | 32 | PN10 | 131242-WSW41-SH-M-1005 | 0 | 0 | 0 | 0 | 0 | 0 | 0 | 0 | NO | PP | PP | BALL | PTFE |  | SOCKET WELD | Ball Valve 546 Pro |  | GF | GF | www.gfps.com/sg | +65 6747 0611 |  | sd.gfsg.ps@georgfischer.com | Switzerland | [7 empty] | GF
0010304661 | AT_HVALVE | WST02-400-HV-0521 | C4B | 131242-WST02-DR-P-6018.dgn | BALL_VALVE | WST02 | 400 | DEF | HV | 0521 |  | ANTIFOAM DOSING PUMP E SUCTION DRAIN | ANTIFOAM DOSING PUMP E SUCTION DRAIN | NON-HAZARDOUS | DRAIN | WST02-400-DEF-00521-32-HDPE | 1000 | 32 | PN10 | 131242-WSW41-SH-M-1005 | 0 | 0 | 10 | 30 | 10 | 0 | 0 | 100 | NC | PP | PP | BALL | PTFE |  | SOCKET WELD | Ball Valve 546 Pro |  | GF | GF | www.gfps.com/sg | +65 6747 0611 |  | sd.gfsg.ps@georgfischer.com | Switzerland | [7 empty] | GF
0010296075 | AT_HVALVE | WST02-400-HV-0522 | C4B | 131242-WST02-DR-P-6018.dgn | BALL_VALVE | WST02 | 400 | DEF | HV | 0522 |  | ANTIFOAM DOSING PUMP E SUCTION TO CALIBRATION COLUMN | DEF DOSING P E SUCTION TO CALIBRATION COLUMN | NON-HAZARDOUS | ISOLATION | WST02-400-DEF-00552-32-HDPE | 1000 | 32 | PN10 | 131242-WSW41-SH-M-1005 | 0 | 0 | 10 | 30 | 10 | 0 | 0 | 100 | NC | PP | PP | BALL | PTFE |  | SOCKET WELD | Ball Valve 546 Pro |  | GF | GF | www.gfps.com/sg | +65 6747 0611 |  | sd.gfsg.ps@georgfischer.com | Switzerland | [7 empty] | GF
0010304663 | AT_HVALVE | WST02-400-HV-0524 | C4B | 131242-WST02-DR-P-6018.dgn | BALL_VALVE | WST02 | 400 | DEF | HV | 0524 |  | ANTIFOAM DOSING PUMP E DISCHARGE DRAIN | ANTIFOAM DOSING PUMP E DISCHARGE DRAIN | NON-HAZARDOUS | DRAIN | WST02-400-DEF-00526-32-HDPE | 1000 | 32 | PN10 | 131242-WSW41-SH-M-1005 | 0 | 0 | 10 | 30 | 196 | 196 | 196 | 400 | NC | PP | PP | BALL | PTFE |  | SOCKET WELD | Ball Valve 546 Pro |  | GF | GF | www.gfps.com/sg | +65 6747 0611 |  | sd.gfsg.ps@georgfischer.com | Switzerland | [7 empty] | GF
0010304669 | AT_HVALVE | WST02-400-HV-0527 | C4B | 131242-WST02-DR-P-6018.dgn | BALL_VALVE | WST02 | 400 | DEF | HV | 0527 |  | ANTIFOAM DOSING PUMP E DISCHARGE PI | ANTIFOAM DOSING PUMP E DISCHARGE PI | NON-HAZARDOUS | ISOLATION | WST02-400-DEF-00544-32-HDPE | 1000 | 32 | PN10 | 131242-WSW41-SH-M-1005 | 0 | 0 | 10 | 30 | 196 | 196 | 196 | 400 | NO | PP | PP | BALL | PTFE |  | SOCKET WELD | Ball Valve 546 Pro |  | GF | GF | www.gfps.com/sg | +65 6747 0611 |  | sd.gfsg.ps@georgfischer.com | Switzerland | [7 empty] | GF
0010313918 | AT_HVALVE | WST02-400-HV-0528 | C4B | 131242-WST02-DR-P-6018.dgn | BALL_VALVE | WST02 | 400 | DEF | HV | 0528 |  | ANTIFOAM DOSING PUMP E DISCHARGE DAMPENER HAND VALVE | DEF DOSING P E DISCHARGE DAMPENER HV | NON-HAZARDOUS | ISOLATION | WST02-400-DEF-00530-32-HDPE | 1000 | 32 | PN10 | 131242-WSW41-SH-M-1005 | 0 | 0 | 10 | 30 | 196 | 196 | 196 | 400 | NO | PP | PP | BALL | PTFE |  | SOCKET WELD | Ball Valve 546 Pro |  | GF | GF | www.gfps.com/sg | +65 6747 0611 |  | sd.gfsg.ps@georgfischer.com | Switzerland | [7 empty] | GF
0010304630 | AT_HVALVE | WST02-400-HV-0540 | C4B | 131242-WST02-DR-P-6019.dgn | BALL_VALVE | WST02 | 400 | BN | HV | 0540 |  | MICRONUTRIENTS DOSING PUMP E SUCTION HAND VALVE | MICRONUTRIENTS DOSING PUMP E SUCTION HAND VALVE | NON-HAZARDOUS | ISOLATION | WST02-400-BN-00540-15-CPVC | 1000 | 15 | PN10 | 131242-WSW41-SH-M-1005 | 1.5 | 0.5 | 10 | 30 | 10 | 1 | 1 | 100 | NO | CPVC | CPVC | BALL | PTFE |  | SOCKET WELD | Ball Valve 546 Pro |  | GF | GF | www.gfps.com/sg | +65 6747 0611 |  | sd.gfsg.ps@georgfischer.com | Switzerland | [7 empty] | GF
0010304640 | AT_HVALVE | WST02-400-HV-0541 | C4B | 131242-WST02-DR-P-6019.dgn | BALL_VALVE | WST02 | 400 | BN | HV | 0541 |  | MICRONUTRIENTS DOSING PUMP E SUCTION DRAIN | MICRONUTRIENTS DOSING PUMP E SUCTION DRAIN | NON-HAZARDOUS | DRAIN | WST02-400-BN-00541-15-CPVC | 1000 | 15 | PN10 | 131242-WSW41-SH-M-1005 | 0 | 0 | 0 | 30 | 10 | 1 | 1 | 100 | NC | CPVC | CPVC | BALL | PTFE |  | SOCKET WELD | Ball Valve 546 Pro |  | GF | GF | www.gfps.com/sg | +65 6747 0611 |  | sd.gfsg.ps@georgfischer.com | Switzerland | [7 empty] | GF
0010296447 | AT_HVALVE | WST02-400-HV-0542 | C4B | 131242-WST02-DR-P-6019.dgn | BALL_VALVE | WST02 | 400 | BN | HV | 0542 |  | MICRONUTRIENTS DOSING PUMP E SUCTION CALIBRATION COLUMN HAND VALVE | BN DOSING P E SUCTION CALIBRATION COLUMN HV | NON-HAZARDOUS | ISOLATION | WST02-400-BN-00542-15-CPVC | 1000 | 15 | PN10 | 131242-WSW41-SH-M-1005 | 0 | 0 | 0 | 30 | 10 | 1 | 1 | 100 | NC | CPVC | CPVC | BALL | PTFE |  | SOCKET WELD | Ball Valve 546 Pro |  | GF | GF | www.gfps.com/sg | +65 6747 0611 |  | sd.gfsg.ps@georgfischer.com | Switzerland | [7 empty] | GF
0010304650 | AT_HVALVE | WST02-400-HV-0543 | C4B | 131242-WST02-DR-P-6019.dgn | BALL_VALVE | WST02 | 400 | BN | HV | 0543 |  | MICRONUTRIENTS DOSING PUMP E DISCHARGE PI | MICRONUTRIENTS DOSING PUMP E DISCHARGE PI | NON-HAZARDOUS | ISOLATION | WST02-400-BN-00544-15-CPVC | 1000 | 15 | PN10 | 131242-WSW41-SH-M-1005 | 0 | 0 | 10 | 30 | 219 | 220 | 220 | 400 | NO | CPVC | CPVC | BALL | PTFE |  | SOCKET WELD | Ball Valve 546 Pro |  | GF | GF | www.gfps.com/sg | +65 6747 0611 |  | sd.gfsg.ps@georgfischer.com | Switzerland | [7 empty] | GF
0010304641 | AT_HVALVE | WST02-400-HV-0544 | C4B | 131242-WST02-DR-P-6019.dgn | BALL_VALVE | WST02 | 400 | BN | HV | 0544 |  | MICRONUTRIENTS DOSING PUMP E DISCHARGE DRAIN | MICRONUTRIENTS DOSING PUMP E DISCHARGE DRAIN | NON-HAZARDOUS | DRAIN | WST02-400-BN-00546-15-CPVC | 1000 | 15 | PN10 | 131242-WSW41-SH-M-1005 | 0 | 0 | 10 | 30 | 219 | 220 | 220 | 400 | NC | CPVC | CPVC | BALL | PTFE |  | SOCKET WELD | Ball Valve 546 Pro |  | GF | GF | www.gfps.com/sg | +65 6747 0611 |  | sd.gfsg.ps@georgfischer.com | Switzerland | [7 empty] | GF
0010309480 | AT_HVALVE | WST02-400-HV-0547 | C4B | 131242-WST02-DR-P-6019.dgn | BALL_VALVE | WST02 | 400 | BN | HV | 0547 |  | MICRONUTRIENTS DOSING PUMP E DISCHARGE PI DAMPENER HAND VALVE | BN DOSING P E DISCHARGE PI DAMPENER HV | NON-HAZARDOUS | ISOLATION | WST02-400-BN-00549-15-CPVC | 1000 | 15 | PN10 | 131242-WSW41-SH-M-1005 | 0 | 0 | 10 | 30 | 219 | 220 | 220 | 400 | NO | CPVC | CPVC | BALL | PTFE |  | SOCKET WELD | Ball Valve 546 Pro |  | GF | GF | www.gfps.com/sg | +65 6747 0611 |  | sd.gfsg.ps@georgfischer.com | Switzerland | [7 empty] | GF
0010304655 | AT_HVALVE | WST02-400-NRV-0120 | C4B | 131242-WST02-DR-P-6018.dgn | BALLCHECK_VALVE | WST02 | 400 | DEF | NRV | 0120 |  | ANTIFOAM DOSING PUMP A DISCHARGE CHECK VALVE | ANTIFOAM DOSING PUMP A DISCHARGE CHECK VALVE | NON-HAZARDOUS |  | WST02-400-DEF-00123-32-HDPE | 1000 | 32 | PN10 | 131242-WSW41-SH-M-1005 | 0.4 | 0.2 | 10 | 30 | 196 | 196 | 196 | 400 | 0 | PP | PP | BALL | PTFE |  | SOCKET WELD | Check Valve 561 |  | GF | GF | www.gfps.com/sg | +65 6747 0611 |  | sd.gfsg.ps@georgfischer.com | Switzerland | [7 empty] | GF
0010292770 | AT_HVALVE | WST02-400-NRV-0123 | C4B | 131242-WST02-DR-P-6000.dgn | BALLCHECK_VALVE | WST02 | 400 | ASC | NRV | 0123 |  | ANTISCALANT TO EQUALIZATION TANK 1 CHECK VALVE | ANTISCALANT TO EQUALIZATION TANK 1 CHECK VALVE | NON-HAZARDOUS |  | WST02-400-ASC-00163-15-CPVC | 1000 | 15 | PN10 | 131242-WSW41-SH-M-1005 | 5.3 | 1 | 20 | 30 | 130 | 120 | 120 | 300 | 0 | PP | PP | BALL | PTFE |  | SOCKET WELD | Check Valve 561 |  | GF | GF | www.gfps.com/sg | +65 6747 0611 |  | sd.gfsg.ps@georgfischer.com | Switzerland | [7 empty] | GF
0010304634 | AT_HVALVE | WST02-400-NRV-0140 | C4B | 131242-WST02-DR-P-6019.dgn | BALLCHECK_VALVE | WST02 | 400 | BN | NRV | 0140 |  | MICRONUTRIENTS DOSING PUMP A DISCHARGE CHECK VALVE | MICRONUTRIENTS DOSING PUMP A DISCHARGE CHECK VALVE | NON-HAZARDOUS |  | WST02-400-BN-00143-15-CPVC | 1000 | 15 | PN10 | 131242-WSW41-SH-M-1005 | 1.5 | 0.5 | 10 | 30 | 219 | 220 | 220 | 400 | 0 | PP | PP | BALL | PTFE |  | SOCKET WELD | Check Valve 561 |  | GF | GF | www.gfps.com/sg | +65 6747 0611 |  | sd.gfsg.ps@georgfischer.com | Switzerland | [7 empty] | GF
0010296606 | AT_HVALVE | WST02-400-NRV-0160 | C4B | 131242-WST02-DR-P-6020.dgn | BALLCHECK_VALVE | WST02 | 400 | ASC | NRV | 0160 |  | ANTISCALANT DOSING PUMP A DISCHARGE CHECK VALVE | ANTISCALANT DOSING PUMP A DISCHARGE CHECK VALVE | NON-HAZARDOUS |  | WST02-400-ASC-00163-15-CPVC | 1000 | 15 | PN10 | 131242-WSW41-SH-M-1005 | 5.3 | 1 | 20 | 30 | 130 | 120 | 120 | 300 | 0 | PP | PP | BALL | PTFE |  | SOCKET WELD | Check Valve 561 |  | GF | GF | www.gfps.com/sg | +65 6747 0611 |  | sd.gfsg.ps@georgfischer.com | Switzerland | [7 empty] | GF
0010304658 | AT_HVALVE | WST02-400-NRV-0220 | C4B | 131242-WST02-DR-P-6018.dgn | BALLCHECK_VALVE | WST02 | 400 | DEF | NRV | 0220 |  | ANTIFOAM DOSING PUMP B DISCHARGE CHECK VALVE | ANTIFOAM DOSING PUMP B DISCHARGE CHECK VALVE | NON-HAZARDOUS |  | WST02-400-DEF-00223-32-HDPE | 1000 | 32 | PN10 | 131242-WSW41-SH-M-1005 | 0.4 | 0.2 | 10 | 30 | 196 | 196 | 196 | 400 | 0 | PP | PP | BALL | PTFE |  | SOCKET WELD | Check Valve 561 |  | GF | GF | www.gfps.com/sg | +65 6747 0611 |  | sd.gfsg.ps@georgfischer.com | Switzerland | [7 empty] | GF
0010292759 | AT_HVALVE | WST02-400-NRV-0223 | C4B | 131242-WST02-DR-P-6000.dgn | BALLCHECK_VALVE | WST02 | 400 | ASC | NRV | 0223 |  | ANTISCALANT TO EQUALIZATION TANK 2 CHECK VALVE | ANTISCALANT TO EQUALIZATION TANK 2 CHECK VALVE | NON-HAZARDOUS |  | WST02-400-ASC-00263-15-CPVC | 1000 | 15 | PN10 | 131242-WSW41-SH-M-1005 | 5.3 | 1 | 20 | 30 | 130 | 120 | 120 | 300 | 0 | PP | PP | BALL | PTFE |  | SOCKET WELD | Check Valve 561 |  | GF | GF | www.gfps.com/sg | +65 6747 0611 |  | sd.gfsg.ps@georgfischer.com | Switzerland | [7 empty] | GF
0010304635 | AT_HVALVE | WST02-400-NRV-0240 | C4B | 131242-WST02-DR-P-6019.dgn | BALLCHECK_VALVE | WST02 | 400 | BN | NRV | 0240 |  | MICRONUTRIENTS DOSING PUMP B DISCHARGE CHECK VALVE | MICRONUTRIENTS DOSING PUMP B DISCHARGE CHECK VALVE | NON-HAZARDOUS |  | WST02-400-BN-00243-15-CPVC | 1000 | 15 | PN10 | 131242-WSW41-SH-M-1005 | 1.5 | 0.5 | 10 | 30 | 219 | 220 | 220 | 400 | 0 | PP | PP | BALL | PTFE |  | SOCKET WELD | Check Valve 561 |  | GF | GF | www.gfps.com/sg | +65 6747 0611 |  | sd.gfsg.ps@georgfischer.com | Switzerland | [7 empty] | GF
0010296613 | AT_HVALVE | WST02-400-NRV-0260 | C4B | 131242-WST02-DR-P-6020.dgn | BALLCHECK_VALVE | WST02 | 400 | ASC | NRV | 0260 |  | ANTISCALANT DOSING PUMP B DISCHARGE CHECK VALVE | ANTISCALANT DOSING PUMP B DISCHARGE CHECK VALVE | NON-HAZARDOUS |  | WST02-400-ASC-00263-15-CPVC | 1000 | 15 | PN10 | 131242-WSW41-SH-M-1005 | 5.3 | 1 | 20 | 30 | 130 | 120 | 120 | 300 | 0 | PP | PP | BALL | PTFE |  | SOCKET WELD | Check Valve 561 |  | GF | GF | www.gfps.com/sg | +65 6747 0611 |  | sd.gfsg.ps@georgfischer.com | Switzerland | [7 empty] | GF
0010304664 | AT_HVALVE | WST02-400-NRV-0320 | C4B | 131242-WST02-DR-P-6018.dgn | BALLCHECK_VALVE | WST02 | 400 | DEF | NRV | 0320 |  | ANTIFOAM DOSING PUMP C DISCHARGE CHECK VALVE | ANTIFOAM DOSING PUMP C DISCHARGE CHECK VALVE | NON-HAZARDOUS |  | WST02-400-DEF-00323-32-HDPE | 1000 | 32 | PN10 | 131242-WSW41-SH-M-1005 | 0.4 | 0.2 | 10 | 30 | 196 | 196 | 196 | 400 | 0 | PP | PP | BALL | PTFE |  | SOCKET WELD | Check Valve 561 |  | GF | GF | www.gfps.com/sg | +65 6747 0611 |  | sd.gfsg.ps@georgfischer.com | Switzerland | [7 empty] | GF
0010304636 | AT_HVALVE | WST02-400-NRV-0340 | C4B | 131242-WST02-DR-P-6019.dgn | BALLCHECK_VALVE | WST02 | 400 | BN | NRV | 0340 |  | MICRONUTRIENTS DOSING PUMP C DISCHARGE CHECK VALVE | MICRONUTRIENTS DOSING PUMP C DISCHARGE CHECK VALVE | NON-HAZARDOUS |  | WST02-400-BN-00343-15-CPVC | 1000 | 15 | PN10 | 131242-WSW41-SH-M-1005 | 1.5 | 0.5 | 10 | 30 | 219 | 220 | 220 | 400 | 0 | PP | PP | BALL | PTFE |  | SOCKET WELD | Check Valve 561 |  | GF | GF | www.gfps.com/sg | +65 6747 0611 |  | sd.gfsg.ps@georgfischer.com | Switzerland | [7 empty] | GF
0010296600 | AT_HVALVE | WST02-400-NRV-0360 | C4B | 131242-WST02-DR-P-6020.dgn | BALLCHECK_VALVE | WST02 | 400 | ASC | NRV | 0360 |  | ANTISCALANT DOSING PUMP C DISCHARGE CHECK VALVE | ANTISCALANT DOSING PUMP C DISCHARGE CHECK VALVE | NON-HAZARDOUS |  | WST02-400-ASC-00363-15-CPVC | 1000 | 15 | PN10 | 131242-WSW41-SH-M-1005 | 5.3 | 1 | 20 | 30 | 130 | 120 | 120 | 300 | 0 | PP | PP | BALL | PTFE |  | SOCKET WELD | Check Valve 561 |  | GF | GF | www.gfps.com/sg | +65 6747 0611 |  | sd.gfsg.ps@georgfischer.com | Switzerland | [7 empty] | GF
0010296219 | AT_HVALVE | WST02-400-NRV-0420 | C4B | 131242-WST02-DR-P-6018.dgn | BALLCHECK_VALVE | WST02 | 400 | DEF | NRV | 0420 |  | ANTIFOAM DOSING PUMP D DISCHARGE CHECK VALVE | ANTIFOAM DOSING PUMP D DISCHARGE CHECK VALVE | NON-HAZARDOUS |  | WST02-400-DEF-00423-32-HDPE | 1000 | 32 | PN10 | 131242-WSW41-SH-M-1005 | 0.4 | 0.2 | 10 | 30 | 196 | 196 | 196 | 400 | 0 | PP | PP | BALL | PTFE |  | SOCKET WELD | Check Valve 561 |  | GF | GF | www.gfps.com/sg | +65 6747 0611 |  | sd.gfsg.ps@georgfischer.com | Switzerland | [7 empty] | GF
0010304637 | AT_HVALVE | WST02-400-NRV-0440 | C4B | 131242-WST02-DR-P-6019.dgn | BALLCHECK_VALVE | WST02 | 400 | BN | NRV | 0440 |  | MICRONUTRIENTS DOSING PUMP D DISCHARGE CHECK VALVE | MICRONUTRIENTS DOSING PUMP D DISCHARGE CHECK VALVE | NON-HAZARDOUS |  | WST02-400-BN-00443-15-CPVC | 1000 | 15 | PN10 | 131242-WSW41-SH-M-1005 | 1.5 | 0.5 | 10 | 30 | 219 | 220 | 220 | 400 | 0 | PP | PP | BALL | PTFE |  | SOCKET WELD | Check Valve 561 |  | GF | GF | www.gfps.com/sg | +65 6747 0611 |  | sd.gfsg.ps@georgfischer.com | Switzerland | [7 empty] | GF
0010304659 | AT_HVALVE | WST02-400-NRV-0520 | C4B | 131242-WST02-DR-P-6018.dgn | BALLCHECK_VALVE | WST02 | 400 | DEF | NRV | 0520 |  | ANTIFOAM DOSING PUMP E DISCHARGE CHECK VALVE | ANTIFOAM DOSING PUMP E DISCHARGE CHECK VALVE | NON-HAZARDOUS |  | WST02-400-DEF-00543-32-HDPE | 1000 | 32 | PN10 | 131242-WSW41-SH-M-1005 | 0.4 | 0 | 10 | 30 | 196 | 196 | 196 | 400 | 0 | PP | PP | BALL | PTFE |  | SOCKET WELD | Check Valve 561 |  | GF | GF | www.gfps.com/sg | +65 6747 0611 |  | sd.gfsg.ps@georgfischer.com | Switzerland | [7 empty] | GF
0010304638 | AT_HVALVE | WST02-400-NRV-0540 | C4B | 131242-WST02-DR-P-6019.dgn | BALLCHECK_VALVE | WST02 | 400 | BN | NRV | 0540 |  | MICRONUTRIENTS DOSING PUMP E DISCHARGE CHECK VALVE | MICRONUTRIENTS DOSING PUMP E DISCHARGE CHECK VALVE | NON-HAZARDOUS |  | WST02-400-BN-00543-15-CPVC | 1000 | 15 | PN10 | 131242-WSW41-SH-M-1005 | 1.5 | 0.5 | 10 | 30 | 219 | 220 | 220 | 400 | 0 | PP | PP | BALL | PTFE |  | SOCKET WELD | Check Valve 561 |  | GF | GF | www.gfps.com/sg | +65 6747 0611 |  | sd.gfsg.ps@georgfischer.com | Switzerland | [7 empty] | GF
0010322755 | AT_HVALVE | WST02-401-HV-0002 | C4B | 131242-WST02-DR-P-6015.dgn | BALL_VALVE | WST02 | 401 | FC | HV | 0002 |  | FERRIC CHLORIDE STORAGE TANK CATCH POT DRAIN | FERRIC CHLORIDE STORAGE TANK CATCH POT DRAIN | NON-HAZARDOUS | DRAIN | WST02-401-FC-00142-32-HDPE | 1000 | 25 | PN10 | 131242-WSW41-SH-M-1005 | 0 | 0 | 1000 | 30 | 0 | 0 | 0 | 100 | NC | CPVC | CPVC | BALL | PTFE |  | SOCKET WELD | Ball Valve 546 Pro |  | GF | GF | www.gfps.com/sg | +65 6747 0611 |  | sd.gfsg.ps@georgfischer.com | Switzerland | [7 empty] | GF
0010322835 | AT_HVALVE | WST02-401-HV-0004 | C4B | 131242-WST02-DR-P-6015.dgn | BALL_VALVE | WST02 | 401 | FC | HV | 0004 |  | FERRIC CHLORIDE STORAGE TANK TANKER OFFLOADING DRAIN | FC STORAGE TANK TANKER OFFLOADING DRAIN | NON-HAZARDOUS | DRAIN | WST02-401-FC-00120-25-CPVC | 1000 | 25 | PN10 | 131242-WSW41-SH-M-1005 | 0 | 0 | 0 | 30 | 30 | 0 | 0 | 100 | NC | CPVC | CPVC | BALL | PTFE |  | SOCKET WELD | Ball Valve 546 Pro |  | GF | GF | www.gfps.com/sg | +65 6747 0611 |  | sd.gfsg.ps@georgfischer.com | Switzerland | [7 empty] | GF
0010336592 | AT_HVALVE | WST02-401-HV-0005 | C4B | 131242-WST02-DR-P-6015.dgn | BALL_VALVE | WST02 | 401 | FC | HV | 0005 |  | FC SRV RELEASE LINE DRAIN HAND VALVE | FC SRV RELEASE LINE DRAIN HAND VALVE | NON-HAZARDOUS | ISOLATION | WST02-401-FC-00519-15-CPVC | 1000 | 15 | PN10 |  | 0 | 0 | 50 | 30 | 30 | 0 | 0 | 100 | NC | CPVC | CPVC | BALL | PTFE |  | SOCKET WELD | Ball Valve 546 Pro |  | GF | GF | www.gfps.com/sg | +65 6747 0611 |  | sd.gfsg.ps@georgfischer.com | Switzerland | [7 empty] | GF
0010322793 | AT_HVALVE | WST02-401-HV-0102 | C4B | 131242-WST02-DR-P-6015.dgn | BALL_VALVE | WST02 | 401 | FC | HV | 0102 |  | FERRIC CHLORIDE STORAGE TANK 1 LIT | FERRIC CHLORIDE STORAGE TANK 1 LIT | NON-HAZARDOUS | ISOLATION | WST02-401-FC-00121-25-CPVC | 1000 | 25 | PN10 | 131242-WSW41-SH-M-1005 | 0 | 0 | 0 | 30 | 30 | 0 | 0 | 100 | NO | CPVC | CPVC | BALL | PTFE |  | SOCKET WELD | Ball Valve 546 Pro |  | GF | GF | www.gfps.com/sg | +65 6747 0611 |  | sd.gfsg.ps@georgfischer.com | Switzerland | [7 empty] | GF
0010322789 | AT_HVALVE | WST02-401-HV-0103 | C4B | 131242-WST02-DR-P-6015.dgn | BALL_VALVE | WST02 | 401 | FC | HV | 0103 |  | FERRIC CHLORIDE STORAGE TANK 1 LEVEL TRANSMITTER DRAIN HAND VALVE | FC STORAGE TANK 1 LIT DRAIN HV | NON-HAZARDOUS | DRAIN | WST02-401-FC-00122-25-CPVC | 1000 | 25 | PN10 | 131242-WSW41-SH-M-1005 | 0 | 0 | 0 | 30 | 30 | 0 | 0 | 100 | NC | CPVC | CPVC | BALL | PTFE |  | SOCKET WELD | Ball Valve 546 Pro |  | GF | GF | www.gfps.com/sg | +65 6747 0611 |  | sd.gfsg.ps@georgfischer.com | Switzerland | [7 empty] | GF
0010322826 | AT_HVALVE | WST02-401-HV-0104 | C4B | 131242-WST02-DR-P-6015.dgn | BALL_VALVE | WST02 | 401 | FC | HV | 0104 |  | FERRIC CHLORIDE STORAGE TANK 1 LEVEL SWITCH HIGH HIGH HAND VALVE | FC STORAGE TANK 1 LSHH HV | NON-HAZARDOUS | ISOLATION | WST02-401-FC-00123-25-CPVC | 1000 | 25 | PN10 | 131242-WSW41-SH-M-1005 | 0 | 0 | 0 | 30 | 30 | 0 | 0 | 100 | NO | CPVC | CPVC | BALL | PTFE |  | SOCKET WELD | Ball Valve 546 Pro |  | GF | GF | www.gfps.com/sg | +65 6747 0611 |  | sd.gfsg.ps@georgfischer.com | Switzerland | [7 empty] | GF
0010322802 | AT_HVALVE | WST02-401-HV-0105 | C4B | 131242-WST02-DR-P-6015.dgn | BALL_VALVE | WST02 | 401 | FC | HV | 0105 |  | FERRIC CHLORIDE STORAGE TANK 1 LEVEL SWITCH HIGH HIGH DRAIN | FC STORAGE TANK 1 LSHH DRAIN | NON-HAZARDOUS | DRAIN | WST02-401-FC-00124-25-CPVC | 1000 | 25 | PN10 | 131242-WSW41-SH-M-1005 | 0 | 0 | 0 | 30 | 30 | 0 | 0 | 100 | NC | CPVC | CPVC | BALL | PTFE |  | SOCKET WELD | Ball Valve 546 Pro |  | GF | GF | www.gfps.com/sg | +65 6747 0611 |  | sd.gfsg.ps@georgfischer.com | Switzerland | [7 empty] | GF
0010322799 | AT_HVALVE | WST02-401-HV-0106 | C4B | 131242-WST02-DR-P-6015.dgn | BALL_VALVE | WST02 | 401 | FC | HV | 0106 |  | FERRIC CHLORIDE STORAGE TANK 1 LEVEL SWITCH LOW | FERRIC CHLORIDE STORAGE TANK 1 LEVEL SWITCH LOW | NON-HAZARDOUS | ISOLATION | WST02-401-FC-00125-25-CPVC | 1000 | 25 | PN10 | 131242-WSW41-SH-M-1005 | 0 | 0 | 0 | 30 | 30 | 0 | 0 | 100 | NO | CPVC | CPVC | BALL | PTFE |  | SOCKET WELD | Ball Valve 546 Pro |  | GF | GF | www.gfps.com/sg | +65 6747 0611 |  | sd.gfsg.ps@georgfischer.com | Switzerland | [7 empty] | GF
0010322810 | AT_HVALVE | WST02-401-HV-0107 | C4B | 131242-WST02-DR-P-6015.dgn | BALL_VALVE | WST02 | 401 | FC | HV | 0107 |  | FERRIC CHLORIDE STORAGE TANK 1 LEVEL SWITCH LOW DRAIN HAND VALVE | FC STORAGE TANK 1 LSL DRAIN HV | NON-HAZARDOUS | DRAIN | WST02-401-FC-00126-25-CPVC | 1000 | 25 | PN10 | 131242-WSW41-SH-M-1005 | 0 | 0 | 0 | 30 | 30 | 0 | 0 | 100 | NC | CPVC | CPVC | BALL | PTFE |  | SOCKET WELD | Ball Valve 546 Pro |  | GF | GF | www.gfps.com/sg | +65 6747 0611 |  | sd.gfsg.ps@georgfischer.com | Switzerland | [7 empty] | GF
0010322812 | AT_HVALVE | WST02-401-HV-0110 | C4B | 131242-WST02-DR-P-6015.dgn | BALL_VALVE | WST02 | 401 | FC | HV | 0110 |  | FERRIC CHLORIDE STORAGE TANK 1 LEVEL GAUGE | FERRIC CHLORIDE STORAGE TANK 1 LEVEL GAUGE | NON-HAZARDOUS | ISOLATION | WST02-401-FC-00130-25-CPVC | 1000 | 25 | PN10 | 131242-WSW41-SH-M-1005 | 0 | 0 | 0 | 30 | 30 | 0 | 0 | 100 | NO | CPVC | CPVC | BALL | PTFE |  | SOCKET WELD | Ball Valve 546 Pro |  | GF | GF | www.gfps.com/sg | +65 6747 0611 |  | sd.gfsg.ps@georgfischer.com | Switzerland | [7 empty] | GF
0010322805 | AT_HVALVE | WST02-401-HV-0111 | C4B | 131242-WST02-DR-P-6015.dgn | BALL_VALVE | WST02 | 401 | FC | HV | 0111 |  | FERRIC CHLORIDE STORAGE TANK 1 LEVEL GAUGE | FERRIC CHLORIDE STORAGE TANK 1 LEVEL GAUGE | NON-HAZARDOUS | ISOLATION | WST02-401-FC-00131-25-CPVC | 1000 | 25 | PN10 | 131242-WSW41-SH-M-1005 | 0 | 0 | 0 | 30 | 30 | 0 | 0 | 100 | NO | CPVC | CPVC | BALL | PTFE |  | SOCKET WELD | Ball Valve 546 Pro |  | GF | GF | www.gfps.com/sg | +65 6747 0611 |  | sd.gfsg.ps@georgfischer.com | Switzerland | [7 empty] | GF
0010322827 | AT_HVALVE | WST02-401-HV-0112 | C4B | 131242-WST02-DR-P-6015.dgn | BALL_VALVE | WST02 | 401 | FC | HV | 0112 |  | FERRIC CHLORIDE STORAGE TANK 1 LEVEL GAUGE DRAIN | FERRIC CHLORIDE STORAGE TANK 1 LEVEL GAUGE DRAIN | NON-HAZARDOUS | DRAIN | WST02-401-FC-00132-25-CPVC | 1000 | 25 | PN10 | 131242-WSW41-SH-M-1005 | 0 | 0 | 0 | 30 | 30 | 0 | 0 | 100 | NC | CPVC | CPVC | BALL | PTFE |  | SOCKET WELD | Ball Valve 546 Pro |  | GF | GF | www.gfps.com/sg | +65 6747 0611 |  | sd.gfsg.ps@georgfischer.com | Switzerland | [7 empty] | GF
0010322815 | AT_HVALVE | WST02-401-HV-0113 | C4B | 131242-WST02-DR-P-6015.dgn | BALL_VALVE | WST02 | 401 | FC | HV | 0113 |  | FERRIC CHLORIDE STORAGE TANK 1 OUTLET | FERRIC CHLORIDE STORAGE TANK 1 OUTLET | NON-HAZARDOUS | ISOLATION | WST02-401-FC-00104-50-CPVC | 1000 | 50 | PN10 | 131242-WSW41-SH-M-1005 | 43.2 | 16.4 | 200 | 30 | 30 | 0 | 0 | 100 | NO | CPVC | CPVC | BALL | PTFE |  | SOCKET WELD | Ball Valve 546 Pro |  | GF | GF | www.gfps.com/sg | +65 6747 0611 |  | sd.gfsg.ps@georgfischer.com | Switzerland | [7 empty] | GF
0010322830 | AT_HVALVE | WST02-401-HV-0114 | C4B | 131242-WST02-DR-P-6015.dgn | BALL_VALVE | WST02 | 401 | FC | HV | 0114 |  | FERRIC CHLORIDE STORAGE TANK 1 OUTLET SAMPLE POINT | FERRIC CHLORIDE STORAGE TANK 1 OUTLET SAMPLE POINT | NON-HAZARDOUS | SAMPLE | WST02-401-FC-00133-25-CPVC | 1000 | 25 | PN10 | 131242-WSW41-SH-M-1005 | 32.4 | 21.6 | 80 | 30 | 30 | 0 | 0 | 100 | NC | CPVC | CPVC | BALL | PTFE |  | SOCKET WELD | Ball Valve 546 Pro |  | GF | GF | www.gfps.com/sg | +65 6747 0611 |  | sd.gfsg.ps@georgfischer.com | Switzerland | [7 empty] | GF
0010322833 | AT_HVALVE | WST02-401-HV-0115 | C4B | 131242-WST02-DR-P-6015.dgn | BALL_VALVE | WST02 | 401 | FC | HV | 0115 |  | FERRIC CHLORIDE STORAGE TANK 1 OUTLET DRAIN | FERRIC CHLORIDE STORAGE TANK 1 OUTLET DRAIN | NON-HAZARDOUS | DRAIN | WST02-401-FC-00134-15-CPVC | 1000 | 15 | PN10 | 131242-WSW41-SH-M-1005 | 0 | 0 | 0 | 30 | 30 | 0 | 0 | 100 | NC | CPVC | CPVC | BALL | PTFE |  | SOCKET WELD | Ball Valve 546 Pro |  | GF | GF | www.gfps.com/sg | +65 6747 0611 |  | sd.gfsg.ps@georgfischer.com | Switzerland | [7 empty] | GF
0010322819 | AT_HVALVE | WST02-401-HV-0116 | C4B | 131242-WST02-DR-P-6015.dgn | BALL_VALVE | WST02 | 401 | FC | HV | 0116 |  | FERRIC CHLORIDE STORAGE TANK 1 DRAIN | FERRIC CHLORIDE STORAGE TANK 1 DRAIN | NON-HAZARDOUS | DRAIN | WST02-401-FC-00103-50-CPVC | 1000 | 50 | PN10 | 131242-WSW41-SH-M-1005 | 0 | 0 | 40000 | 30 | 30 | 0 | 0 | 100 | NC | CPVC | CPVC | BALL | PTFE |  | SOCKET WELD | Ball Valve 546 Pro |  | GF | GF | www.gfps.com/sg | +65 6747 0611 |  | sd.gfsg.ps@georgfischer.com | Switzerland | [7 empty] | GF
0010322748 | AT_HVALVE | WST02-401-HV-0120 | C4B | 131242-WST02-DR-P-6015.dgn | BALL_VALVE | WST02 | 401 | FC | HV | 0120 |  | FERRIC CHLORIDE DOSING PUMP A SUCTION | FERRIC CHLORIDE DOSING PUMP A SUCTION | NON-HAZARDOUS | ISOLATION | WST02-401-FC-00111-25-CPVC | 1000 | 25 | PN10 | 131242-WSW41-SH-M-1005 | 10.8 | 4.1 | 50 | 30 | 30 | 0 | 0 | 100 | NO | CPVC | CPVC | BALL | PTFE |  | SOCKET WELD | Ball Valve 546 Pro |  | GF | GF | www.gfps.com/sg | +65 6747 0611 |  | sd.gfsg.ps@georgfischer.com | Switzerland | [7 empty] | GF
0010322542 | AT_HVALVE | WST02-401-HV-0121 | C4B | 131242-WST02-DR-P-6015.dgn | BALL_VALVE | WST02 | 401 | FC | HV | 0121 |  | FERRIC CHLORIDE DOSING PUMP A SUCTION CALIBRATION COLUMN HAND VALVE | FC DOSING P A SUCTION CALIBRATION COLUMN HV | NON-HAZARDOUS | ISOLATION | WST02-401-FC-00112-25-CPVC | 1000 | 25 | PN10 | 131242-WSW41-SH-M-1005 | 0 | 0 | 50 | 30 | 30 | 0 | 0 | 100 | NC | CPVC | CPVC | BALL | PTFE |  | SOCKET WELD | Ball Valve 546 Pro |  | GF | GF | www.gfps.com/sg | +65 6747 0611 |  | sd.gfsg.ps@georgfischer.com | Switzerland | [7 empty] | GF
0010322723 | AT_HVALVE | WST02-401-HV-0122 | C4B | 131242-WST02-DR-P-6015.dgn | BALL_VALVE | WST02 | 401 | FC | HV | 0122 |  | FERRIC CHLORIDE DOSING PUMP A SUCTION PIPE DRAIN | FERRIC CHLORIDE DOSING PUMP A SUCTION PIPE DRAIN | NON-HAZARDOUS | DRAIN | WST02-401-FC-00113-15-CPVC | 1000 | 15 | PN10 | 131242-WSW41-SH-M-1005 | 0 | 0 | 0 | 30 | 30 | 0 | 0 | 100 | NC | CPVC | CPVC | BALL | PTFE |  | SOCKET WELD | Ball Valve 546 Pro |  | GF | GF | www.gfps.com/sg | +65 6747 0611 |  | sd.gfsg.ps@georgfischer.com | Switzerland | [7 empty] | GF
0010322656 | AT_HVALVE | WST02-401-HV-0123 | C4B | 131242-WST02-DR-P-6015.dgn | BALL_VALVE | WST02 | 401 | FC | HV | 0123 |  | FERRIC CHLORIDE DOSING PUMP A DISCHARGE PI | FERRIC CHLORIDE DOSING PUMP A DISCHARGE PI | NON-HAZARDOUS | ISOLATION | WST02-401-FC-00115-15-CPVC | 1000 | 15 | PN10 | 131242-WSW41-SH-M-1005 | 0 | 0 | 0 | 30 | 234 | 235 | 235 | 400 | NO | CPVC | CPVC | BALL | PTFE |  | SOCKET WELD | Ball Valve 546 Pro |  | GF | GF | www.gfps.com/sg | +65 6747 0611 |  | sd.gfsg.ps@georgfischer.com | Switzerland | [7 empty] | GF
0010322705 | AT_HVALVE | WST02-401-HV-0124 | C4B | 131242-WST02-DR-P-6015.dgn | BALL_VALVE | WST02 | 401 | FC | HV | 0124 |  | FERRIC CHLORIDE DOSING PUMP A DISCHARGE PIPE DRAIN | FERRIC CHLORIDE DOSING PUMP A DISCHARGE PIPE DRAIN | NON-HAZARDOUS | DRAIN | WST02-401-FC-00117-15-CPVC | 1000 | 15 | PN10 | 131242-WSW41-SH-M-1005 | 0 | 0 | 50 | 30 | 234 | 235 | 235 | 400 | NC | CPVC | CPVC | BALL | PTFE |  | SOCKET WELD | Ball Valve 546 Pro |  | GF | GF | www.gfps.com/sg | +65 6747 0611 |  | sd.gfsg.ps@georgfischer.com | Switzerland | [7 empty] | GF
0010322630 | AT_HVALVE | WST02-401-HV-0125 | C4B | 131242-WST02-DR-P-6015.dgn | BALL_VALVE | WST02 | 401 | FC | HV | 0125 |  | FERRIC CHLORIDE DOSING PUMP A DISCHARGE TO ANAMMOX REACTOR 1 HAND VALVE | FC DOSING P A DISCHARGE TO AMX REACTOR 1 HV | NON-HAZARDOUS | ISOLATION | WST02-401-FC-00114-20-CPVC | 1000 | 20 | PN10 | 131242-WSW41-SH-M-1005 | 10.8 | 4.1 | 50 | 30 | 234 | 235 | 235 | 400 | NO | CPVC | CPVC | BALL | PTFE |  | SOCKET WELD | Ball Valve 546 Pro |  | GF | GF | www.gfps.com/sg | +65 6747 0611 |  | sd.gfsg.ps@georgfischer.com | Switzerland | [7 empty] | GF
0010322749 | AT_HVALVE | WST02-401-HV-0127 | C4B | 131242-WST02-DR-P-6015.dgn | BALL_VALVE | WST02 | 401 | FC | HV | 0127 |  | FERRIC CHLORIDE DOSING PUMP A DISCHARGE DAMPENER HAND VALVE | FC DOSING P A DISCHARGE DAMPENER HV | NON-HAZARDOUS | ISOLATION | WST02-401-FC-00128-15-CPVC | 1000 | 15 | PN10 | 131242-WSW41-SH-M-1005 | 0 | 0 | 0 | 30 | 234 | 235 | 235 | 400 | NO | CPVC | CPVC | BALL | PTFE |  | SOCKET WELD | Ball Valve 546 Pro |  | GF | GF | www.gfps.com/sg | +65 6747 0611 |  | sd.gfsg.ps@georgfischer.com | Switzerland | [7 empty] | GF
0010305013 | AT_HVALVE | WST02-401-HV-0140 | C4B | 131242-WST02-DR-P-6005.dgn | BALL_VALVE | WST02 | 401 | FC | HV | 0140 |  | FERRIC CHLORIDE TO ANAMMOX REACTOR 1 | FERRIC CHLORIDE TO ANAMMOX REACTOR 1 | NON-HAZARDOUS | ISOLATION | WST02-401-FC-00114-20-CPVC | 1000 | 20 | PN10 | 131242-WSW41-SH-M-1005 | 10.8 | 4.1 | 50 | 30 | 234 | 235 | 235 | 400 | NO | CPVC | CPVC | BALL | PTFE |  | SOCKET WELD | Ball Valve 546 Pro |  | GF | GF | www.gfps.com/sg | +65 6747 0611 |  | sd.gfsg.ps@georgfischer.com | Switzerland | [7 empty] | GF
0010331870 | AT_HVALVE | WST02-401-HV-0144 | C4B | 131242-WST02-DR-P-6005.dgn | BALL_VALVE | WST02 | 401 | FC | HV | 0144 |  | FERRIC CHLORIDE DOSING TO ANAMMOX REACTOR 1 LOW POINT LEAK DETECTION DRAIN HAND VALVE | FC DOSING TO AMX REACTOR 1 LPLD DRAIN HV | NON-HAZARDOUS | DRAIN | WST02-401-FC-00152-15-CPVC | 1000 | 15 | PN10 | 131242-WSW41-SH-M-1005 | 0 | 0 | 50 | 30 | 0 | 0 | 0 | 100 | NC | CPVC | CPVC | BALL | PTFE |  | SOCKET WELD | Ball Valve 546 Pro |  | GF | GF | www.gfps.com/sg | +65 6747 0611 |  | sd.gfsg.ps@georgfischer.com | Switzerland | [7 empty] | GF
0010322591 | AT_HVALVE | WST02-401-HV-0202 | C4B | 131242-WST02-DR-P-6015.dgn | BALL_VALVE | WST02 | 401 | FC | HV | 0202 |  | FERRIC CHLORIDE STORAGE TANK 2 LIT | FERRIC CHLORIDE STORAGE TANK 2 LIT | NON-HAZARDOUS | ISOLATION | WST02-401-FC-00221-25-CPVC | 1000 | 25 | PN10 | 131242-WSW41-SH-M-1005 | 0 | 0 | 0 | 30 | 30 | 0 | 0 | 100 | NO | CPVC | CPVC | BALL | PTFE |  | SOCKET WELD | Ball Valve 546 Pro |  | GF | GF | www.gfps.com/sg | +65 6747 0611 |  | sd.gfsg.ps@georgfischer.com | Switzerland | [7 empty] | GF
0010322606 | AT_HVALVE | WST02-401-HV-0203 | C4B | 131242-WST02-DR-P-6015.dgn | BALL_VALVE | WST02 | 401 | FC | HV | 0203 |  | FERRIC CHLORIDE STORAGE TANK 2 LEVEL TRANSMITTER DRAIN HAND VALVE | FC STORAGE TANK 2 LIT DRAIN HV | NON-HAZARDOUS | DRAIN | WST02-401-FC-00222-25-CPVC | 1000 | 25 | PN10 | 131242-WSW41-SH-M-1005 | 0 | 0 | 0 | 30 | 30 | 0 | 0 | 100 | NC | CPVC | CPVC | BALL | PTFE |  | SOCKET WELD | Ball Valve 546 Pro |  | GF | GF | www.gfps.com/sg | +65 6747 0611 |  | sd.gfsg.ps@georgfischer.com | Switzerland | [7 empty] | GF
0010322598 | AT_HVALVE | WST02-401-HV-0204 | C4B | 131242-WST02-DR-P-6015.dgn | BALL_VALVE | WST02 | 401 | FC | HV | 0204 |  | FERRIC CHLORIDE STORAGE TANK 2 LEVEL SWITCH HIGH HIGH HAND VALVE | FC STORAGE TANK 2 LSHH HV | NON-HAZARDOUS | ISOLATION | WST02-401-FC-00223-25-CPVC | 1000 | 25 | PN10 | 131242-WSW41-SH-M-1005 | 0 | 0 | 0 | 30 | 30 | 0 | 0 | 100 | NO | CPVC | CPVC | BALL | PTFE |  | SOCKET WELD | Ball Valve 546 Pro |  | GF | GF | www.gfps.com/sg | +65 6747 0611 |  | sd.gfsg.ps@georgfischer.com | Switzerland | [7 empty] | GF
0010322605 | AT_HVALVE | WST02-401-HV-0205 | C4B | 131242-WST02-DR-P-6015.dgn | BALL_VALVE | WST02 | 401 | FC | HV | 0205 |  | FERRIC CHLORIDE STORAGE TANK 2 LEVEL SWITCH HIGH HIGH DRAIN | FC STORAGE TANK 2 LSHH DRAIN | NON-HAZARDOUS | DRAIN | WST02-401-FC-00224-25-CPVC | 1000 | 25 | PN10 | 131242-WSW41-SH-M-1005 | 0 | 0 | 0 | 30 | 30 | 0 | 0 | 100 | NC | CPVC | CPVC | BALL | PTFE |  | SOCKET WELD | Ball Valve 546 Pro |  | GF | GF | www.gfps.com/sg | +65 6747 0611 |  | sd.gfsg.ps@georgfischer.com | Switzerland | [7 empty] | GF
0010322603 | AT_HVALVE | WST02-401-HV-0206 | C4B | 131242-WST02-DR-P-6015.dgn | BALL_VALVE | WST02 | 401 | FC | HV | 0206 |  | FERRIC CHLORIDE STORAGE TANK 2 LEVEL SWITCH LOW | FERRIC CHLORIDE STORAGE TANK 2 LEVEL SWITCH LOW | NON-HAZARDOUS | ISOLATION | WST02-401-FC-00225-25-CPVC | 1000 | 25 | PN10 | 131242-WSW41-SH-M-1005 | 0 | 0 | 0 | 30 | 30 | 0 | 0 | 100 | NO | CPVC | CPVC | BALL | PTFE |  | SOCKET WELD | Ball Valve 546 Pro |  | GF | GF | www.gfps.com/sg | +65 6747 0611 |  | sd.gfsg.ps@georgfischer.com | Switzerland | [7 empty] | GF
0010322604 | AT_HVALVE | WST02-401-HV-0207 | C4B | 131242-WST02-DR-P-6015.dgn | BALL_VALVE | WST02 | 401 | FC | HV | 0207 |  | FERRIC CHLORIDE STORAGE TANK 2 LEVEL SWITCH LOW DRAIN HAND VALVE | FC STORAGE TANK 2 LSL DRAIN HV | NON-HAZARDOUS | DRAIN | WST02-401-FC-00226-25-CPVC | 1000 | 25 | PN10 | 131242-WSW41-SH-M-1005 | 0 | 0 | 0 | 30 | 30 | 0 | 0 | 100 | NC | CPVC | CPVC | BALL | PTFE |  | SOCKET WELD | Ball Valve 546 Pro |  | GF | GF | www.gfps.com/sg | +65 6747 0611 |  | sd.gfsg.ps@georgfischer.com | Switzerland | [7 empty] | GF
0010322556 | AT_HVALVE | WST02-401-HV-0210 | C4B | 131242-WST02-DR-P-6015.dgn | BALL_VALVE | WST02 | 401 | FC | HV | 0210 |  | FERRIC CHLORIDE STORAGE TANK 2 LEVEL GAUGE | FERRIC CHLORIDE STORAGE TANK 2 LEVEL GAUGE | NON-HAZARDOUS | ISOLATION | WST02-401-FC-00230-25-CPVC | 1000 | 25 | PN10 | 131242-WSW41-SH-M-1005 | 0 | 0 | 0 | 30 | 30 | 0 | 0 | 100 | NO | CPVC | CPVC | BALL | PTFE |  | SOCKET WELD | Ball Valve 546 Pro |  | GF | GF | www.gfps.com/sg | +65 6747 0611 |  | sd.gfsg.ps@georgfischer.com | Switzerland | [7 empty] | GF
0010322563 | AT_HVALVE | WST02-401-HV-0211 | C4B | 131242-WST02-DR-P-6015.dgn | BALL_VALVE | WST02 | 401 | FC | HV | 0211 |  | FERRIC CHLORIDE STORAGE TANK 2 LEVEL GAUGE | FERRIC CHLORIDE STORAGE TANK 2 LEVEL GAUGE | NON-HAZARDOUS | ISOLATION | WST02-401-FC-00231-25-CPVC | 1000 | 25 | PN10 | 131242-WSW41-SH-M-1005 | 0 | 0 | 0 | 30 | 30 | 0 | 0 | 100 | NO | CPVC | CPVC | BALL | PTFE |  | SOCKET WELD | Ball Valve 546 Pro |  | GF | GF | www.gfps.com/sg | +65 6747 0611 |  | sd.gfsg.ps@georgfischer.com | Switzerland | [7 empty] | GF
0010322561 | AT_HVALVE | WST02-401-HV-0212 | C4B | 131242-WST02-DR-P-6015.dgn | BALL_VALVE | WST02 | 401 | FC | HV | 0212 |  | FERRIC CHLORIDE STORAGE TANK 2 LEVEL GAUGE DRAIN | FERRIC CHLORIDE STORAGE TANK 2 LEVEL GAUGE DRAIN | NON-HAZARDOUS | DRAIN | WST02-401-FC-00232-25-CPVC | 1000 | 25 | PN10 | 131242-WSW41-SH-M-1005 | 0 | 0 | 0 | 30 | 30 | 0 | 0 | 100 | NC | CPVC | CPVC | BALL | PTFE |  | SOCKET WELD | Ball Valve 546 Pro |  | GF | GF | www.gfps.com/sg | +65 6747 0611 |  | sd.gfsg.ps@georgfischer.com | Switzerland | [7 empty] | GF
0010322480 | AT_HVALVE | WST02-401-HV-0213 | C4B | 131242-WST02-DR-P-6015.dgn | BALL_VALVE | WST02 | 401 | FC | HV | 0213 |  | FERRIC CHLORIDE STORAGE TANK 2 OUTLET | FERRIC CHLORIDE STORAGE TANK 2 OUTLET | NON-HAZARDOUS | ISOLATION | WST02-401-FC-00204-50-CPVC | 1000 | 50 | PN10 | 131242-WSW41-SH-M-1005 | 43.2 | 16.4 | 200 | 30 | 30 | 0 | 0 | 100 | NO | CPVC | CPVC | BALL | PTFE |  | SOCKET WELD | Ball Valve 546 Pro |  | GF | GF | www.gfps.com/sg | +65 6747 0611 |  | sd.gfsg.ps@georgfischer.com | Switzerland | [7 empty] | GF
0010322490 | AT_HVALVE | WST02-401-HV-0214 | C4B | 131242-WST02-DR-P-6015.dgn | BALL_VALVE | WST02 | 401 | FC | HV | 0214 |  | FERRIC CHLORIDE DISCHRGE LINE SAMPLING HAND VALVE | FERRIC CHLORIDE DISCHRGE LINE SAMPLING HAND VALVE | NON-HAZARDOUS | SAMPLE | WST02-401-FC-00233-25-CPVC | 1000 | 25 | PN10 | 131242-WSW41-SH-M-1005 | 32.4 | 21.6 | 80 | 30 | 30 | 0 | 0 | 100 | NC | CPVC | CPVC | BALL | PTFE |  | SOCKET WELD | Ball Valve 546 Pro |  | GF | GF | www.gfps.com/sg | +65 6747 0611 |  | sd.gfsg.ps@georgfischer.com | Switzerland | [7 empty] | GF
0010322486 | AT_HVALVE | WST02-401-HV-0215 | C4B | 131242-WST02-DR-P-6015.dgn | BALL_VALVE | WST02 | 401 | FC | HV | 0215 |  | FERRIC CHLORIDE DISCHARGE LINE DRAIN VALVE | FERRIC CHLORIDE DISCHARGE LINE DRAIN VALVE | NON-HAZARDOUS | DRAIN | WST02-401-FC-00234-15-CPVC | 1000 | 15 | PN10 | 131242-WSW41-SH-M-1005 | 0 | 0 | 0 | 30 | 30 | 0 | 0 | 100 | NC | CPVC | CPVC | BALL | PTFE |  | SOCKET WELD | Ball Valve 546 Pro |  | GF | GF | www.gfps.com/sg | +65 6747 0611 |  | sd.gfsg.ps@georgfischer.com | Switzerland | [7 empty] | GF
0010322569 | AT_HVALVE | WST02-401-HV-0216 | C4B | 131242-WST02-DR-P-6015.dgn | BALL_VALVE | WST02 | 401 | FC | HV | 0216 |  | FERRIC CHLORIDE STORAGE TANK 2 DRAIN | FERRIC CHLORIDE STORAGE TANK 2 DRAIN | NON-HAZARDOUS | DRAIN | WST02-401-FC-00203-50-CPVC | 1000 | 50 | PN10 | 131242-WSW41-SH-M-1005 | 0 | 0 | 40000 | 30 | 30 | 0 | 0 | 100 | NC | CPVC | CPVC | BALL | PTFE |  | SOCKET WELD | Ball Valve 546 Pro |  | GF | GF | www.gfps.com/sg | +65 6747 0611 |  | sd.gfsg.ps@georgfischer.com | Switzerland | [7 empty] | GF
0010322513 | AT_HVALVE | WST02-401-HV-0220 | C4B | 131242-WST02-DR-P-6015.dgn | BALL_VALVE | WST02 | 401 | FC | HV | 0220 |  | FERRIC CHLORIDE DOSING PUMP B SUCTION | FERRIC CHLORIDE DOSING PUMP B SUCTION | NON-HAZARDOUS | ISOLATION | WST02-401-FC-00211-25-CPVC | 1000 | 25 | PN10 | 131242-WSW41-SH-M-1005 | 10.8 | 4.1 | 50 | 30 | 30 | 0 | 0 | 100 | NO | CPVC | CPVC | BALL | PTFE |  | SOCKET WELD | Ball Valve 546 Pro |  | GF | GF | www.gfps.com/sg | +65 6747 0611 |  | sd.gfsg.ps@georgfischer.com | Switzerland | [7 empty] | GF
0010322543 | AT_HVALVE | WST02-401-HV-0221 | C4B | 131242-WST02-DR-P-6015.dgn | BALL_VALVE | WST02 | 401 | FC | HV | 0221 |  | FERRIC CHLORIDE DOSING PUMP B SUCTION CALIBRATION COLUMN HAND VALVE | FC DOSING P B SUCTION CALIBRATION COLUMN HV | NON-HAZARDOUS | ISOLATION | WST02-401-FC-00212-25-CPVC | 1000 | 25 | PN10 | 131242-WSW41-SH-M-1005 | 0 | 0 | 0 | 30 | 30 | 0 | 0 | 100 | NC | CPVC | CPVC | BALL | PTFE |  | SOCKET WELD | Ball Valve 546 Pro |  | GF | GF | www.gfps.com/sg | +65 6747 0611 |  | sd.gfsg.ps@georgfischer.com | Switzerland | [7 empty] | GF
0010322487 | AT_HVALVE | WST02-401-HV-0222 | C4B | 131242-WST02-DR-P-6015.dgn | BALL_VALVE | WST02 | 401 | FC | HV | 0222 |  | FERRIC CHLORIDE DOSING PUMP B SUCTION PIPE DRAIN | FERRIC CHLORIDE DOSING PUMP B SUCTION PIPE DRAIN | NON-HAZARDOUS | DRAIN | WST02-401-FC-00213-15-CPVC | 1000 | 15 | PN10 | 131242-WSW41-SH-M-1005 | 0 | 0 | 0 | 30 | 30 | 0 | 0 | 100 | NC | CPVC | CPVC | BALL | PTFE |  | SOCKET WELD | Ball Valve 546 Pro |  | GF | GF | www.gfps.com/sg | +65 6747 0611 |  | sd.gfsg.ps@georgfischer.com | Switzerland | [7 empty] | GF
0010322660 | AT_HVALVE | WST02-401-HV-0223 | C4B | 131242-WST02-DR-P-6015.dgn | BALL_VALVE | WST02 | 401 | FC | HV | 0223 |  | FERRIC CHLORIDE DOSING PUMP B DISCHARGE PI | FERRIC CHLORIDE DOSING PUMP B DISCHARGE PI | NON-HAZARDOUS | ISOLATION | WST02-401-FC-00215-15-CPVC | 1000 | 15 | PN10 | 131242-WSW41-SH-M-1005 | 0 | 0 | 0 | 30 | 234 | 235 | 235 | 400 | NO | CPVC | CPVC | BALL | PTFE |  | SOCKET WELD | Ball Valve 546 Pro |  | GF | GF | www.gfps.com/sg | +65 6747 0611 |  | sd.gfsg.ps@georgfischer.com | Switzerland | [7 empty] | GF
0010322706 | AT_HVALVE | WST02-401-HV-0224 | C4B | 131242-WST02-DR-P-6015.dgn | BALL_VALVE | WST02 | 401 | FC | HV | 0224 |  | FERRIC CHLORIDE DOSING PUMP B DISCHARGE PIPE DRAIN | FERRIC CHLORIDE DOSING PUMP B DISCHARGE PIPE DRAIN | NON-HAZARDOUS | DRAIN | WST02-401-FC-00217-15-CPVC | 1000 | 15 | PN10 | 131242-WSW41-SH-M-1005 | 0 | 0 | 50 | 30 | 234 | 235 | 235 | 400 | NC | CPVC | CPVC | BALL | PTFE |  | SOCKET WELD | Ball Valve 546 Pro |  | GF | GF | www.gfps.com/sg | +65 6747 0611 |  | sd.gfsg.ps@georgfischer.com | Switzerland | [7 empty] | GF
0010322747 | AT_HVALVE | WST02-401-HV-0225 | C4B | 131242-WST02-DR-P-6015.dgn | BALL_VALVE | WST02 | 401 | FC | HV | 0225 |  | FERRIC CHLORIDE DOSING PUMP B DISCHARGE TO ANAMMOX REACTOR 2 HAND VALVE | FC DOSING P B DISCHARGE TO AMX REACTOR 2 HV | NON-HAZARDOUS | ISOLATION | WST02-401-FC-00214-20-CPVC | 1000 | 20 | PN10 | 131242-WSW41-SH-M-1005 | 10.8 | 4.1 | 50 | 30 | 234 | 235 | 235 | 400 | NO | CPVC | CPVC | BALL | PTFE |  | SOCKET WELD | Ball Valve 546 Pro |  | GF | GF | www.gfps.com/sg | +65 6747 0611 |  | sd.gfsg.ps@georgfischer.com | Switzerland | [7 empty] | GF
0010322838 | AT_HVALVE | WST02-401-HV-0227 | C4B | 131242-WST02-DR-P-6015.dgn | BALL_VALVE | WST02 | 401 | FC | HV | 0227 |  | FERRIC CHLORIDE DOSING PUMP B DISCHARGE DAMPENER HAND VALVE | FC DOSING P B DISCHARGE DAMPENER HV | NON-HAZARDOUS | ISOLATION | WST02-401-FC-00228-15-CPVC | 1000 | 15 | PN10 | 131242-WSW41-SH-M-1005 | 0 | 0 | 0 | 30 | 234 | 235 | 235 | 400 | NO | CPVC | CPVC | BALL | PTFE |  | SOCKET WELD | Ball Valve 546 Pro |  | GF | GF | www.gfps.com/sg | +65 6747 0611 |  | sd.gfsg.ps@georgfischer.com | Switzerland | [7 empty] | GF
0010293897 | AT_HVALVE | WST02-401-HV-0240 | C4B | 131242-WST02-DR-P-6006.dgn | BALL_VALVE | WST02 | 401 | FC | HV | 0240 |  | FERRIC CHLORIDE TO ANAMMOX REACTOR 2 | FERRIC CHLORIDE TO ANAMMOX REACTOR 2 | NON-HAZARDOUS | ISOLATION | WST02-401-FC-00214-20-CPVC | 1000 | 20 | PN10 | 131242-WSW41-SH-M-1005 | 10.8 | 4.1 | 50 | 30 | 234 | 235 | 235 | 400 | NO | CPVC | CPVC | BALL | PTFE |  | SOCKET WELD | Ball Valve 546 Pro |  | GF | GF | www.gfps.com/sg | +65 6747 0611 |  | sd.gfsg.ps@georgfischer.com | Switzerland | [7 empty] | GF
0010331913 | AT_HVALVE | WST02-401-HV-0244 | C4B | 131242-WST02-DR-P-6006.dgn | BALL_VALVE | WST02 | 401 | FC | HV | 0244 |  | FERRIC CHLORIDE DOSING TO ANAMMOX REACTOR 2 LOW POINT LEAK DETECTION DRAIN HAND VALVE | FC DOSING TO AMX REACTOR 2 LPLD DRAIN HV | NON-HAZARDOUS | DRAIN | WST02-401-FC-00252-15-CPVC | 1000 | 15 | PN10 | 131242-WSW41-SH-M-1005 | 0 | 0 | 50 | 30 | 0 | 0 | 0 | 100 | NC | CPVC | CPVC | BALL | PTFE |  | SOCKET WELD | Ball Valve 546 Pro |  | GF | GF | www.gfps.com/sg | +65 6747 0611 |  | sd.gfsg.ps@georgfischer.com | Switzerland | [7 empty] | GF
0010322520 | AT_HVALVE | WST02-401-HV-0320 | C4B | 131242-WST02-DR-P-6015.dgn | BALL_VALVE | WST02 | 401 | FC | HV | 0320 |  | FERRIC CHLORIDE DOSING PUMP C SUCTION | FERRIC CHLORIDE DOSING PUMP C SUCTION | NON-HAZARDOUS | ISOLATION | WST02-401-FC-00311-25-CPVC | 1000 | 25 | PN10 | 131242-WSW41-SH-M-1005 | 10.8 | 4.1 | 50 | 30 | 30 | 0 | 0 | 100 | NO | CPVC | CPVC | BALL | PTFE |  | SOCKET WELD | Ball Valve 546 Pro |  | GF | GF | www.gfps.com/sg | +65 6747 0611 |  | sd.gfsg.ps@georgfischer.com | Switzerland | [7 empty] | GF
0010322546 | AT_HVALVE | WST02-401-HV-0321 | C4B | 131242-WST02-DR-P-6015.dgn | BALL_VALVE | WST02 | 401 | FC | HV | 0321 |  | FERRIC CHLORIDE DOSING PUMP C SUCTION CALIBRATION COLUMN HAND VALVE | FC DOSING P C SUCTION CALIBRATION COLUMN HV | NON-HAZARDOUS | ISOLATION | WST02-401-FC-00312-25-CPVC | 1000 | 25 | PN10 | 131242-WSW41-SH-M-1005 | 0 | 0 | 0 | 30 | 30 | 0 | 0 | 100 | NC | CPVC | CPVC | BALL | PTFE |  | SOCKET WELD | Ball Valve 546 Pro |  | GF | GF | www.gfps.com/sg | +65 6747 0611 |  | sd.gfsg.ps@georgfischer.com | Switzerland | [7 empty] | GF
0010322699 | AT_HVALVE | WST02-401-HV-0322 | C4B | 131242-WST02-DR-P-6015.dgn | BALL_VALVE | WST02 | 401 | FC | HV | 0322 |  | FERRIC CHLORIDE DOSING PUMP C SUCTION PIPE DRAIN | FERRIC CHLORIDE DOSING PUMP C SUCTION PIPE DRAIN | NON-HAZARDOUS | DRAIN | WST02-401-FC-00313-15-CPVC | 1000 | 15 | PN10 | 131242-WSW41-SH-M-1005 | 0 | 0 | 0 | 30 | 30 | 0 | 0 | 100 | NC | CPVC | CPVC | BALL | PTFE |  | SOCKET WELD | Ball Valve 546 Pro |  | GF | GF | www.gfps.com/sg | +65 6747 0611 |  | sd.gfsg.ps@georgfischer.com | Switzerland | [7 empty] | GF
0010322664 | AT_HVALVE | WST02-401-HV-0323 | C4B | 131242-WST02-DR-P-6015.dgn | BALL_VALVE | WST02 | 401 | FC | HV | 0323 |  | FERRIC CHLORIDE DOSING PUMP C DISCHARGE PI | FERRIC CHLORIDE DOSING PUMP C DISCHARGE PI | NON-HAZARDOUS | ISOLATION | WST02-401-FC-00315-15-CPVC | 1000 | 15 | PN10 | 131242-WSW41-SH-M-1005 | 0 | 0 | 0 | 30 | 234 | 235 | 235 | 400 | NO | CPVC | CPVC | BALL | PTFE |  | SOCKET WELD | Ball Valve 546 Pro |  | GF | GF | www.gfps.com/sg | +65 6747 0611 |  | sd.gfsg.ps@georgfischer.com | Switzerland | [7 empty] | GF
0010322709 | AT_HVALVE | WST02-401-HV-0324 | C4B | 131242-WST02-DR-P-6015.dgn | BALL_VALVE | WST02 | 401 | FC | HV | 0324 |  | FERRIC CHLORIDE DOSING PUMP C DISCHARGE PIPE DRAIN | FERRIC CHLORIDE DOSING PUMP C DISCHARGE PIPE DRAIN | NON-HAZARDOUS | DRAIN | WST02-401-FC-00317-15-CPVC | 1000 | 15 | PN10 | 131242-WSW41-SH-M-1005 | 0 | 0 | 0 | 30 | 234 | 235 | 235 | 400 | NC | CPVC | CPVC | BALL | PTFE |  | SOCKET WELD | Ball Valve 546 Pro |  | GF | GF | www.gfps.com/sg | +65 6747 0611 |  | sd.gfsg.ps@georgfischer.com | Switzerland | [7 empty] | GF
0010322735 | AT_HVALVE | WST02-401-HV-0325 | C4B | 131242-WST02-DR-P-6015.dgn | BALL_VALVE | WST02 | 401 | FC | HV | 0325 |  | FERRIC CHLORIDE DOSING PUMP C DISCHARGE TO ANAMMOX REACTOR 3 HAND VALVE | FC DOSING P C DISCHARGE TO AMX REACTOR 3 HV | NON-HAZARDOUS | ISOLATION | WST02-401-FC-00314-20-CPVC | 1000 | 20 | PN10 | 131242-WSW41-SH-M-1005 | 10.8 | 4.1 | 50 | 30 | 234 | 235 | 235 | 400 | NO | CPVC | CPVC | BALL | PTFE |  | SOCKET WELD | Ball Valve 546 Pro |  | GF | GF | www.gfps.com/sg | +65 6747 0611 |  | sd.gfsg.ps@georgfischer.com | Switzerland | [7 empty] | GF
0010322860 | AT_HVALVE | WST02-401-HV-0327 | C4B | 131242-WST02-DR-P-6015.dgn | BALL_VALVE | WST02 | 401 | FC | HV | 0327 |  | FERRIC CHLORIDE DOSING PUMP C DISCHARGE DAMPENER HAND VALVE | FC DOSING P C DISCHARGE DAMPENER HV | NON-HAZARDOUS | ISOLATION | WST02-401-FC-00328-15-CPVC | 1000 | 15 | PN10 | 131242-WSW41-SH-M-1005 | 0 | 0 | 0 | 30 | 234 | 235 | 235 | 400 | NO | CPVC | CPVC | BALL | PTFE |  | SOCKET WELD | Ball Valve 546 Pro |  | GF | GF | www.gfps.com/sg | +65 6747 0611 |  | sd.gfsg.ps@georgfischer.com | Switzerland | [7 empty] | GF
0010294247 | AT_HVALVE | WST02-401-HV-0340 | C4B | 131242-WST02-DR-P-6007.dgn | BALL_VALVE | WST02 | 401 | FC | HV | 0340 |  | FERRIC CHLORIDE TO ANAMMOX REACTOR 3 CHECK VALVE | FERRIC CHLORIDE TO ANAMMOX REACTOR 3 CHECK VALVE | NON-HAZARDOUS | ISOLATION | WST02-401-FC-00314-20-CPVC | 1000 | 20 | PN10 | 131242-WSW41-SH-M-1005 | 10.8 | 4.1 | 50 | 30 | 234 | 235 | 235 | 400 | NO | CPVC | CPVC | BALL | PTFE |  | SOCKET WELD | Ball Valve 546 Pro |  | GF | GF | www.gfps.com/sg | +65 6747 0611 |  | sd.gfsg.ps@georgfischer.com | Switzerland | [7 empty] | GF
0010335945 | AT_HVALVE | WST02-401-HV-0344 | C4B | 131242-WST02-DR-P-6007.dgn | BALL_VALVE | WST02 | 401 | FC | HV | 0344 |  | FERRIC CHLORIDE DOSING TO ANAMMOX REACTOR 3 LOW POINT LEAK DETECTION DRAIN HAND VALVE | FC DOSING TO AMX REACTOR 3 LPLD DRAIN HV | NON-HAZARDOUS | DRAIN | WST02-401-FC-00352-15-CPVC | 1000 | 15 | PN10 | 131242-WSW41-SH-M-1005 | 0 | 0 | 50 | 30 | 0 | 0 | 0 | 100 | NC | CPVC | CPVC | BALL | PTFE |  | SOCKET WELD | Ball Valve 546 Pro |  | GF | GF | www.gfps.com/sg | +65 6747 0611 |  | sd.gfsg.ps@georgfischer.com | Switzerland | [7 empty] | GF
0010322525 | AT_HVALVE | WST02-401-HV-0420 | C4B | 131242-WST02-DR-P-6015.dgn | BALL_VALVE | WST02 | 401 | FC | HV | 0420 |  | FERRIC CHLORIDE DOSING PUMP D SUCTION | FERRIC CHLORIDE DOSING PUMP D SUCTION | NON-HAZARDOUS | ISOLATION | WST02-401-FC-00411-25-CPVC | 1000 | 25 | PN10 | 131242-WSW41-SH-M-1005 | 10.8 | 4.1 | 50 | 30 | 30 | 0 | 0 | 100 | NO | CPVC | CPVC | BALL | PTFE |  | SOCKET WELD | Ball Valve 546 Pro |  | GF | GF | www.gfps.com/sg | +65 6747 0611 |  | sd.gfsg.ps@georgfischer.com | Switzerland | [7 empty] | GF
0010322547 | AT_HVALVE | WST02-401-HV-0421 | C4B | 131242-WST02-DR-P-6015.dgn | BALL_VALVE | WST02 | 401 | FC | HV | 0421 |  | FERRIC CHLORIDE DOSING PUMP D SUCTION CALIBRATION COLUMN HAND VALVE | FC DOSING P D SUCTION CALIBRATION COLUMN HV | NON-HAZARDOUS | ISOLATION | WST02-401-FC-00412-25-CPVC | 1000 | 25 | PN10 | 131242-WSW41-SH-M-1005 | 0 | 0 | 0 | 30 | 30 | 0 | 0 | 100 | NC | CPVC | CPVC | BALL | PTFE |  | SOCKET WELD | Ball Valve 546 Pro |  | GF | GF | www.gfps.com/sg | +65 6747 0611 |  | sd.gfsg.ps@georgfischer.com | Switzerland | [7 empty] | GF
0010322470 | AT_HVALVE | WST02-401-HV-0422 | C4B | 131242-WST02-DR-P-6015.dgn | BALL_VALVE | WST02 | 401 | FC | HV | 0422 |  | FERRIC CHLORIDE DOSING PUMP D SUCTION PIPE DRAIN | FERRIC CHLORIDE DOSING PUMP D SUCTION PIPE DRAIN | NON-HAZARDOUS | DRAIN | WST02-401-FC-00413-15-CPVC | 1000 | 15 | PN10 | 131242-WSW41-SH-M-1005 | 0 | 0 | 0 | 30 | 30 | 0 | 0 | 100 | NC | CPVC | CPVC | BALL | PTFE |  | SOCKET WELD | Ball Valve 546 Pro |  | GF | GF | www.gfps.com/sg | +65 6747 0611 |  | sd.gfsg.ps@georgfischer.com | Switzerland | [7 empty] | GF
0010322668 | AT_HVALVE | WST02-401-HV-0423 | C4B | 131242-WST02-DR-P-6015.dgn | BALL_VALVE | WST02 | 401 | FC | HV | 0423 |  | FERRIC CHLORIDE DOSING PUMP D DISCHARGE PI | FERRIC CHLORIDE DOSING PUMP D DISCHARGE PI | NON-HAZARDOUS | ISOLATION | WST02-401-FC-00415-15-CPVC | 1000 | 15 | PN10 | 131242-WSW41-SH-M-1005 | 0 | 0 | 0 | 30 | 234 | 235 | 235 | 400 | NO | CPVC | CPVC | BALL | PTFE |  | SOCKET WELD | Ball Valve 546 Pro |  | GF | GF | www.gfps.com/sg | +65 6747 0611 |  | sd.gfsg.ps@georgfischer.com | Switzerland | [7 empty] | GF
0010322712 | AT_HVALVE | WST02-401-HV-0424 | C4B | 131242-WST02-DR-P-6015.dgn | BALL_VALVE | WST02 | 401 | FC | HV | 0424 |  | FERRIC CHLORIDE DOSING PUMP D DISCHARGE PIPE DRAIN | FERRIC CHLORIDE DOSING PUMP D DISCHARGE PIPE DRAIN | NON-HAZARDOUS | DRAIN | WST02-401-FC-00417-15-CPVC | 1000 | 15 | PN10 | 131242-WSW41-SH-M-1005 | 0 | 0 | 0 | 30 | 234 | 235 | 235 | 400 | NC | CPVC | CPVC | BALL | PTFE |  | SOCKET WELD | Ball Valve 546 Pro |  | GF | GF | www.gfps.com/sg | +65 6747 0611 |  | sd.gfsg.ps@georgfischer.com | Switzerland | [7 empty] | GF
0010322704 | AT_HVALVE | WST02-401-HV-0425 | C4B | 131242-WST02-DR-P-6015.dgn | BALL_VALVE | WST02 | 401 | FC | HV | 0425 |  | FERRIC CHLORIDE DOSING PUMP D DISCHARGE TO ANAMMOX REACTOR 4 HAND VALVE | FC DOSING P D DISCHARGE TO AMX REACTOR 4 HV | NON-HAZARDOUS | ISOLATION | WST02-401-FC-00414-20-CPVC | 1000 | 20 | PN10 | 131242-WSW41-SH-M-1005 | 10.8 | 4.1 | 50 | 30 | 234 | 235 | 235 | 400 | NO | CPVC | CPVC | BALL | PTFE |  | SOCKET WELD | Ball Valve 546 Pro |  | GF | GF | www.gfps.com/sg | +65 6747 0611 |  | sd.gfsg.ps@georgfischer.com | Switzerland | [7 empty] | GF
0010322861 | AT_HVALVE | WST02-401-HV-0427 | C4B | 131242-WST02-DR-P-6015.dgn | BALL_VALVE | WST02 | 401 | FC | HV | 0427 |  | FERRIC CHLORIDE DOSING PUMP D DISCHARGE DAMPENER HAND VALVE | FC DOSING P D DISCHARGE DAMPENER HV | NON-HAZARDOUS | ISOLATION | WST02-401-FC-00428-15-CPVC | 1000 | 15 | PN10 | 131242-WSW41-SH-M-1005 | 0 | 0 | 0 | 30 | 234 | 235 | 235 | 400 | NO | CPVC | CPVC | BALL | PTFE |  | SOCKET WELD | Ball Valve 546 Pro |  | GF | GF | www.gfps.com/sg | +65 6747 0611 |  | sd.gfsg.ps@georgfischer.com | Switzerland | [7 empty] | GF
0010299072 | AT_HVALVE | WST02-401-HV-0440 | C4B | 131242-WST02-DR-P-6008.dgn | BALL_VALVE | WST02 | 401 | FC | HV | 0440 |  | FERRIC CHLORIDE TO ANAMMOX REACTOR 4 CHECK VALVE | FERRIC CHLORIDE TO ANAMMOX REACTOR 4 CHECK VALVE | NON-HAZARDOUS | ISOLATION | WST02-401-FC-00414-20-CPVC | 1000 | 20 | PN10 | 131242-WSW41-SH-M-1005 | 10.8 | 4.1 | 50 | 30 | 234 | 235 | 235 | 400 | NO | CPVC | CPVC | BALL | PTFE |  | SOCKET WELD | Ball Valve 546 Pro |  | GF | GF | www.gfps.com/sg | +65 6747 0611 |  | sd.gfsg.ps@georgfischer.com | Switzerland | [7 empty] | GF
0010332118 | AT_HVALVE | WST02-401-HV-0444 | C4B | 131242-WST02-DR-P-6008.dgn | BALL_VALVE | WST02 | 401 | FC | HV | 0444 |  | FERRIC CHLORIDE DOSING TO ANAMMOX REACTOR 4 LOW POINT LEAK DETECTION DRAIN HAND VALVE | FC DOSING TO AMX REACTOR 4 LPLD DRAIN HV | NON-HAZARDOUS | DRAIN | WST02-401-FC-00452-15-CPVC | 1000 | 15 | PN10 | 131242-WSW41-SH-M-1005 | 0 | 0 | 50 | 30 | 0 | 0 | 0 | 100 | NC | CPVC | CPVC | BALL | PTFE |  | SOCKET WELD | Ball Valve 546 Pro |  | GF | GF | www.gfps.com/sg | +65 6747 0611 |  | sd.gfsg.ps@georgfischer.com | Switzerland | [7 empty] | GF
0010322744 | AT_HVALVE | WST02-401-HV-0520 | C4B | 131242-WST02-DR-P-6015.dgn | BALL_VALVE | WST02 | 401 | FC | HV | 0520 |  | FERRIC CHLORIDE DOSING PUMP E SUCTION | FERRIC CHLORIDE DOSING PUMP E SUCTION | NON-HAZARDOUS | ISOLATION | WST02-401-FC-00511-25-CPVC | 1000 | 25 | PN10 | 131242-WSW41-SH-M-1005 | 10.8 | 4.1 | 50 | 30 | 30 | 0 | 0 | 100 | NO | CPVC | CPVC | BALL | PTFE |  | SOCKET WELD | Ball Valve 546 Pro |  | GF | GF | www.gfps.com/sg | +65 6747 0611 |  | sd.gfsg.ps@georgfischer.com | Switzerland | [7 empty] | GF
0010322540 | AT_HVALVE | WST02-401-HV-0521 | C4B | 131242-WST02-DR-P-6015.dgn | BALL_VALVE | WST02 | 401 | FC | HV | 0521 |  | FERRIC CHLORIDE DOSING PUMP E SUCTION CALIBRATION COLUMN HAND VALVE | FC DOSING P E SUCTION CALIBRATION COLUMN HV | NON-HAZARDOUS | ISOLATION | WST02-401-FC-00512-25-CPVC | 1000 | 25 | PN10 | 131242-WSW41-SH-M-1005 | 0 | 0 | 0 | 30 | 30 | 0 | 0 | 100 | NC | CPVC | CPVC | BALL | PTFE |  | SOCKET WELD | Ball Valve 546 Pro |  | GF | GF | www.gfps.com/sg | +65 6747 0611 |  | sd.gfsg.ps@georgfischer.com | Switzerland | [7 empty] | GF
0010322724 | AT_HVALVE | WST02-401-HV-0522 | C4B | 131242-WST02-DR-P-6015.dgn | BALL_VALVE | WST02 | 401 | FC | HV | 0522 |  | FERRIC CHLORIDE DOSING PUMP E SUCTION PIPE DRAIN | FERRIC CHLORIDE DOSING PUMP E SUCTION PIPE DRAIN | NON-HAZARDOUS | DRAIN | WST02-401-FC-00513-15-CPVC | 1000 | 15 | PN10 | 131242-WSW41-SH-M-1005 | 0 | 0 | 0 | 30 | 30 | 0 | 0 | 100 | NC | CPVC | CPVC | BALL | PTFE |  | SOCKET WELD | Ball Valve 546 Pro |  | GF | GF | www.gfps.com/sg | +65 6747 0611 |  | sd.gfsg.ps@georgfischer.com | Switzerland | [7 empty] | GF
0010322672 | AT_HVALVE | WST02-401-HV-0523 | C4B | 131242-WST02-DR-P-6015.dgn | BALL_VALVE | WST02 | 401 | FC | HV | 0523 |  | FERRIC CHLORIDE DOSING PUMP E DISCHARGE PI | FERRIC CHLORIDE DOSING PUMP E DISCHARGE PI | NON-HAZARDOUS | ISOLATION | WST02-401-FC-00515-15-CPVC | 1000 | 15 | PN10 | 131242-WSW41-SH-M-1005 | 0 | 0 | 0 | 30 | 234 | 235 | 235 | 400 | NO | CPVC | CPVC | BALL | PTFE |  | SOCKET WELD | Ball Valve 546 Pro |  | GF | GF | www.gfps.com/sg | +65 6747 0611 |  | sd.gfsg.ps@georgfischer.com | Switzerland | [7 empty] | GF
0010322647 | AT_HVALVE | WST02-401-HV-0524 | C4B | 131242-WST02-DR-P-6015.dgn | BALL_VALVE | WST02 | 401 | FC | HV | 0524 |  | FERRIC CHLORIDE DOSING PUMP E DISCHARGE PIPE DRAIN | FERRIC CHLORIDE DOSING PUMP E DISCHARGE PIPE DRAIN | NON-HAZARDOUS | DRAIN | WST02-401-FC-00517-15-CPVC | 1000 | 15 | PN10 | 131242-WSW41-SH-M-1005 | 0 | 0 | 0 | 30 | 234 | 235 | 235 | 400 | NC | CPVC | CPVC | BALL | PTFE |  | SOCKET WELD | Ball Valve 546 Pro |  | GF | GF | www.gfps.com/sg | +65 6747 0611 |  | sd.gfsg.ps@georgfischer.com | Switzerland | [7 empty] | GF
0010322862 | AT_HVALVE | WST02-401-HV-0527 | C4B | 131242-WST02-DR-P-6015.dgn | BALL_VALVE | WST02 | 401 | FC | HV | 0527 |  | FERRIC CHLORIDE DOSING PUMP E DISCHARGE DAMPENER HAND VALVE | FC DOSING P E DISCHARGE DAMPENER HV | NON-HAZARDOUS | ISOLATION | WST02-401-FC-00528-15-CPVC | 1000 | 15 | PN10 | 131242-WSW41-SH-M-1005 | 0 | 0 | 0 | 30 | 234 | 235 | 235 | 400 | NO | CPVC | CPVC | BALL | PTFE |  | SOCKET WELD | Ball Valve 546 Pro |  | GF | GF | www.gfps.com/sg | +65 6747 0611 |  | sd.gfsg.ps@georgfischer.com | Switzerland | [7 empty] | GF
0010322745 | AT_HVALVE | WST02-401-NRV-0001 | C4B | 131242-WST02-DR-P-6015.dgn | BALLCHECK_VALVE | WST02 | 401 | FC | NRV | 0001 |  | TANKER OFFLOADING TO FERRIC CHLORIDE STORAGE TANK CHECK VAVE | TANKER OFFLOADING TO FC STORAGE TANK CHECK VAVE | NON-HAZARDOUS |  | WST02-401-FC-00100-50-CPVC | 1000 | 50 | PN10 | 131242-WSW41-SH-M-1005 | 32000 | 17000 | 40000 | 30 | 300 | 300 | 300 | 500 | 0 | PP | PP | BALL | PTFE |  | SOCKET WELD | Check Valve 561 |  | GF | GF | www.gfps.com/sg | +65 6747 0611 |  | sd.gfsg.ps@georgfischer.com | Switzerland | [7 empty] | GF
0010322631 | AT_HVALVE | WST02-401-NRV-0120 | C4B | 131242-WST02-DR-P-6015.dgn | BALLCHECK_VALVE | WST02 | 401 | FC | NRV | 0120 |  | FERRIC CHLORIDE DOSING PUMP A DISCHARGE CHECK VALVE | FC DOSING P A DISCHARGE CHECK VALVE | NON-HAZARDOUS |  | WST02-401-FC-00114-20-CPVC | 1000 | 20 | PN10 | 131242-WSW41-SH-M-1005 | 10.8 | 4.1 | 50 | 30 | 234 | 235 | 235 | 400 | 0 | PP | PP | BALL | PTFE |  | SOCKET WELD | Check Valve 561 |  | GF | GF | www.gfps.com/sg | +65 6747 0611 |  | sd.gfsg.ps@georgfischer.com | Switzerland | [7 empty] | GF
0010305014 | AT_HVALVE | WST02-401-NRV-0140 | C4B | 131242-WST02-DR-P-6005.dgn | BALLCHECK_VALVE | WST02 | 401 | FC | NRV | 0140 |  | FERRIC CHLORIDE TO ANAMMOX REACTOR 1 CHECK VALVE | FERRIC CHLORIDE TO ANAMMOX REACTOR 1 CHECK VALVE | NON-HAZARDOUS |  | WST02-401-FC-00114-20-CPVC | 1000 | 20 | PN10 | 131242-WSW41-SH-M-1005 | 10.8 | 4.1 | 50 | 30 | 234 | 235 | 235 | 400 | 0 | PP | PP | BALL | PTFE |  | SOCKET WELD | Check Valve 561 |  | GF | GF | www.gfps.com/sg | +65 6747 0611 |  | sd.gfsg.ps@georgfischer.com | Switzerland | [7 empty] | GF
0010312694 | AT_HVALVE | WST02-401-NRV-0143 | C4B | 131242-WST02-DR-P-6005.dgn | BALLCHECK_VALVE | WST02 | 401 | FC | NRV | 0143 |  | G2D TO ANAMMOX REACTOR 1 FERRIC CHLORIDE DILUTION CHECK VALVE | G2D TO AMX REACTOR 1 FC DILUTION CHECK VALVE | NON-HAZARDOUS |  | WST02-202-FC-00101-20-CPVC | 1000 | 20 | PN10 | 131242-WSW41-SH-M-1005 | 510.8 | 504.1 | 550 | 30 | 234 | 235 | 235 | 400 | 0 | PP | PP | BALL | PTFE |  | SOCKET WELD | Check Valve 561 |  | GF | GF | www.gfps.com/sg | +65 6747 0611 |  | sd.gfsg.ps@georgfischer.com | Switzerland | [7 empty] | GF
0010322673 | AT_HVALVE | WST02-401-NRV-0220 | C4B | 131242-WST02-DR-P-6015.dgn | BALLCHECK_VALVE | WST02 | 401 | FC | NRV | 0220 |  | FERRIC CHLORIDE DOSING PUMP B DISCHARGE CHECK VALVE | FC DOSING P B DISCHARGE CHECK VALVE | NON-HAZARDOUS |  | WST02-401-FC-00214-20-CPVC | 1000 | 20 | PN10 | 131242-WSW41-SH-M-1005 | 10.8 | 4.1 | 50 | 30 | 234 | 235 | 235 | 400 | 0 | PP | PP | BALL | PTFE |  | SOCKET WELD | Check Valve 561 |  | GF | GF | www.gfps.com/sg | +65 6747 0611 |  | sd.gfsg.ps@georgfischer.com | Switzerland | [7 empty] | GF
0010293898 | AT_HVALVE | WST02-401-NRV-0240 | C4B | 131242-WST02-DR-P-6006.dgn | BALLCHECK_VALVE | WST02 | 401 | FC | NRV | 0240 |  | FERRIC CHLORIDE TO ANAMMOX REACTOR 2 CHECK VALVE | FERRIC CHLORIDE TO ANAMMOX REACTOR 2 CHECK VALVE | NON-HAZARDOUS |  | WST02-401-FC-00214-20-CPVC | 1000 | 20 | PN10 | 131242-WSW41-SH-M-1005 | 10.8 | 4.1 | 50 | 30 | 234 | 235 | 235 | 400 | 0 | PP | PP | BALL | PTFE |  | SOCKET WELD | Check Valve 561 |  | GF | GF | www.gfps.com/sg | +65 6747 0611 |  | sd.gfsg.ps@georgfischer.com | Switzerland | [7 empty] | GF
0010323661 | AT_HVALVE | WST02-401-NRV-0243 | C4B | 131242-WST02-DR-P-6006.dgn | BALLCHECK_VALVE | WST02 | 401 | FC | NRV | 0243 |  | G2D TO ANAMMOX REACTOR 2 FERRIC CHLORIDE DILUTION CHECK VALVE | G2D TO AMX REACTOR 2 FC DILUTION CHECK VALVE | NON-HAZARDOUS |  | WST02-202-FC-00201-20-CPVC | 1000 | 20 | PN10 | 131242-WSW41-SH-M-1005 | 510.8 | 504.1 | 550 | 30 | 234 | 235 | 235 | 400 | 0 | PP | PP | BALL | PTFE |  | SOCKET WELD | Check Valve 561 |  | GF | GF | www.gfps.com/sg | +65 6747 0611 |  | sd.gfsg.ps@georgfischer.com | Switzerland | [7 empty] | GF
0010322674 | AT_HVALVE | WST02-401-NRV-0320 | C4B | 131242-WST02-DR-P-6015.dgn | BALLCHECK_VALVE | WST02 | 401 | FC | NRV | 0320 |  | FERRIC CHLORIDE DOSING PUMP C DISCHARGE CHECK VALVE | FC DOSING P C DISCHARGE CHECK VALVE | NON-HAZARDOUS |  | WST02-401-FC-00314-20-CPVC | 1000 | 20 | PN10 | 131242-WSW41-SH-M-1005 | 10.8 | 4.1 | 50 | 30 | 234 | 235 | 235 | 400 | 0 | PP | PP | BALL | PTFE |  | SOCKET WELD | Check Valve 561 |  | GF | GF | www.gfps.com/sg | +65 6747 0611 |  | sd.gfsg.ps@georgfischer.com | Switzerland | [7 empty] | GF
0010294248 | AT_HVALVE | WST02-401-NRV-0340 | C4B | 131242-WST02-DR-P-6007.dgn | BALLCHECK_VALVE | WST02 | 401 | FC | NRV | 0340 |  | FERRIC CHLORIDE TO ANAMMOX REACTOR 3 CHECK VALVE | FERRIC CHLORIDE TO ANAMMOX REACTOR 3 CHECK VALVE | NON-HAZARDOUS |  | WST02-401-FC-00314-20-CPVC | 1000 | 20 | PN10 | 131242-WSW41-SH-M-1005 | 10.8 | 4.1 | 50 | 30 | 234 | 235 | 235 | 400 | 0 | PP | PP | BALL | PTFE |  | SOCKET WELD | Check Valve 561 |  | GF | GF | www.gfps.com/sg | +65 6747 0611 |  | sd.gfsg.ps@georgfischer.com | Switzerland | [7 empty] | GF
0010323929 | AT_HVALVE | WST02-401-NRV-0343 | C4B | 131242-WST02-DR-P-6007.dgn | BALLCHECK_VALVE | WST02 | 401 | FC | NRV | 0343 |  | G2D TO ANAMMOX REACTOR 3 FERRIC CHLORIDE DILUTION CHECK VALVE | G2D TO AMX REACTOR 3 FC DILUTION CHECK VALVE | NON-HAZARDOUS |  | WST02-401-FC-00301-20-CPVC | 1000 | 20 | PN10 | 131242-WSW41-SH-M-1005 | 510.8 | 504.1 | 550 | 30 | 234 | 235 | 235 | 400 | 0 | PP | PP | BALL | PTFE |  | SOCKET WELD | Check Valve 561 |  | GF | GF | www.gfps.com/sg | +65 6747 0611 |  | sd.gfsg.ps@georgfischer.com | Switzerland | [7 empty] | GF
0010322675 | AT_HVALVE | WST02-401-NRV-0420 | C4B | 131242-WST02-DR-P-6015.dgn | BALLCHECK_VALVE | WST02 | 401 | FC | NRV | 0420 |  | FERRIC CHLORIDE DOSING PUMP D DISCHARGE CHECK VALVE | FC DOSING P D DISCHARGE CHECK VALVE | NON-HAZARDOUS |  | WST02-401-FC-00414-20-CPVC | 1000 | 20 | PN10 | 131242-WSW41-SH-M-1005 | 10.8 | 4.1 | 50 | 30 | 234 | 235 | 235 | 400 | 0 | PP | PP | BALL | PTFE |  | SOCKET WELD | Check Valve 561 |  | GF | GF | www.gfps.com/sg | +65 6747 0611 |  | sd.gfsg.ps@georgfischer.com | Switzerland | [7 empty] | GF
0010299073 | AT_HVALVE | WST02-401-NRV-0440 | C4B | 131242-WST02-DR-P-6008.dgn | BALLCHECK_VALVE | WST02 | 401 | FC | NRV | 0440 |  | FERRIC CHLORIDE TO ANAMMOX REACTOR 4 CHECK VALVE | FERRIC CHLORIDE TO ANAMMOX REACTOR 4 CHECK VALVE | NON-HAZARDOUS |  | WST02-401-FC-00414-20-CPVC | 1000 | 20 | PN10 | 131242-WSW41-SH-M-1005 | 10.8 | 4.1 | 50 | 30 | 234 | 235 | 235 | 400 | 0 | PP | PP | BALL | PTFE |  | SOCKET WELD | Check Valve 561 |  | GF | GF | www.gfps.com/sg | +65 6747 0611 |  | sd.gfsg.ps@georgfischer.com | Switzerland | [7 empty] | GF
0010314290 | AT_HVALVE | WST02-401-NRV-0443 | C4B | 131242-WST02-DR-P-6008.dgn | BALLCHECK_VALVE | WST02 | 401 | FC | NRV | 0443 |  | G2D TO ANAMMOX REACTOR 4 FERRIC CHLORIDE DILUTION CHECK VALVE | G2D TO AMX REACTOR 4 FC DILUTION CHECK VALVE | NON-HAZARDOUS |  | WST02-401-FC-00401-20-CPVC | 1000 | 20 | PN10 | 131242-WSW41-SH-M-1005 | 510.8 | 504.1 | 550 | 30 | 234 | 235 | 235 | 400 | 0 | PP | PP | BALL | PTFE |  | SOCKET WELD | Check Valve 561 |  | GF | GF | www.gfps.com/sg | +65 6747 0611 |  | sd.gfsg.ps@georgfischer.com | Switzerland | [7 empty] | GF
0010322676 | AT_HVALVE | WST02-401-NRV-0520 | C4B | 131242-WST02-DR-P-6015.dgn | BALLCHECK_VALVE | WST02 | 401 | FC | NRV | 0520 |  | FERRIC CHLORIDE DOSING PUMP E DISCHARGE CHECK VALVE | FC DOSING P E DISCHARGE CHECK VALVE | NON-HAZARDOUS |  | WST02-401-FC-00514-20-CPVC | 1000 | 20 | PN10 | 131242-WSW41-SH-M-1005 | 10.8 | 4.1 | 50 | 30 | 234 | 235 | 235 | 400 | 0 | PP | PP | BALL | PTFE |  | SOCKET WELD | Check Valve 561 |  | GF | GF | www.gfps.com/sg | +65 6747 0611 |  | sd.gfsg.ps@georgfischer.com | Switzerland | [7 empty] | GF
0010300037 | AT_HVALVE | WST02-403-HV-0002 | C4B | 131242-WST02-DR-P-6016.dgn | BALL_VALVE | WST02 | 403 | SHYD | HV | 0002 |  | SODIUM HYDROXIDE STORAGE TANK INLET PIPE DRAIN | SODIUM HYDROXIDE STORAGE TANK INLET PIPE DRAIN | NON-HAZARDOUS | DRAIN | WST02-403-SHYD-00120-25-CPVC | 1000 | 25 | PN10 | 131242-WSW41-SH-M-1005 | 0 | 17000 | 40000 | 28 | 300 | 300 | 300 | 500 | NC | CPVC | CPVC | BALL | PTFE |  | SOCKET WELD | Ball Valve 546 Pro |  | GF | GF | www.gfps.com/sg | +65 6747 0611 |  | sd.gfsg.ps@georgfischer.com | Switzerland | [7 empty] | GF
0010299898 | AT_HVALVE | WST02-403-HV-0004 | C4B | 131242-WST02-DR-P-6016.dgn | BALL_VALVE | WST02 | 403 | SHYD | HV | 0004 |  | SODIUM HYDROXIDE STORAGE TANK CATCH POT DRAIN | SODIUM HYDROXIDE STORAGE TANK CATCH POT DRAIN | NON-HAZARDOUS | DRAIN | WST02-403-SHYD-00142-32-HDPE | 1000 | 25 | PN10 | 131242-WSW41-SH-M-1005 | 0 | 0 | 2000 | 28 | 0 | 0 | 0 | 100 | NC | CPVC | CPVC | BALL | PTFE |  | SOCKET WELD | Ball Valve 546 Pro |  | GF | GF | www.gfps.com/sg | +65 6747 0611 |  | sd.gfsg.ps@georgfischer.com | Switzerland | [7 empty] | GF
0010299953 | AT_HVALVE | WST02-403-HV-0102 | C4B | 131242-WST02-DR-P-6016.dgn | BALL_VALVE | WST02 | 403 | SHYD | HV | 0102 |  | SODIUM HYDROXIDE STORAGE TANK 1 LIT | SODIUM HYDROXIDE STORAGE TANK 1 LIT | NON-HAZARDOUS | ISOLATION | WST02-403-SHYD-00121-25-CPVC | 1000 | 25 | PN10 | 131242-WSW41-SH-M-1005 | 0 | 0 | 0 | 28 | 55 | 0 | 0 | 100 | NO | CPVC | CPVC | BALL | PTFE |  | SOCKET WELD | Ball Valve 546 Pro |  | GF | GF | www.gfps.com/sg | +65 6747 0611 |  | sd.gfsg.ps@georgfischer.com | Switzerland | [7 empty] | GF
0010299936 | AT_HVALVE | WST02-403-HV-0103 | C4B | 131242-WST02-DR-P-6016.dgn | BALL_VALVE | WST02 | 403 | SHYD | HV | 0103 |  | SODIUM HYDROXIDE STORAGE TANK 1 LEVEL TRANSMITTER DRAIN HAND VALVE | SHYD STORAGE TANK 1 LIT DRAIN HV | NON-HAZARDOUS | DRAIN | WST02-403-SHYD-00122-25-CPVC | 1000 | 25 | PN10 | 131242-WSW41-SH-M-1005 | 0 | 0 | 0 | 28 | 55 | 0 | 0 | 100 | NC | CPVC | CPVC | BALL | PTFE |  | SOCKET WELD | Ball Valve 546 Pro |  | GF | GF | www.gfps.com/sg | +65 6747 0611 |  | sd.gfsg.ps@georgfischer.com | Switzerland | [7 empty] | GF
0010299951 | AT_HVALVE | WST02-403-HV-0104 | C4B | 131242-WST02-DR-P-6016.dgn | BALL_VALVE | WST02 | 403 | SHYD | HV | 0104 |  | SODIUM HYDROXIDE STORAGE TANK 1 LEVEL SWITCH HIGH HIGH HAND VALVE | SHYD STORAGE TANK 1 LSHH HV | NON-HAZARDOUS | ISOLATION | WST02-403-SHYD-00123-25-CPVC | 1000 | 25 | PN10 | 131242-WSW41-SH-M-1005 | 0 | 0 | 0 | 28 | 55 | 0 | 0 | 100 | NO | CPVC | CPVC | BALL | PTFE |  | SOCKET WELD | Ball Valve 546 Pro |  | GF | GF | www.gfps.com/sg | +65 6747 0611 |  | sd.gfsg.ps@georgfischer.com | Switzerland | [7 empty] | GF
0010299867 | AT_HVALVE | WST02-403-HV-0105 | C4B | 131242-WST02-DR-P-6016.dgn | BALL_VALVE | WST02 | 403 | SHYD | HV | 0105 |  | SODIUM HYDROXIDE STORAGE TANK 1 LEVEL SWITCH HIGH HIGH DRAIN HAND VALVE | SHYD STORAGE TANK 1 LSHH DRAIN HV | NON-HAZARDOUS | DRAIN | WST02-403-SHYD-00124-25-CPVC | 1000 | 25 | PN10 | 131242-WSW41-SH-M-1005 | 0 | 0 | 0 | 28 | 55 | 0 | 0 | 100 | NC | CPVC | CPVC | BALL | PTFE |  | SOCKET WELD | Ball Valve 546 Pro |  | GF | GF | www.gfps.com/sg | +65 6747 0611 |  | sd.gfsg.ps@georgfischer.com | Switzerland | [7 empty] | GF
0010299949 | AT_HVALVE | WST02-403-HV-0106 | C4B | 131242-WST02-DR-P-6016.dgn | BALL_VALVE | WST02 | 403 | SHYD | HV | 0106 |  | SODIUM HYDROXIDE STORAGE TANK 1 LEVEL SWITCH LOW | SODIUM HYDROXIDE STORAGE TANK 1 LEVEL SWITCH LOW | NON-HAZARDOUS | ISOLATION | WST02-403-SHYD-00125-25-CPVC | 1000 | 25 | PN10 | 131242-WSW41-SH-M-1005 | 0 | 0 | 0 | 28 | 55 | 0 | 0 | 100 | NO | CPVC | CPVC | BALL | PTFE |  | SOCKET WELD | Ball Valve 546 Pro |  | GF | GF | www.gfps.com/sg | +65 6747 0611 |  | sd.gfsg.ps@georgfischer.com | Switzerland | [7 empty] | GF
0010300084 | AT_HVALVE | WST02-403-HV-0107 | C4B | 131242-WST02-DR-P-6016.dgn | BALL_VALVE | WST02 | 403 | SHYD | HV | 0107 |  | SODIUM HYDROXIDE STORAGE TANK 1 LEVEL SWITCH LOW DRAIN HAND VALVE | SHYD STORAGE TANK 1 LSL DRAIN HV | NON-HAZARDOUS | DRAIN | WST02-403-SHYD-00126-25-CPVC | 1000 | 25 | PN10 | 131242-WSW41-SH-M-1005 | 0 | 0 | 0 | 28 | 55 | 0 | 0 | 100 | NC | CPVC | CPVC | BALL | PTFE |  | SOCKET WELD | Ball Valve 546 Pro |  | GF | GF | www.gfps.com/sg | +65 6747 0611 |  | sd.gfsg.ps@georgfischer.com | Switzerland | [7 empty] | GF
0010299968 | AT_HVALVE | WST02-403-HV-0110 | C4B | 131242-WST02-DR-P-6016.dgn | BALL_VALVE | WST02 | 403 | SHYD | HV | 0110 |  | SODIUM HYDROXIDE STORAGE TANK 1 LEVEL GAUGE | SODIUM HYDROXIDE STORAGE TANK 1 LEVEL GAUGE | NON-HAZARDOUS | ISOLATION | WST02-403-SHYD-00130-25-CPVC | 1000 | 25 | PN10 | 131242-WSW41-SH-M-1005 | 0 | 0 | 0 | 28 | 55 | 0 | 0 | 100 | NO | CPVC | CPVC | BALL | PTFE |  | SOCKET WELD | Ball Valve 546 Pro |  | GF | GF | www.gfps.com/sg | +65 6747 0611 |  | sd.gfsg.ps@georgfischer.com | Switzerland | [7 empty] | GF
0010299972 | AT_HVALVE | WST02-403-HV-0111 | C4B | 131242-WST02-DR-P-6016.dgn | BALL_VALVE | WST02 | 403 | SHYD | HV | 0111 |  | SODIUM HYDROXIDE STORAGE TANK 1 LEVEL GAUGE | SODIUM HYDROXIDE STORAGE TANK 1 LEVEL GAUGE | NON-HAZARDOUS | ISOLATION | WST02-403-SHYD-00131-25-CPVC | 1000 | 25 | PN10 | 131242-WSW41-SH-M-1005 | 0 | 0 | 0 | 28 | 55 | 0 | 0 | 100 | NO | CPVC | CPVC | BALL | PTFE |  | SOCKET WELD | Ball Valve 546 Pro |  | GF | GF | www.gfps.com/sg | +65 6747 0611 |  | sd.gfsg.ps@georgfischer.com | Switzerland | [7 empty] | GF
0010299973 | AT_HVALVE | WST02-403-HV-0112 | C4B | 131242-WST02-DR-P-6016.dgn | BALL_VALVE | WST02 | 403 | SHYD | HV | 0112 |  | SODIUM HYDROXIDE STORAGE TANK 1 LEVEL GAUGE DRAIN | SODIUM HYDROXIDE STORAGE TANK 1 LEVEL GAUGE DRAIN | NON-HAZARDOUS | DRAIN | WST02-403-SHYD-00132-25-CPVC | 1000 | 25 | PN10 | 131242-WSW41-SH-M-1005 | 0 | 0 | 0 | 28 | 55 | 0 | 0 | 100 | NC | CPVC | CPVC | BALL | PTFE |  | SOCKET WELD | Ball Valve 546 Pro |  | GF | GF | www.gfps.com/sg | +65 6747 0611 |  | sd.gfsg.ps@georgfischer.com | Switzerland | [7 empty] | GF
0010300010 | AT_HVALVE | WST02-403-HV-0113 | C4B | 131242-WST02-DR-P-6016.dgn | BALL_VALVE | WST02 | 403 | SHYD | HV | 0113 |  | SODIUM HYDROXIDE STORAGE TANK 1 OUTLET SAMPLE POINT | SHYD STORAGE TANK 1 OUTLET SAMPLE POINT | NON-HAZARDOUS | SAMPLE | WST02-403-SHYD-00133-25-CPVC | 1000 | 25 | PN10 | 131242-WSW41-SH-M-1005 | 0 | 0 | 0 | 28 | 55 | 0 | 0 | 100 | NC | CPVC | CPVC | BALL | PTFE |  | SOCKET WELD | Ball Valve 546 Pro |  | GF | GF | www.gfps.com/sg | +65 6747 0611 |  | sd.gfsg.ps@georgfischer.com | Switzerland | [7 empty] | GF
0010300013 | AT_HVALVE | WST02-403-HV-0114 | C4B | 131242-WST02-DR-P-6016.dgn | BALL_VALVE | WST02 | 403 | SHYD | HV | 0114 |  | SODIUM HYDROXIDE STORAGE TANK 1 OUTLET HAND VALVE | SODIUM HYDROXIDE STORAGE TANK 1 OUTLET HAND VALVE | NON-HAZARDOUS | ISOLATION | WST02-403-SHYD-00104-50-CPVC | 1000 | 50 | PN10 | 131242-WSW41-SH-M-1005 | 816 | 28 | 2000 | 28 | 55 | 0 | 0 | 100 | NO | CPVC | CPVC | BALL | PTFE |  | SOCKET WELD | Ball Valve 546 Pro |  | GF | GF | www.gfps.com/sg | +65 6747 0611 |  | sd.gfsg.ps@georgfischer.com | Switzerland | [7 empty] | GF
0010300089 | AT_HVALVE | WST02-403-HV-0115 | C4B | 131242-WST02-DR-P-6016.dgn | BALL_VALVE | WST02 | 403 | SHYD | HV | 0115 |  | SODIUM HYDROXIDE STORAGE TANK 1 OUTLET DRAIN | SODIUM HYDROXIDE STORAGE TANK 1 OUTLET DRAIN | NON-HAZARDOUS | DRAIN | WST02-403-SHYD-00134-15-CPVC | 1000 | 15 | PN10 | 131242-WSW41-SH-M-1005 | 0 | 0 | 0 | 28 | 55 | 0 | 0 | 100 | NC | CPVC | CPVC | BALL | PTFE |  | SOCKET WELD | Ball Valve 546 Pro |  | GF | GF | www.gfps.com/sg | +65 6747 0611 |  | sd.gfsg.ps@georgfischer.com | Switzerland | [7 empty] | GF
0010299943 | AT_HVALVE | WST02-403-HV-0116 | C4B | 131242-WST02-DR-P-6016.dgn | BALL_VALVE | WST02 | 403 | SHYD | HV | 0116 |  | SODIUM HYDROXIDE STORAGE TANK 1 DRAIN TO BUND | SODIUM HYDROXIDE STORAGE TANK 1 DRAIN TO BUND | NON-HAZARDOUS | DRAIN | WST02-403-SHYD-00103-50-CPVC | 1000 | 50 | PN10 | 131242-WSW41-SH-M-1005 | 0 | 0 | 0 | 28 | 55 | 0 | 0 | 100 | NC | CPVC | CPVC | BALL | PTFE |  | SOCKET WELD | Ball Valve 546 Pro |  | GF | GF | www.gfps.com/sg | +65 6747 0611 |  | sd.gfsg.ps@georgfischer.com | Switzerland | [7 empty] | GF
0010299984 | AT_HVALVE | WST02-403-HV-0117 | C4B | 131242-WST02-DR-P-6016.dgn | BALL_VALVE | WST02 | 403 | SHYD | HV | 0117 |  | SODIUM HYDROXIDE STORAGE TANK TO EQUALIZATION TANK SODIUM HYDROXIDE PUMP HEADER HAND VALVE | SHYD STORAGE TANK TO EQ TANK SHYD P HEADER HV | NON-HAZARDOUS | ISOLATION | WST02-403-SHYD-00106-50-CPVC | 1000 | 50 | PN10 | 131242-WSW41-SH-M-1005 | 816 | 28 | 2000 | 28 | 50 | 0 | 0 | 100 | NO | CPVC | CPVC | BALL | PTFE |  | SOCKET WELD | Ball Valve 546 Pro |  | GF | GF | www.gfps.com/sg | +65 6747 0611 |  | sd.gfsg.ps@georgfischer.com | Switzerland | [7 empty] | GF
0010299918 | AT_HVALVE | WST02-403-HV-0120 | C4B | 131242-WST02-DR-P-6016.dgn | BALL_VALVE | WST02 | 403 | SHYD | HV | 0120 |  | EQUALIZATION TANK SODIUM HYDROXIDE DOSING PUMP A SUCTION HAND VALVE | EQ TANK SHYD DOSING P A SUCTION HV | NON-HAZARDOUS | ISOLATION | WST02-403-SHYD-00111-40-CPVC | 1000 | 40 | PN10 | 131242-WSW41-SH-M-1005 | 204 | 28 | 500 | 28 | 50 | 0 | 0 | 100 | NO | CPVC | CPVC | BALL | PTFE |  | SOCKET WELD | Ball Valve 546 Pro |  | GF | GF | www.gfps.com/sg | +65 6747 0611 |  | sd.gfsg.ps@georgfischer.com | Switzerland | [7 empty] | GF
0010300048 | AT_HVALVE | WST02-403-HV-0121 | C4B | 131242-WST02-DR-P-6016.dgn | BALL_VALVE | WST02 | 403 | SHYD | HV | 0121 |  | EQUALIZATION TANK SODIUM HYDROXIDE DOSING PUMP A CALIBRATION COLUMN HAND VALVE | EQ TANK SHYD DOSING P A CALIBRATION COLUMN HV | NON-HAZARDOUS | ISOLATION | WST02-403-SHYD-00112-40-CPVC | 1000 | 40 | PN10 | 131242-WSW41-SH-M-1005 | 0 | 0 | 500 | 28 | 55 | 0 | 0 | 100 | NC | CPVC | CPVC | BALL | PTFE |  | SOCKET WELD | Ball Valve 546 Pro |  | GF | GF | www.gfps.com/sg | +65 6747 0611 |  | sd.gfsg.ps@georgfischer.com | Switzerland | [7 empty] | GF
0010292756 | AT_HVALVE | WST02-403-HV-0122 | C4B | 131242-WST02-DR-P-6000.dgn | BALL_VALVE | WST02 | 403 | SHYD | HV | 0122 |  | SODIUM HYDROXIDE TO EQUALIZATION TANK 1 | SODIUM HYDROXIDE TO EQUALIZATION TANK 1 | NON-HAZARDOUS | ISOLATION | WST02-403-SHYD-00114-40-CPVC | 1000 | 40 | PN10 | 131242-WSW41-SH-M-1005 | 204 | 28 | 500 | 28 | 293 | 283 | 283 | 500 | NO | CPVC | CPVC | BALL | PTFE |  | SOCKET WELD | Ball Valve 546 Pro |  | GF | GF | www.gfps.com/sg | +65 6747 0611 |  | sd.gfsg.ps@georgfischer.com | Switzerland | [7 empty] | GF
0010300069 | AT_HVALVE | WST02-403-HV-0123 | C4B | 131242-WST02-DR-P-6016.dgn | BALL_VALVE | WST02 | 403 | SHYD | HV | 0123 |  | EQUALIZATION TANK SODIUM HYDROXIDE DOSING PUMP A DISCHARGE PI HAND VALVE | EQ TANK SHYD DOSING P A DISCHARGE PI HV | NON-HAZARDOUS | ISOLATION | WST02-403-SHYD-00115-15-CPVC | 1000 | 15 | PN10 | 131242-WSW41-SH-M-1005 | 0 | 0 | 500 | 28 | 293 | 283 | 283 | 500 | NO | CPVC | CPVC | BALL | PTFE |  | SOCKET WELD | Ball Valve 546 Pro |  | GF | GF | www.gfps.com/sg | +65 6747 0611 |  | sd.gfsg.ps@georgfischer.com | Switzerland | [7 empty] | GF
0010300061 | AT_HVALVE | WST02-403-HV-0124 | C4B | 131242-WST02-DR-P-6016.dgn | BALL_VALVE | WST02 | 403 | SHYD | HV | 0124 |  | EQUALIZATION TANK SODIUM HYDROXIDE DOSING PUMP A DISCHARGE DRAIN HAND VALVE | EQ TANK SHYD DOSING P A DISCHARGE DRAIN HV | NON-HAZARDOUS | DRAIN | WST02-403-SHYD-00117-15-CPVC | 1000 | 15 | PN10 | 131242-WSW41-SH-M-1005 | 0 | 0 | 500 | 28 | 293 | 283 | 283 | 500 | NC | CPVC | CPVC | BALL | PTFE |  | SOCKET WELD | Ball Valve 546 Pro |  | GF | GF | www.gfps.com/sg | +65 6747 0611 |  | sd.gfsg.ps@georgfischer.com | Switzerland | [7 empty] | GF
0010300097 | AT_HVALVE | WST02-403-HV-0125 | C4B | 131242-WST02-DR-P-6016.dgn | BALL_VALVE | WST02 | 403 | SHYD | HV | 0125 |  | EQUALIZATION TANK SODIUM HYDROXIDE DOSING PUMP TO EQUALIZATION TANK 1 HAND VALVE | EQ TANK SHYD DOSING P TO EQ TANK 1 HV | NON-HAZARDOUS | ISOLATION | WST02-403-SHYD-00114-40-CPVC | 1000 | 40 | PN10 | 131242-WSW41-SH-M-1005 | 204 | 28 | 500 | 28 | 293 | 283 | 283 | 500 | NO | CPVC | CPVC | BALL | PTFE |  | SOCKET WELD | Ball Valve 546 Pro |  | GF | GF | www.gfps.com/sg | +65 6747 0611 |  | sd.gfsg.ps@georgfischer.com | Switzerland | [7 empty] | GF
0010300012 | AT_HVALVE | WST02-403-HV-0127 | C4B | 131242-WST02-DR-P-6016.dgn | BALL_VALVE | WST02 | 403 | SHYD | HV | 0127 |  | EQUALIZATION TANK SODIUM HYDROXIDE DOSING PUMP A SUCTION DRAIN HAND VALVE | EQ TANK SHYD DOSING P A SUCTION DRAIN HV | NON-HAZARDOUS | DRAIN | WST02-403-SHYD-00113-15-CPVC | 1000 | 15 | PN10 | 131242-WSW41-SH-M-1005 | 0 | 0 | 500 | 28 | 50 | 0 | 0 | 100 | NC | CPVC | CPVC | BALL | PTFE |  | SOCKET WELD | Ball Valve 546 Pro |  | GF | GF | www.gfps.com/sg | +65 6747 0611 |  | sd.gfsg.ps@georgfischer.com | Switzerland | [7 empty] | GF
0010323477 | AT_HVALVE | WST02-403-HV-0129 | C4B | 131242-WST02-DR-P-6016.dgn | BALL_VALVE | WST02 | 403 | SHYD | HV | 0129 |  | EQUALIZATION TANK SODIUM HYDROXIDE DOSING PUMP A DISCHARGE DAMPENER HAND VALVE | EQ TANK SHYD DOSING P A DISCHARGE DAMPENER HV | NON-HAZARDOUS | ISOLATION | WST02-403-SHYD-00128-40-CPVC | 1000 | 40 | PN10 | 131242-WSW41-SH-M-1005 | 0 | 0 | 0 | 28 | 55 | 0 | 0 | 100 | NO | CPVC | CPVC | BALL | PTFE |  | SOCKET WELD | Ball Valve 546 Pro |  | GF | GF | www.gfps.com/sg | +65 6747 0611 |  | sd.gfsg.ps@georgfischer.com | Switzerland | [7 empty] | GF
0010331391 | AT_HVALVE | WST02-403-HV-0131 | C4B | 131242-WST02-DR-P-6000.dgn | BALL_VALVE | WST02 | 403 | SHYD | HV | 0131 |  | SODIUM HYDROXIDE DOSING TO EQUALIZATION TANK 1 LOW POINT LEAK DETECTION DRAIN HAND VALVE | SHYD DOSING TO EQ TANK 1 LPLD DRAIN HV | NON-HAZARDOUS | DRAIN | WST02-403-SHYD-00152-15-CPVC | 1000 | 15 | PN10 | 131242-WSW41-SH-M-1005 | 0 | 0 | 500 | 28 | 0 | 0 | 0 | 100 | NC | CPVC | CPVC | BALL | PTFE |  | SOCKET WELD | Ball Valve 546 Pro |  | GF | GF | www.gfps.com/sg | +65 6747 0611 |  | sd.gfsg.ps@georgfischer.com | Switzerland | [7 empty] | GF
0010304983 | AT_HVALVE | WST02-403-HV-0141 | C4B | 131242-WST02-DR-P-6005.dgn | BALL_VALVE | WST02 | 403 | SHYD | HV | 0141 |  | SODIUM HYDROXIDE TO ANAMMOX REACTOR 1 | SODIUM HYDROXIDE TO ANAMMOX REACTOR 1 | NON-HAZARDOUS | ISOLATION | WST02-403-SHYD-00154-20-CPVC | 1000 | 20 | PN10 | 131242-WSW41-SH-M-1005 | 51 | 8 | 150 | 28 | 247 | 235 | 235 | 500 | NO | CPVC | CPVC | BALL | PTFE |  | SOCKET WELD | Ball Valve 546 Pro |  | GF | GF | www.gfps.com/sg | +65 6747 0611 |  | sd.gfsg.ps@georgfischer.com | Switzerland | [7 empty] | GF
0010331866 | AT_HVALVE | WST02-403-HV-0145 | C4B | 131242-WST02-DR-P-6005.dgn | BALL_VALVE | WST02 | 403 | SHYD | HV | 0145 |  | SODIUM HYDROXIDE DOSING TO ANAMMOX REACTOR 1 LOW POINT LEAK DETECTION DRAIN HAND VALVE | SHYD DOSING TO AMX REACTOR 1 LPLD DRAIN HV | NON-HAZARDOUS | DRAIN | WST02-403-SHYD-00162-15-CPVC | 1000 | 15 | PN10 | 131242-WSW41-SH-M-1005 | 0 | 0 | 150 | 28 | 0 | 0 | 0 | 100 | NC | CPVC | CPVC | BALL | PTFE |  | SOCKET WELD | Ball Valve 546 Pro |  | GF | GF | www.gfps.com/sg | +65 6747 0611 |  | sd.gfsg.ps@georgfischer.com | Switzerland | [7 empty] | GF
0010295994 | AT_HVALVE | WST02-403-HV-0150 | C4B | 131242-WST02-DR-P-6017.dgn | BALL_VALVE | WST02 | 403 | SHYD | HV | 0150 |  | ANAMMOX REACTOR SODIUM HYDROXIDE DOSING PUMP A SUCTION HAND VALVE | AMX REACTOR SHYD DOSING P A SUCTION HV | NON-HAZARDOUS | ISOLATION | WST02-403-SHYD-00151-25-CPVC | 1000 | 25 | PN10 | 131242-WSW41-SH-M-1005 | 51 | 8 | 150 | 28 | 55 | 0 | 0 | 100 | NO | CPVC | CPVC | BALL | PTFE |  | SOCKET WELD | Ball Valve 546 Pro |  | GF | GF | www.gfps.com/sg | +65 6747 0611 |  | sd.gfsg.ps@georgfischer.com | Switzerland | [7 empty] | GF
0010295939 | AT_HVALVE | WST02-403-HV-0151 | C4B | 131242-WST02-DR-P-6017.dgn | BALL_VALVE | WST02 | 403 | SHYD | HV | 0151 |  | ANAMMOX REACTOR SODIUM HYDROXIDE DOSING PUMP A SUCTION DRAIN HAND VALVE | AMX REACTOR SHYD DOSING P A SUCTION DRAIN HV | NON-HAZARDOUS | DRAIN | WST02-403-SHYD-00153-15-CPVC | 1000 | 15 | PN10 | 131242-WSW41-SH-M-1005 | 0 | 0 | 150 | 28 | 55 | 0 | 0 | 100 | NC | CPVC | CPVC | BALL | PTFE |  | SOCKET WELD | Ball Valve 546 Pro |  | GF | GF | www.gfps.com/sg | +65 6747 0611 |  | sd.gfsg.ps@georgfischer.com | Switzerland | [7 empty] | GF
0010295810 | AT_HVALVE | WST02-403-HV-0152 | C4B | 131242-WST02-DR-P-6017.dgn | BALL_VALVE | WST02 | 403 | SHYD | HV | 0152 |  | ANAMMOX REACTOR SODIUM HYDROXIDE DOSING PUMP A SUCTION CALIBRATION COLUMN HAND VALVE | AMX REACTOR SHYD DOSING P A SUCTION CC HV | NON-HAZARDOUS | ISOLATION | WST02-403-SHYD-00152-25-CPVC | 1000 | 25 | PN10 | 131242-WSW41-SH-M-1005 | 0 | 0 | 150 | 28 | 55 | 0 | 0 | 100 | NC | CPVC | CPVC | BALL | PTFE |  | SOCKET WELD | Ball Valve 546 Pro |  | GF | GF | www.gfps.com/sg | +65 6747 0611 |  | sd.gfsg.ps@georgfischer.com | Switzerland | [7 empty] | GF
0010295850 | AT_HVALVE | WST02-403-HV-0153 | C4B | 131242-WST02-DR-P-6017.dgn | BALL_VALVE | WST02 | 403 | SHYD | HV | 0153 |  | ANAMMOX REACTOR SODIUM HYDROXIDE DOSING PUMP A DISCHARGE PI HAND VALVE | AMX REACTOR SHYD DOSING P A DISCHARGE PI HV | NON-HAZARDOUS | ISOLATION | WST02-403-SHYD-00155-15-CPVC | 1000 | 15 | PN10 | 131242-WSW41-SH-M-1005 | 0 | 0 | 0 | 28 | 247 | 235 | 235 | 500 | NO | CPVC | CPVC | BALL | PTFE |  | SOCKET WELD | Ball Valve 546 Pro |  | GF | GF | www.gfps.com/sg | +65 6747 0611 |  | sd.gfsg.ps@georgfischer.com | Switzerland | [7 empty] | GF
0010295917 | AT_HVALVE | WST02-403-HV-0154 | C4B | 131242-WST02-DR-P-6017.dgn | BALL_VALVE | WST02 | 403 | SHYD | HV | 0154 |  | ANAMMOX REACTOR SODIUM HYDROXIDE DOSING PUMP A DISCHARGE DRAIN HAND VALVE | AMX REACTOR SHYD DOSING P A DISCHARGE DRAIN HV | NON-HAZARDOUS | DRAIN | WST02-403-SHYD-00157-15-CPVC | 1000 | 15 | PN10 | 131242-WSW41-SH-M-1005 | 0 | 0 | 150 | 28 | 247 | 235 | 235 | 500 | NC | CPVC | CPVC | BALL | PTFE |  | SOCKET WELD | Ball Valve 546 Pro |  | GF | GF | www.gfps.com/sg | +65 6747 0611 |  | sd.gfsg.ps@georgfischer.com | Switzerland | [7 empty] | GF
0010295988 | AT_HVALVE | WST02-403-HV-0155 | C4B | 131242-WST02-DR-P-6017.dgn | BALL_VALVE | WST02 | 403 | SHYD | HV | 0155 |  | SODIUM HYDROXIDE DOSING PUMP A DISCHARGE TO ANAMMOX REACTOR 1 HAND VALVE | SHYD DOSING P A DISCHARGE TO AMX REACTOR 1 HV | NON-HAZARDOUS | ISOLATION | WST02-403-SHYD-00154-20-CPVC | 1000 | 20 | PN10 | 131242-WSW41-SH-M-1005 | 51 | 8 | 150 | 28 | 247 | 235 | 235 | 500 | NO | CPVC | CPVC | BALL | PTFE |  | SOCKET WELD | Ball Valve 546 Pro |  | GF | GF | www.gfps.com/sg | +65 6747 0611 |  | sd.gfsg.ps@georgfischer.com | Switzerland | [7 empty] | GF
0010309435 | AT_HVALVE | WST02-403-HV-0157 | C4B | 131242-WST02-DR-P-6017.dgn | BALL_VALVE | WST02 | 403 | SHYD | HV | 0157 |  | ANAMMOX SODIUM HYDROXIDE DOSING PUMP A DISCHARGE DAMPENER HAND VALVE | AMX SHYD DOSING P A DISCHARGE DAMPENER HV | NON-HAZARDOUS | ISOLATION | WST02-403-SHYD-00160-15-CPVC | 1000 | 15 | PN10 | 131242-WSW41-SH-M-1005 | 0 | 0 | 150 | 28 | 247 | 235 | 235 | 500 | NO | CPVC | CPVC | BALL | PTFE |  | SOCKET WELD | Ball Valve 546 Pro |  | GF | GF | www.gfps.com/sg | +65 6747 0611 |  | sd.gfsg.ps@georgfischer.com | Switzerland | [7 empty] | GF
0010300105 | AT_HVALVE | WST02-403-HV-0202 | C4B | 131242-WST02-DR-P-6016.dgn | BALL_VALVE | WST02 | 403 | SHYD | HV | 0202 |  | SODIUM HYDROXIDE STORAGE TANK 2 LIT | SODIUM HYDROXIDE STORAGE TANK 2 LIT | NON-HAZARDOUS | ISOLATION | WST02-403-SHYD-00221-25-CPVC | 1000 | 25 | PN10 | 131242-WSW41-SH-M-1005 | 0 | 0 | 0 | 28 | 55 | 0 | 0 | 100 | NO | CPVC | CPVC | BALL | PTFE |  | SOCKET WELD | Ball Valve 546 Pro |  | GF | GF | www.gfps.com/sg | +65 6747 0611 |  | sd.gfsg.ps@georgfischer.com | Switzerland | [7 empty] | GF
0010300120 | AT_HVALVE | WST02-403-HV-0203 | C4B | 131242-WST02-DR-P-6016.dgn | BALL_VALVE | WST02 | 403 | SHYD | HV | 0203 |  | SODIUM HYDROXIDE STORAGE TANK 2 LEVEL TRANSMITTER DRAIN HAND VALVE | SHYD STORAGE TANK 2 LIT DRAIN HV | NON-HAZARDOUS | DRAIN | WST02-403-SHYD-00222-25-CPVC | 1000 | 25 | PN10 | 131242-WSW41-SH-M-1005 | 0 | 0 | 0 | 28 | 55 | 0 | 0 | 100 | NC | CPVC | CPVC | BALL | PTFE |  | SOCKET WELD | Ball Valve 546 Pro |  | GF | GF | www.gfps.com/sg | +65 6747 0611 |  | sd.gfsg.ps@georgfischer.com | Switzerland | [7 empty] | GF
0010300111 | AT_HVALVE | WST02-403-HV-0204 | C4B | 131242-WST02-DR-P-6016.dgn | BALL_VALVE | WST02 | 403 | SHYD | HV | 0204 |  | SODIUM HYDROXIDE STORAGE TANK 2 LEVEL SWITCH HIGH HIGH HAND VALVE | SHYD STORAGE TANK 2 LSHH HV | NON-HAZARDOUS | ISOLATION | WST02-403-SHYD-00223-25-CPVC | 1000 | 25 | PN10 | 131242-WSW41-SH-M-1005 | 0 | 0 | 0 | 28 | 55 | 0 | 0 | 100 | NO | CPVC | CPVC | BALL | PTFE |  | SOCKET WELD | Ball Valve 546 Pro |  | GF | GF | www.gfps.com/sg | +65 6747 0611 |  | sd.gfsg.ps@georgfischer.com | Switzerland | [7 empty] | GF
0010300119 | AT_HVALVE | WST02-403-HV-0205 | C4B | 131242-WST02-DR-P-6016.dgn | BALL_VALVE | WST02 | 403 | SHYD | HV | 0205 |  | SODIUM HYDROXIDE STORAGE TANK 2 LEVEL SWITCH HIGH HIGH DRAIN HAND VALVE | SHYD STORAGE TANK 2 LSHH DRAIN HV | NON-HAZARDOUS | DRAIN | WST02-403-SHYD-00224-25-CPVC | 1000 | 25 | PN10 | 131242-WSW41-SH-M-1005 | 0 | 0 | 0 | 28 | 55 | 0 | 0 | 100 | NC | CPVC | CPVC | BALL | PTFE |  | SOCKET WELD | Ball Valve 546 Pro |  | GF | GF | www.gfps.com/sg | +65 6747 0611 |  | sd.gfsg.ps@georgfischer.com | Switzerland | [7 empty] | GF
0010300117 | AT_HVALVE | WST02-403-HV-0206 | C4B | 131242-WST02-DR-P-6016.dgn | BALL_VALVE | WST02 | 403 | SHYD | HV | 0206 |  | SODIUM HYDROXIDE STORAGE TANK 2 LEVEL SWITCH LOW | SODIUM HYDROXIDE STORAGE TANK 2 LEVEL SWITCH LOW | NON-HAZARDOUS | ISOLATION | WST02-403-SHYD-00225-25-CPVC | 1000 | 25 | PN10 | 131242-WSW41-SH-M-1005 | 0 | 0 | 0 | 28 | 55 | 0 | 0 | 100 | NO | CPVC | CPVC | BALL | PTFE |  | SOCKET WELD | Ball Valve 546 Pro |  | GF | GF | www.gfps.com/sg | +65 6747 0611 |  | sd.gfsg.ps@georgfischer.com | Switzerland | [7 empty] | GF
0010300118 | AT_HVALVE | WST02-403-HV-0207 | C4B | 131242-WST02-DR-P-6016.dgn | BALL_VALVE | WST02 | 403 | SHYD | HV | 0207 |  | SODIUM HYDROXIDE STORAGE TANK 2 LEVEL SWITCH LOW DRAIN HAND VALVE | SHYD STORAGE TANK 2 LSL DRAIN HV | NON-HAZARDOUS | DRAIN | WST02-403-SHYD-00226-25-CPVC | 1000 | 25 | PN10 | 131242-WSW41-SH-M-1005 | 183.8 | 90 | 500 | 28 | 55 | 0 | 0 | 100 | NC | CPVC | CPVC | BALL | PTFE |  | SOCKET WELD | Ball Valve 546 Pro |  | GF | GF | www.gfps.com/sg | +65 6747 0611 |  | sd.gfsg.ps@georgfischer.com | Switzerland | [7 empty] | GF
0010300085 | AT_HVALVE | WST02-403-HV-0210 | C4B | 131242-WST02-DR-P-6016.dgn | BALL_VALVE | WST02 | 403 | SHYD | HV | 0210 |  | SODIUM HYDROXIDE STORAGE TANK 2 LEVEL GAUGE | SODIUM HYDROXIDE STORAGE TANK 2 LEVEL GAUGE | NON-HAZARDOUS | ISOLATION | WST02-403-SHYD-00230-25-CPVC | 1000 | 25 | PN10 | 131242-WSW41-SH-M-1005 | 0 | 0 | 0 | 28 | 55 | 0 | 0 | 100 | NO | CPVC | CPVC | BALL | PTFE |  | SOCKET WELD | Ball Valve 546 Pro |  | GF | GF | www.gfps.com/sg | +65 6747 0611 |  | sd.gfsg.ps@georgfischer.com | Switzerland | [7 empty] | GF
0010300124 | AT_HVALVE | WST02-403-HV-0211 | C4B | 131242-WST02-DR-P-6016.dgn | BALL_VALVE | WST02 | 403 | SHYD | HV | 0211 |  | SODIUM HYDROXIDE STORAGE TANK 2 LEVEL GAUGE | SODIUM HYDROXIDE STORAGE TANK 2 LEVEL GAUGE | NON-HAZARDOUS | ISOLATION | WST02-403-SHYD-00231-25-CPVC | 1000 | 25 | PN10 | 131242-WSW41-SH-M-1005 | 0 | 0 | 0 | 28 | 55 | 0 | 0 | 100 | NO | CPVC | CPVC | BALL | PTFE |  | SOCKET WELD | Ball Valve 546 Pro |  | GF | GF | www.gfps.com/sg | +65 6747 0611 |  | sd.gfsg.ps@georgfischer.com | Switzerland | [7 empty] | GF
0010299999 | AT_HVALVE | WST02-403-HV-0212 | C4B | 131242-WST02-DR-P-6016.dgn | BALL_VALVE | WST02 | 403 | SHYD | HV | 0212 |  | SODIUM HYDROXIDE STORAGE TANK 2 LEVEL GAUGE DRAIN | SODIUM HYDROXIDE STORAGE TANK 2 LEVEL GAUGE DRAIN | NON-HAZARDOUS | DRAIN | WST02-403-SHYD-00232-25-CPVC | 1000 | 25 | PN10 | 131242-WSW41-SH-M-1005 | 0 | 0 | 0 | 28 | 55 | 0 | 0 | 100 | NC | CPVC | CPVC | BALL | PTFE |  | SOCKET WELD | Ball Valve 546 Pro |  | GF | GF | www.gfps.com/sg | +65 6747 0611 |  | sd.gfsg.ps@georgfischer.com | Switzerland | [7 empty] | GF
0010299981 | AT_HVALVE | WST02-403-HV-0213 | C4B | 131242-WST02-DR-P-6016.dgn | BALL_VALVE | WST02 | 403 | SHYD | HV | 0213 |  | SODIUM HYDROXIDE STORAGE TANK 2 OUTLET SAMPLE POINT | SHYD STORAGE TANK 2 OUTLET SAMPLE POINT | NON-HAZARDOUS | SAMPLE | WST02-403-SHYD-00233-25-CPVC | 1000 | 25 | PN10 | 131242-WSW41-SH-M-1005 | 0 | 0 | 0 | 28 | 55 | 0 | 0 | 100 | NC | CPVC | CPVC | BALL | PTFE |  | SOCKET WELD | Ball Valve 546 Pro |  | GF | GF | www.gfps.com/sg | +65 6747 0611 |  | sd.gfsg.ps@georgfischer.com | Switzerland | [7 empty] | GF
0010299868 | AT_HVALVE | WST02-403-HV-0214 | C4B | 131242-WST02-DR-P-6016.dgn | BALL_VALVE | WST02 | 403 | SHYD | HV | 0214 |  | SODIUM HYDROXIDE STORAGE TANK 2 OUTLET HAND VALVE | SODIUM HYDROXIDE STORAGE TANK 2 OUTLET HAND VALVE | NON-HAZARDOUS | ISOLATION | WST02-403-SHYD-00204-50-CPVC | 1000 | 50 | PN10 | 131242-WSW41-SH-M-1005 | 0 | 0 | 0 | 28 | 55 | 0 | 0 | 100 | NO | CPVC | CPVC | BALL | PTFE |  | SOCKET WELD | Ball Valve 546 Pro |  | GF | GF | www.gfps.com/sg | +65 6747 0611 |  | sd.gfsg.ps@georgfischer.com | Switzerland | [7 empty] | GF
0010299996 | AT_HVALVE | WST02-403-HV-0215 | C4B | 131242-WST02-DR-P-6016.dgn | BALL_VALVE | WST02 | 403 | SHYD | HV | 0215 |  | SODIUM HYDROXIDE STORAGE TANK 2 OUTLET DRAIN | SODIUM HYDROXIDE STORAGE TANK 2 OUTLET DRAIN | NON-HAZARDOUS | DRAIN | WST02-403-SHYD-00234-15-CPVC | 1000 | 15 | PN10 | 131242-WSW41-SH-M-1005 | 0 | 0 | 0 | 28 | 55 | 0 | 0 | 100 | NC | CPVC | CPVC | BALL | PTFE |  | SOCKET WELD | Ball Valve 546 Pro |  | GF | GF | www.gfps.com/sg | +65 6747 0611 |  | sd.gfsg.ps@georgfischer.com | Switzerland | [7 empty] | GF
0010299976 | AT_HVALVE | WST02-403-HV-0216 | C4B | 131242-WST02-DR-P-6016.dgn | BALL_VALVE | WST02 | 403 | SHYD | HV | 0216 |  | SODIUM HYDROXIDE STORAGE TANK 2 DRAIN TO BUND | SODIUM HYDROXIDE STORAGE TANK 2 DRAIN TO BUND | NON-HAZARDOUS | DRAIN | WST02-403-SHYD-00203-50-CPVC | 1000 | 50 | PN10 | 131242-WSW41-SH-M-1005 | 0 | 0 | 0 | 28 | 55 | 0 | 0 | 100 | NC | CPVC | CPVC | BALL | PTFE |  | SOCKET WELD | Ball Valve 546 Pro |  | GF | GF | www.gfps.com/sg | +65 6747 0611 |  | sd.gfsg.ps@georgfischer.com | Switzerland | [7 empty] | GF
0010300088 | AT_HVALVE | WST02-403-HV-0217 | C4B | 131242-WST02-DR-P-6016.dgn | BALL_VALVE | WST02 | 403 | SHYD | HV | 0217 |  | SODIUM HYDROXIDE STORAGE TANK TO AMAMMOX REACTOR SODIUM HYDROXIDE PUMP HEADER HAND VALVE | SHYD STORAGE TANK TO AMX REACTOR SHYD P HEADER HV | NON-HAZARDOUS | ISOLATION | WST02-403-SHYD-00206-50-CPVC | 1000 | 50 | PN10 | 131242-WSW41-SH-M-1005 | 816 | 28 | 2000 | 28 | 55 | 0 | 0 | 100 | NO | CPVC | CPVC | BALL | PTFE |  | SOCKET WELD | Ball Valve 546 Pro |  | GF | GF | www.gfps.com/sg | +65 6747 0611 |  | sd.gfsg.ps@georgfischer.com | Switzerland | [7 empty] | GF
0010299994 | AT_HVALVE | WST02-403-HV-0220 | C4B | 131242-WST02-DR-P-6016.dgn | BALL_VALVE | WST02 | 403 | SHYD | HV | 0220 |  | EQUALIZATION TANK SODIUM HYDROXIDE DOSING PUMP B SUCTION HAND VALVE | EQ TANK SHYD DOSING P B SUCTION HV | NON-HAZARDOUS | ISOLATION | WST02-403-SHYD-00211-40-CPVC | 1000 | 40 | PN10 | 131242-WSW41-SH-M-1005 | 204 | 28 | 500 | 28 | 50 | 0 | 0 | 100 | NO | CPVC | CPVC | BALL | PTFE |  | SOCKET WELD | Ball Valve 546 Pro |  | GF | GF | www.gfps.com/sg | +65 6747 0611 |  | sd.gfsg.ps@georgfischer.com | Switzerland | [7 empty] | GF
0010300047 | AT_HVALVE | WST02-403-HV-0221 | C4B | 131242-WST02-DR-P-6016.dgn | BALL_VALVE | WST02 | 403 | SHYD | HV | 0221 |  | EQUALIZATION TANK SODIUM HYDROXIDE DOSING PUMP B CALIBRATION COLUMN HAND VALVE | EQ TANK SHYD DOSING P B CALIBRATION COLUMN HV | NON-HAZARDOUS | ISOLATION | WST02-403-SHYD-00212-40-CPVC | 1000 | 40 | PN10 | 131242-WSW41-SH-M-1005 | 0 | 0 | 500 | 28 | 55 | 0 | 0 | 100 | NC | CPVC | CPVC | BALL | PTFE |  | SOCKET WELD | Ball Valve 546 Pro |  | GF | GF | www.gfps.com/sg | +65 6747 0611 |  | sd.gfsg.ps@georgfischer.com | Switzerland | [7 empty] | GF
0010292661 | AT_HVALVE | WST02-403-HV-0222 | C4B | 131242-WST02-DR-P-6000.dgn | BALL_VALVE | WST02 | 403 | SHYD | HV | 0222 |  | SODIUM HYDROXIDE TO EQUALIZATION TANK 2 HAND VALVE | SODIUM HYDROXIDE TO EQUALIZATION TANK 2 HAND VALVE | NON-HAZARDOUS | ISOLATION | WST02-403-SHYD-00214-40-CPVC | 1000 | 40 | PN10 | 131242-WSW41-SH-M-1005 | 204 | 28 | 500 | 28 | 293 | 283 | 283 | 500 | NO | CPVC | CPVC | BALL | PTFE |  | SOCKET WELD | Ball Valve 546 Pro |  | GF | GF | www.gfps.com/sg | +65 6747 0611 |  | sd.gfsg.ps@georgfischer.com | Switzerland | [7 empty] | GF
0010300071 | AT_HVALVE | WST02-403-HV-0223 | C4B | 131242-WST02-DR-P-6016.dgn | BALL_VALVE | WST02 | 403 | SHYD | HV | 0223 |  | EQUALIZATION TANK SODIUM HYDROXIDE DOSING PUMP B DISCHARGE PI HAND VALVE | EQ TANK SHYD DOSING P B DISCHARGE PI HV | NON-HAZARDOUS | ISOLATION | WST02-403-SHYD-00215-40-CPVC | 1000 | 15 | PN10 | 131242-WSW41-SH-M-1005 | 0 | 0 | 500 | 28 | 293 | 283 | 283 | 500 | NO | CPVC | CPVC | BALL | PTFE |  | SOCKET WELD | Ball Valve 546 Pro |  | GF | GF | www.gfps.com/sg | +65 6747 0611 |  | sd.gfsg.ps@georgfischer.com | Switzerland | [7 empty] | GF
0010299878 | AT_HVALVE | WST02-403-HV-0224 | C4B | 131242-WST02-DR-P-6016.dgn | BALL_VALVE | WST02 | 403 | SHYD | HV | 0224 |  | EQUALIZATION TANK SODIUM HYDROXIDE DOSING PUMP B DISCHARGE DRAIN HAND VALVE | EQ TANK SHYD DOSING P B DISCHARGE DRAIN HV | NON-HAZARDOUS | DRAIN | WST02-403-SHYD-00217-15-CPVC | 1000 | 15 | PN10 | 131242-WSW41-SH-M-1005 | 0 | 0 | 500 | 28 | 293 | 283 | 283 | 500 | NC | CPVC | CPVC | BALL | PTFE |  | SOCKET WELD | Ball Valve 546 Pro |  | GF | GF | www.gfps.com/sg | +65 6747 0611 |  | sd.gfsg.ps@georgfischer.com | Switzerland | [7 empty] | GF
0010300060 | AT_HVALVE | WST02-403-HV-0225 | C4B | 131242-WST02-DR-P-6016.dgn | BALL_VALVE | WST02 | 403 | SHYD | HV | 0225 |  | EQUALIZATION TANK SODIUM HYDROXIDE DOSING PUMP TO EQUALIZATION TANK 2 HAND VALVE | EQ TANK SHYD DOSING P TO EQ TANK 2 HV | NON-HAZARDOUS | ISOLATION | WST02-403-SHYD-00214-40-CPVC | 1000 | 40 | PN10 | 131242-WSW41-SH-M-1005 | 204 | 28 | 500 | 28 | 293 | 283 | 283 | 500 | NO | CPVC | CPVC | BALL | PTFE |  | SOCKET WELD | Ball Valve 546 Pro |  | GF | GF | www.gfps.com/sg | +65 6747 0611 |  | sd.gfsg.ps@georgfischer.com | Switzerland | [7 empty] | GF
0010300039 | AT_HVALVE | WST02-403-HV-0227 | C4B | 131242-WST02-DR-P-6016.dgn | BALL_VALVE | WST02 | 403 | SHYD | HV | 0227 |  | EQUALIZATION TANK SODIUM HYDROXIDE DOSING PUMP B SUCTION DRAIN HAND VALVE | EQ TANK SHYD DOSING P B SUCTION DRAIN HV | NON-HAZARDOUS | DRAIN | WST02-403-SHYD-00213-15-CPVC | 1000 | 15 | PN10 | 131242-WSW41-SH-M-1005 | 0 | 0 | 500 | 28 | 50 | 0 | 0 | 100 | NC | CPVC | CPVC | BALL | PTFE |  | SOCKET WELD | Ball Valve 546 Pro |  | GF | GF | www.gfps.com/sg | +65 6747 0611 |  | sd.gfsg.ps@georgfischer.com | Switzerland | [7 empty] | GF
0010323474 | AT_HVALVE | WST02-403-HV-0229 | C4B | 131242-WST02-DR-P-6016.dgn | BALL_VALVE | WST02 | 403 | SHYD | HV | 0229 |  | EQUALIZATION TANK SODIUM HYDROXIDE DOSING PUMP B DISCHARGE DAMPENER HAND VALVE | EQ TANK SHYD DOSING P B DISCHARGE DAMPENER HV | NON-HAZARDOUS | ISOLATION | WST02-403-SHYD-00228-40-CPVC | 1000 | 40 | PN10 | 131242-WSW41-SH-M-1005 | 0 | 0 | 0 | 28 | 247 | 235 | 235 | 500 | NO | CPVC | CPVC | BALL | PTFE |  | SOCKET WELD | Ball Valve 546 Pro |  | GF | GF | www.gfps.com/sg | +65 6747 0611 |  | sd.gfsg.ps@georgfischer.com | Switzerland | [7 empty] | GF
0010331412 | AT_HVALVE | WST02-403-HV-0231 | C4B | 131242-WST02-DR-P-6000.dgn | BALL_VALVE | WST02 | 403 | SHYD | HV | 0231 |  | SODIUM HYDROXIDE DOSING TO EQUALIZATION TANK 2 LOW POINT LEAK DETECTION DRAIN HAND VALVE | SHYD DOSING TO EQ TANK 2 LPLD DRAIN HV | NON-HAZARDOUS | DRAIN | WST02-403-SHYD-00252-15-CPVC | 1000 | 15 | PN10 | 131242-WSW41-SH-M-1005 | 0 | 0 | 500 | 28 | 0 | 0 | 0 | 100 | NC | CPVC | CPVC | BALL | PTFE |  | SOCKET WELD | Ball Valve 546 Pro |  | GF | GF | www.gfps.com/sg | +65 6747 0611 |  | sd.gfsg.ps@georgfischer.com | Switzerland | [7 empty] | GF
0010293862 | AT_HVALVE | WST02-403-HV-0241 | C4B | 131242-WST02-DR-P-6006.dgn | BALL_VALVE | WST02 | 403 | SHYD | HV | 0241 |  | SODIUM HYDROXIDE TO ANAMMOX REACTOR 2 | SODIUM HYDROXIDE TO ANAMMOX REACTOR 2 | NON-HAZARDOUS | ISOLATION | WST02-403-SHYD-00254-20-CPVC | 1000 | 20 | PN10 | 131242-WSW41-SH-M-1005 | 51 | 8 | 150 | 28 | 247 | 235 | 235 | 500 | NO | CPVC | CPVC | BALL | PTFE |  | SOCKET WELD | Ball Valve 546 Pro |  | GF | GF | www.gfps.com/sg | +65 6747 0611 |  | sd.gfsg.ps@georgfischer.com | Switzerland | [7 empty] | GF
0010331921 | AT_HVALVE | WST02-403-HV-0245 | C4B | 131242-WST02-DR-P-6006.dgn | BALL_VALVE | WST02 | 403 | SHYD | HV | 0245 |  | SODIUM HYDROXIDE DOSING TO ANAMMOX REACTOR 2 LOW POINT LEAK DETECTION DRAIN HAND VALVE | SHYD DOSING TO AMX REACTOR 2 LPLD DRAIN HV | NON-HAZARDOUS | DRAIN | WST02-403-SHYD-00262-15-CPVC | 1000 | 15 | PN10 | 131242-WSW41-SH-M-1005 | 0 | 0 | 150 | 28 | 0 | 0 | 0 | 100 | NC | CPVC | CPVC | BALL | PTFE |  | SOCKET WELD | Ball Valve 546 Pro |  | GF | GF | www.gfps.com/sg | +65 6747 0611 |  | sd.gfsg.ps@georgfischer.com | Switzerland | [7 empty] | GF
0010295993 | AT_HVALVE | WST02-403-HV-0250 | C4B | 131242-WST02-DR-P-6017.dgn | BALL_VALVE | WST02 | 403 | SHYD | HV | 0250 |  | ANAMMOX REACTOR REACTORSODIUM HYDROXIDE DOSING PUMP B SUCTION HAND VALVE | AMX REACTOR REACTORSHYD DOSING P B SUCTION HV | NON-HAZARDOUS | ISOLATION | WST02-403-SHYD-00251-25-CPVC | 1000 | 25 | PN10 | 131242-WSW41-SH-M-1005 | 51 | 8 | 150 | 28 | 55 | 0 | 0 | 100 | NO | CPVC | CPVC | BALL | PTFE |  | SOCKET WELD | Ball Valve 546 Pro |  | GF | GF | www.gfps.com/sg | +65 6747 0611 |  | sd.gfsg.ps@georgfischer.com | Switzerland | [7 empty] | GF
0010295897 | AT_HVALVE | WST02-403-HV-0251 | C4B | 131242-WST02-DR-P-6017.dgn | BALL_VALVE | WST02 | 403 | SHYD | HV | 0251 |  | ANAMMOX REACTOR SODIUM HYDROXIDE DOSING PUMP B SUCTION DRAIN HAND VALVE | AMX REACTOR SHYD DOSING P B SUCTION DRAIN HV | NON-HAZARDOUS | DRAIN | WST02-403-SHYD-00253-15-CPVC | 1000 | 15 | PN10 | 131242-WSW41-SH-M-1005 | 0 | 0 | 150 | 28 | 55 | 0 | 0 | 100 | NC | CPVC | CPVC | BALL | PTFE |  | SOCKET WELD | Ball Valve 546 Pro |  | GF | GF | www.gfps.com/sg | +65 6747 0611 |  | sd.gfsg.ps@georgfischer.com | Switzerland | [7 empty] | GF
0010295910 | AT_HVALVE | WST02-403-HV-0252 | C4B | 131242-WST02-DR-P-6017.dgn | BALL_VALVE | WST02 | 403 | SHYD | HV | 0252 |  | ANAMMOX REACTOR SODIUM HYDROXIDE DOSING PUMP B SUCTION CALIBRATION COLUMN HAND VALVE | AMX REACTOR SHYD DOSING P B SUCTION CC HV | NON-HAZARDOUS | ISOLATION | WST02-403-SHYD-00252-25-CPVC | 1000 | 25 | PN10 | 131242-WSW41-SH-M-1005 | 0 | 0 | 150 | 28 | 55 | 0 | 0 | 100 | NC | CPVC | CPVC | BALL | PTFE |  | SOCKET WELD | Ball Valve 546 Pro |  | GF | GF | www.gfps.com/sg | +65 6747 0611 |  | sd.gfsg.ps@georgfischer.com | Switzerland | [7 empty] | GF
0010295847 | AT_HVALVE | WST02-403-HV-0253 | C4B | 131242-WST02-DR-P-6017.dgn | BALL_VALVE | WST02 | 403 | SHYD | HV | 0253 |  | ANAMMOX REACTOR SODIUM HYDROXIDE DOSING PUMP B DISCHARGE PI HAND VALVE | AMX REACTOR SHYD DOSING P B DISCHARGE PI HV | NON-HAZARDOUS | ISOLATION | WST02-403-SHYD-00255-15-CPVC | 1000 | 15 | PN10 | 131242-WSW41-SH-M-1005 | 0 | 0 | 0 | 28 | 247 | 235 | 235 | 500 | NO | CPVC | CPVC | BALL | PTFE |  | SOCKET WELD | Ball Valve 546 Pro |  | GF | GF | www.gfps.com/sg | +65 6747 0611 |  | sd.gfsg.ps@georgfischer.com | Switzerland | [7 empty] | GF
0010295925 | AT_HVALVE | WST02-403-HV-0254 | C4B | 131242-WST02-DR-P-6017.dgn | BALL_VALVE | WST02 | 403 | SHYD | HV | 0254 |  | ANAMMOX REACTOR SODIUM HYDROXIDE DOSING PUMP B DISCHARGE DRAIN HAND VALVE | AMX REACTOR SHYD DOSING P B DISCHARGE DRAIN HV | NON-HAZARDOUS | DRAIN | WST02-403-SHYD-00257-15-CPVC | 1000 | 15 | PN10 | 131242-WSW41-SH-M-1005 | 0 | 0 | 150 | 28 | 247 | 235 | 235 | 500 | NC | CPVC | CPVC | BALL | PTFE |  | SOCKET WELD | Ball Valve 546 Pro |  | GF | GF | www.gfps.com/sg | +65 6747 0611 |  | sd.gfsg.ps@georgfischer.com | Switzerland | [7 empty] | GF
0010295995 | AT_HVALVE | WST02-403-HV-0255 | C4B | 131242-WST02-DR-P-6017.dgn | BALL_VALVE | WST02 | 403 | SHYD | HV | 0255 |  | SODIUM HYDROXIDE DOSING PUMP B DISCHARGE TO ANAMMOX REACTOR 2 HAND VALVE | SHYD DOSING P B DISCHARGE TO AMX REACTOR 2 HV | NON-HAZARDOUS | ISOLATION | WST02-403-SHYD-00254-20-CPVC | 1000 | 20 | PN10 | 131242-WSW41-SH-M-1005 | 51 | 8 | 150 | 28 | 247 | 235 | 235 | 500 | NO | CPVC | CPVC | BALL | PTFE |  | SOCKET WELD | Ball Valve 546 Pro |  | GF | GF | www.gfps.com/sg | +65 6747 0611 |  | sd.gfsg.ps@georgfischer.com | Switzerland | [7 empty] | GF
0010309436 | AT_HVALVE | WST02-403-HV-0257 | C4B | 131242-WST02-DR-P-6017.dgn | BALL_VALVE | WST02 | 403 | SHYD | HV | 0257 |  | ANAMMOX REACTOR SODIUM HYDROXIDE DOSING PUMP B DISCHARGE DAMPENER HAND VALVE | AMX REACTOR SHYD DOSING P B DISCHARGE DAMPENER HV | NON-HAZARDOUS | ISOLATION | WST02-403-SHYD-00260-15-CPVC | 1000 | 15 | PN10 | 131242-WSW41-SH-M-1005 | 0 | 0 | 150 | 28 | 247 | 235 | 235 | 500 | NO | CPVC | CPVC | BALL | PTFE |  | SOCKET WELD | Ball Valve 546 Pro |  | GF | GF | www.gfps.com/sg | +65 6747 0611 |  | sd.gfsg.ps@georgfischer.com | Switzerland | [7 empty] | GF
0010299989 | AT_HVALVE | WST02-403-HV-0320 | C4B | 131242-WST02-DR-P-6016.dgn | BALL_VALVE | WST02 | 403 | SHYD | HV | 0320 |  | EQUALIZATION TANK SODIUM HYDROXIDE DOSING PUMP C SUCTION HAND VALVE | EQ TANK SHYD DOSING P C SUCTION HV | NON-HAZARDOUS | ISOLATION | WST02-403-SHYD-00311-40-CPVC | 1000 | 40 | PN10 | 131242-WSW41-SH-M-1005 | 204 | 28 | 500 | 28 | 50 | 0 | 0 | 100 | NO | CPVC | CPVC | BALL | PTFE |  | SOCKET WELD | Ball Valve 546 Pro |  | GF | GF | www.gfps.com/sg | +65 6747 0611 |  | sd.gfsg.ps@georgfischer.com | Switzerland | [7 empty] | GF
0010310792 | AT_HVALVE | WST02-403-HV-0321 | C4B | 131242-WST02-DR-P-6016.dgn | BALL_VALVE | WST02 | 403 | SHYD | HV | 0321 |  | EQUALIZATION TANK SODIUM HYDROXIDE DOSING PUMP C CALIBRATION COLUMN HAND VALVE | EQ TANK SHYD DOSING P C CALIBRATION COLUMN HV | NON-HAZARDOUS | ISOLATION | WST02-403-SHYD-00312-40-CPVC | 1000 | 40 | PN10 | 131242-WSW41-SH-M-1005 | 0 | 0 | 500 | 28 | 55 | 0 | 0 | 100 | NC | CPVC | CPVC | BALL | PTFE |  | SOCKET WELD | Ball Valve 546 Pro |  | GF | GF | www.gfps.com/sg | +65 6747 0611 |  | sd.gfsg.ps@georgfischer.com | Switzerland | [7 empty] | GF
0010300072 | AT_HVALVE | WST02-403-HV-0323 | C4B | 131242-WST02-DR-P-6016.dgn | BALL_VALVE | WST02 | 403 | SHYD | HV | 0323 |  | EQUALIZATION TANK SODIUM HYDROXIDE DOSING PUMP C DISCHARGE PI HAND VALVE | EQ TANK SHYD DOSING P C DISCHARGE PI HV | NON-HAZARDOUS | ISOLATION | WST02-403-SHYD-00315-15-CPVC | 1000 | 15 | PN10 | 131242-WSW41-SH-M-1005 | 0 | 0 | 500 | 28 | 293 | 283 | 283 | 500 | NO | CPVC | CPVC | BALL | PTFE |  | SOCKET WELD | Ball Valve 546 Pro |  | GF | GF | www.gfps.com/sg | +65 6747 0611 |  | sd.gfsg.ps@georgfischer.com | Switzerland | [7 empty] | GF
0010299875 | AT_HVALVE | WST02-403-HV-0324 | C4B | 131242-WST02-DR-P-6016.dgn | BALL_VALVE | WST02 | 403 | SHYD | HV | 0324 |  | EQUALIZATION TANK SODIUM HYDROXIDE DOSING PUMP C DISCHARGE DRAIN HAND VALVE | EQ TANK SHYD DOSING P C DISCHARGE DRAIN HV | NON-HAZARDOUS | DRAIN | WST02-403-SHYD-00317-15-CPVC | 1000 | 15 | PN10 | 131242-WSW41-SH-M-1005 | 0 | 0 | 500 | 28 | 293 | 283 | 283 | 500 | NC | CPVC | CPVC | BALL | PTFE |  | SOCKET WELD | Ball Valve 546 Pro |  | GF | GF | www.gfps.com/sg | +65 6747 0611 |  | sd.gfsg.ps@georgfischer.com | Switzerland | [7 empty] | GF
0010300045 | AT_HVALVE | WST02-403-HV-0327 | C4B | 131242-WST02-DR-P-6016.dgn | BALL_VALVE | WST02 | 403 | SHYD | HV | 0327 |  | EQUALIZATION TANK SODIUM HYDROXIDE DOSING PUMP C SUCTION DRAIN HAND VALVE | EQ TANK SHYD DOSING P C SUCTION DRAIN HV | NON-HAZARDOUS | DRAIN | WST02-403-SHYD-00313-15-CPVC | 1000 | 15 | PN10 | 131242-WSW41-SH-M-1005 | 0 | 0 | 500 | 28 | 50 | 0 | 0 | 100 | NC | CPVC | CPVC | BALL | PTFE |  | SOCKET WELD | Ball Valve 546 Pro |  | GF | GF | www.gfps.com/sg | +65 6747 0611 |  | sd.gfsg.ps@georgfischer.com | Switzerland | [7 empty] | GF
0010323471 | AT_HVALVE | WST02-403-HV-0329 | C4B | 131242-WST02-DR-P-6016.dgn | BALL_VALVE | WST02 | 403 | SHYD | HV | 0329 |  | EQUALIZATION TANK SODIUM HYDROXIDE DOSING PUMP C DISCHARGE DAMPENER HAND VALVE | EQ TANK SHYD DOSING P C DISCHARGE DAMPENER HV | NON-HAZARDOUS | ISOLATION | WST02-403-SHYD-00328-40-CPVC | 1000 | 40 | PN10 | 131242-WSW41-SH-M-1005 | 0 | 0 | 500 | 28 | 247 | 235 | 235 | 500 | NO | CPVC | CPVC | BALL | PTFE |  | SOCKET WELD | Ball Valve 546 Pro |  | GF | GF | www.gfps.com/sg | +65 6747 0611 |  | sd.gfsg.ps@georgfischer.com | Switzerland | [7 empty] | GF
0010294217 | AT_HVALVE | WST02-403-HV-0341 | C4B | 131242-WST02-DR-P-6007.dgn | BALL_VALVE | WST02 | 403 | SHYD | HV | 0341 |  | SODIUM HYDROXIDE TO ANAMMOX REACTOR 3 CHECK VALVE | SODIUM HYDROXIDE TO ANAMMOX REACTOR 3 CHECK VALVE | NON-HAZARDOUS | ISOLATION | WST02-403-SHYD-00354-20-CPVC | 1000 | 20 | PN10 | 131242-WSW41-SH-M-1005 | 51 | 8 | 150 | 28 | 247 | 235 | 235 | 500 | NO | CPVC | CPVC | BALL | PTFE |  | SOCKET WELD | Ball Valve 546 Pro |  | GF | GF | www.gfps.com/sg | +65 6747 0611 |  | sd.gfsg.ps@georgfischer.com | Switzerland | [7 empty] | GF
0010332039 | AT_HVALVE | WST02-403-HV-0345 | C4B | 131242-WST02-DR-P-6007.dgn | BALL_VALVE | WST02 | 403 | SHYD | HV | 0345 |  | SODIUM HYDROXIDE DOSING TO ANAMMOX REACTOR 3 LOW POINT LEAK DETECTION DRAIN HAND VALVE | SHYD DOSING TO AMX REACTOR 3 LPLD DRAIN HV | NON-HAZARDOUS | DRAIN | WST02-403-SHYD-00362-15-CPVC | 1000 | 15 | PN10 | 131242-WSW41-SH-M-1005 | 0 | 0 | 150 | 28 | 0 | 0 | 0 | 100 | NC | CPVC | CPVC | BALL | PTFE |  | SOCKET WELD | Ball Valve 546 Pro |  | GF | GF | www.gfps.com/sg | +65 6747 0611 |  | sd.gfsg.ps@georgfischer.com | Switzerland | [7 empty] | GF
0010295948 | AT_HVALVE | WST02-403-HV-0350 | C4B | 131242-WST02-DR-P-6017.dgn | BALL_VALVE | WST02 | 403 | SHYD | HV | 0350 |  | ANAMMOX REACTOR SODIUM HYDROXIDE DOSING PUMP C SUCTION HAND VALVE | AMX REACTOR SHYD DOSING P C SUCTION HV | NON-HAZARDOUS | ISOLATION | WST02-403-SHYD-00351-25-CPVC | 1000 | 25 | PN10 | 131242-WSW41-SH-M-1005 | 51 | 8 | 150 | 28 | 55 | 0 | 0 | 100 | NO | CPVC | CPVC | BALL | PTFE |  | SOCKET WELD | Ball Valve 546 Pro |  | GF | GF | www.gfps.com/sg | +65 6747 0611 |  | sd.gfsg.ps@georgfischer.com | Switzerland | [7 empty] | GF
0010295843 | AT_HVALVE | WST02-403-HV-0351 | C4B | 131242-WST02-DR-P-6017.dgn | BALL_VALVE | WST02 | 403 | SHYD | HV | 0351 |  | ANAMMOX REACTOR SODIUM HYDROXIDE DOSING PUMP C SUCTION DRAIN HAND VALVE | AMX REACTOR SHYD DOSING P C SUCTION DRAIN HV | NON-HAZARDOUS | DRAIN | WST02-403-SHYD-00353-15-CPVC | 1000 | 15 | PN10 | 131242-WSW41-SH-M-1005 | 0 | 0 | 150 | 28 | 55 | 0 | 0 | 100 | NC | CPVC | CPVC | BALL | PTFE |  | SOCKET WELD | Ball Valve 546 Pro |  | GF | GF | www.gfps.com/sg | +65 6747 0611 |  | sd.gfsg.ps@georgfischer.com | Switzerland | [7 empty] | GF
0010295954 | AT_HVALVE | WST02-403-HV-0352 | C4B | 131242-WST02-DR-P-6017.dgn | BALL_VALVE | WST02 | 403 | SHYD | HV | 0352 |  | ANAMMOX REACTOR SODIUM HYDROXIDE DOSING PUMP C SUCTION CALIBRATION COLUMN HAND VALVE | AMX REACTOR SHYD DOSING P C SUCTION CC HV | NON-HAZARDOUS | ISOLATION | WST02-403-SHYD-00352-25-CPVC | 1000 | 25 | PN10 | 131242-WSW41-SH-M-1005 | 0 | 0 | 150 | 28 | 55 | 0 | 0 | 100 | NC | CPVC | CPVC | BALL | PTFE |  | SOCKET WELD | Ball Valve 546 Pro |  | GF | GF | www.gfps.com/sg | +65 6747 0611 |  | sd.gfsg.ps@georgfischer.com | Switzerland | [7 empty] | GF
0010295863 | AT_HVALVE | WST02-403-HV-0353 | C4B | 131242-WST02-DR-P-6017.dgn | BALL_VALVE | WST02 | 403 | SHYD | HV | 0353 |  | ANAMMOX REACTOR SODIUM HYDROXIDE DOSING PUMP C DISCHARGE PI HAND VALVE | AMX REACTOR SHYD DOSING P C DISCHARGE PI HV | NON-HAZARDOUS | ISOLATION | WST02-403-SHYD-00355-15-CPVC | 1000 | 15 | PN10 | 131242-WSW41-SH-M-1005 | 0 | 0 | 0 | 28 | 247 | 235 | 235 | 500 | NO | CPVC | CPVC | BALL | PTFE |  | SOCKET WELD | Ball Valve 546 Pro |  | GF | GF | www.gfps.com/sg | +65 6747 0611 |  | sd.gfsg.ps@georgfischer.com | Switzerland | [7 empty] | GF
0010295971 | AT_HVALVE | WST02-403-HV-0354 | C4B | 131242-WST02-DR-P-6017.dgn | BALL_VALVE | WST02 | 403 | SHYD | HV | 0354 |  | ANAMMOX REACTOR SODIUM HYDROXIDE DOSING PUMP C DISCHARGE DRAIN HAND VALVE | AMX REACTOR SHYD DOSING P C DISCHARGE DRAIN HV | NON-HAZARDOUS | DRAIN | WST02-403-SHYD-00357-15-CPVC | 1000 | 15 | PN10 | 131242-WSW41-SH-M-1005 | 0 | 0 | 150 | 28 | 247 | 235 | 235 | 500 | NC | CPVC | CPVC | BALL | PTFE |  | SOCKET WELD | Ball Valve 546 Pro |  | GF | GF | www.gfps.com/sg | +65 6747 0611 |  | sd.gfsg.ps@georgfischer.com | Switzerland | [7 empty] | GF
0010295970 | AT_HVALVE | WST02-403-HV-0355 | C4B | 131242-WST02-DR-P-6017.dgn | BALL_VALVE | WST02 | 403 | SHYD | HV | 0355 |  | SODIUM HYDROXIDE DOSING PUMP C DISCHARGE TO ANAMMOX REACTOR 3 HAND VALVE | SHYD DOSING P C DISCHARGE TO AMX REACTOR 3 HV | NON-HAZARDOUS | ISOLATION | WST02-403-SHYD-00354-20-CPVC | 1000 | 20 | PN10 | 131242-WSW41-SH-M-1005 | 51 | 8 | 150 | 28 | 247 | 235 | 235 | 500 | NO | CPVC | CPVC | BALL | PTFE |  | SOCKET WELD | Ball Valve 546 Pro |  | GF | GF | www.gfps.com/sg | +65 6747 0611 |  | sd.gfsg.ps@georgfischer.com | Switzerland | [7 empty] | GF
0010309437 | AT_HVALVE | WST02-403-HV-0357 | C4B | 131242-WST02-DR-P-6017.dgn | BALL_VALVE | WST02 | 403 | SHYD | HV | 0357 |  | ANAMMOX REACTOR SODIUM HYDROXIDE DOSING PUMP C DISCHARGE DAMPENER HAND VALVE | AMX REACTOR SHYD DOSING P C DISCHARGE DAMPENER HV | NON-HAZARDOUS | ISOLATION | WST02-403-SHYD-00360-15-CPVC | 1000 | 15 | PN10 | 131242-WSW41-SH-M-1005 | 0 | 0 | 150 | 28 | 247 | 235 | 235 | 500 | NO | CPVC | CPVC | BALL | PTFE |  | SOCKET WELD | Ball Valve 546 Pro |  | GF | GF | www.gfps.com/sg | +65 6747 0611 |  | sd.gfsg.ps@georgfischer.com | Switzerland | [7 empty] | GF
0010299049 | AT_HVALVE | WST02-403-HV-0441 | C4B | 131242-WST02-DR-P-6008.dgn | BALL_VALVE | WST02 | 403 | SHYD | HV | 0441 |  | SODIUM HYDROXIDE TO ANAMMOX REACTOR 4 CHECK VALVE | SODIUM HYDROXIDE TO ANAMMOX REACTOR 4 CHECK VALVE | NON-HAZARDOUS | ISOLATION | WST02-403-SHYD-00454-20-CPVC | 1000 | 20 | PN10 | 131242-WSW41-SH-M-1005 | 51 | 8 | 150 | 28 | 247 | 235 | 235 | 500 | NO | CPVC | CPVC | BALL | PTFE |  | SOCKET WELD | Ball Valve 546 Pro |  | GF | GF | www.gfps.com/sg | +65 6747 0611 |  | sd.gfsg.ps@georgfischer.com | Switzerland | [7 empty] | GF
0010332111 | AT_HVALVE | WST02-403-HV-0445 | C4B | 131242-WST02-DR-P-6008.dgn | BALL_VALVE | WST02 | 403 | SHYD | HV | 0445 |  | SODIUM HYDROXIDE DOSING TO ANAMMOX REACTOR 4 LOW POINT LEAK DETECTION DRAIN HAND VALVE | SHYD DOSING TO AMX REACTOR 4 LPLD DRAIN HV | NON-HAZARDOUS | DRAIN | WST02-403-SHYD-00462-15-CPVC | 1000 | 15 | PN10 | 131242-WSW41-SH-M-1005 | 0 | 0 | 150 | 28 | 0 | 0 | 0 | 100 | NC | CPVC | CPVC | BALL | PTFE |  | SOCKET WELD | Ball Valve 546 Pro |  | GF | GF | www.gfps.com/sg | +65 6747 0611 |  | sd.gfsg.ps@georgfischer.com | Switzerland | [7 empty] | GF
0010295998 | AT_HVALVE | WST02-403-HV-0450 | C4B | 131242-WST02-DR-P-6017.dgn | BALL_VALVE | WST02 | 403 | SHYD | HV | 0450 |  | ANAMMOX REACTOR SODIUM HYDROXIDE DOSING PUMP D SUCTION HAND VALVE | AMX REACTOR SHYD DOSING P D SUCTION HV | NON-HAZARDOUS | ISOLATION | WST02-403-SHYD-00451-25-CPVC | 1000 | 25 | PN10 | 131242-WSW41-SH-M-1005 | 51 | 8 | 150 | 28 | 55 | 0 | 0 | 100 | NO | CPVC | CPVC | BALL | PTFE |  | SOCKET WELD | Ball Valve 546 Pro |  | GF | GF | www.gfps.com/sg | +65 6747 0611 |  | sd.gfsg.ps@georgfischer.com | Switzerland | [7 empty] | GF
0010295989 | AT_HVALVE | WST02-403-HV-0451 | C4B | 131242-WST02-DR-P-6017.dgn | BALL_VALVE | WST02 | 403 | SHYD | HV | 0451 |  | ANAMMOX REACTOR SODIUM HYDROXIDE DOSING PUMP D SUCTION DRAIN HAND VALVE | AMX REACTOR SHYD DOSING P D SUCTION DRAIN HV | NON-HAZARDOUS | DRAIN | WST02-403-SHYD-00453-15-CPVC | 1000 | 15 | PN10 | 131242-WSW41-SH-M-1005 | 0 | 0 | 150 | 28 | 55 | 0 | 0 | 100 | NC | CPVC | CPVC | BALL | PTFE |  | SOCKET WELD | Ball Valve 546 Pro |  | GF | GF | www.gfps.com/sg | +65 6747 0611 |  | sd.gfsg.ps@georgfischer.com | Switzerland | [7 empty] | GF
0010295896 | AT_HVALVE | WST02-403-HV-0452 | C4B | 131242-WST02-DR-P-6017.dgn | BALL_VALVE | WST02 | 403 | SHYD | HV | 0452 |  | ANAMMOX REACTOR SODIUM HYDROXIDE DOSING PUMP D SUCTION CALIBRATION COLUMN HAND VALVE | AMX REACTOR SHYD DOSING P D SUCTION CC HV | NON-HAZARDOUS | ISOLATION | WST02-403-SHYD-00452-25-CPVC | 1000 | 25 | PN10 | 131242-WSW41-SH-M-1005 | 0 | 0 | 150 | 28 | 55 | 0 | 0 | 100 | NC | CPVC | CPVC | BALL | PTFE |  | SOCKET WELD | Ball Valve 546 Pro |  | GF | GF | www.gfps.com/sg | +65 6747 0611 |  | sd.gfsg.ps@georgfischer.com | Switzerland | [7 empty] | GF
0010295857 | AT_HVALVE | WST02-403-HV-0453 | C4B | 131242-WST02-DR-P-6017.dgn | BALL_VALVE | WST02 | 403 | SHYD | HV | 0453 |  | ANAMMOX REACTOR SODIUM HYDROXIDE DOSING PUMP D DISCHARGE PI HAND VALVE | AMX REACTOR SHYD DOSING P D DISCHARGE PI HV | NON-HAZARDOUS | ISOLATION | WST02-403-SHYD-00455-15-CPVC | 1000 | 15 | PN10 | 131242-WSW41-SH-M-1005 | 0 | 0 | 0 | 28 | 247 | 235 | 235 | 500 | NO | CPVC | CPVC | BALL | PTFE |  | SOCKET WELD | Ball Valve 546 Pro |  | GF | GF | www.gfps.com/sg | +65 6747 0611 |  | sd.gfsg.ps@georgfischer.com | Switzerland | [7 empty] | GF
0010295960 | AT_HVALVE | WST02-403-HV-0454 | C4B | 131242-WST02-DR-P-6017.dgn | BALL_VALVE | WST02 | 403 | SHYD | HV | 0454 |  | ANAMMOX REACTOR SODIUM HYDROXIDE DOSING PUMP D DISCHARGE DRAIN HAND VALVE | AMX REACTOR SHYD DOSING P D DISCHARGE DRAIN HV | NON-HAZARDOUS | DRAIN | WST02-403-SHYD-00457-15-CPVC | 1000 | 15 | PN10 | 131242-WSW41-SH-M-1005 | 0 | 0 | 150 | 28 | 247 | 235 | 235 | 500 | NC | CPVC | CPVC | BALL | PTFE |  | SOCKET WELD | Ball Valve 546 Pro |  | GF | GF | www.gfps.com/sg | +65 6747 0611 |  | sd.gfsg.ps@georgfischer.com | Switzerland | [7 empty] | GF
0010296000 | AT_HVALVE | WST02-403-HV-0455 | C4B | 131242-WST02-DR-P-6017.dgn | BALL_VALVE | WST02 | 403 | SHYD | HV | 0455 |  | SODIUM HYDROXIDE DOSING PUMP D DISCHARGE TO ANAMMOX REACTOR 4 HAND VALVE | SHYD DOSING P D DISCHARGE TO AMX REACTOR 4 HV | NON-HAZARDOUS | ISOLATION | WST02-403-SHYD-00454-20-CPVC | 1000 | 20 | PN10 | 131242-WSW41-SH-M-1005 | 51 | 8 | 150 | 28 | 247 | 235 | 235 | 500 | NO | CPVC | CPVC | BALL | PTFE |  | SOCKET WELD | Ball Valve 546 Pro |  | GF | GF | www.gfps.com/sg | +65 6747 0611 |  | sd.gfsg.ps@georgfischer.com | Switzerland | [7 empty] | GF
0010309438 | AT_HVALVE | WST02-403-HV-0457 | C4B | 131242-WST02-DR-P-6017.dgn | BALL_VALVE | WST02 | 403 | SHYD | HV | 0457 |  | ANAMMOX REACTOR SODIUM HYDROXIDE DOSING PUMP D DISCHARGE DAMPENER HAND VALVE | AMX REACTOR SHYD DOSING P D DISCHARGE DAMPENER HV | NON-HAZARDOUS | ISOLATION | WST02-403-SHYD-00460-15-CPVC | 1000 | 15 | PN10 | 131242-WSW41-SH-M-1005 | 0 | 0 | 150 | 28 | 247 | 235 | 235 | 500 | NO | CPVC | CPVC | BALL | PTFE |  | SOCKET WELD | Ball Valve 546 Pro |  | GF | GF | www.gfps.com/sg | +65 6747 0611 |  | sd.gfsg.ps@georgfischer.com | Switzerland | [7 empty] | GF
0010295961 | AT_HVALVE | WST02-403-HV-0550 | C4B | 131242-WST02-DR-P-6017.dgn | BALL_VALVE | WST02 | 403 | SHYD | HV | 0550 |  | ANAMMOX REACTOR SODIUM HYDROXIDE DOSING PUMP E SUCTION HAND VALVE | AMX REACTOR SHYD DOSING P E SUCTION HV | NON-HAZARDOUS | ISOLATION | WST02-403-SHYD-00551-25-CPVC | 1000 | 25 | PN10 | 131242-WSW41-SH-M-1005 | 51 | 8 | 150 | 28 | 55 | 0 | 0 | 100 | NO | CPVC | CPVC | BALL | PTFE |  | SOCKET WELD | Ball Valve 546 Pro |  | GF | GF | www.gfps.com/sg | +65 6747 0611 |  | sd.gfsg.ps@georgfischer.com | Switzerland | [7 empty] | GF
0010295974 | AT_HVALVE | WST02-403-HV-0551 | C4B | 131242-WST02-DR-P-6017.dgn | BALL_VALVE | WST02 | 403 | SHYD | HV | 0551 |  | ANAMMOX REACTOR SODIUM HYDROXIDE DOSING PUMP E SUCTION DRAIN HAND VALVE | AMX REACTOR SHYD DOSING P E SUCTION DRAIN HV | NON-HAZARDOUS | DRAIN | WST02-403-SHYD-00553-15-CPVC | 1000 | 15 | PN10 | 131242-WSW41-SH-M-1005 | 0 | 0 | 150 | 28 | 55 | 0 | 0 | 100 | NC | CPVC | CPVC | BALL | PTFE |  | SOCKET WELD | Ball Valve 546 Pro |  | GF | GF | www.gfps.com/sg | +65 6747 0611 |  | sd.gfsg.ps@georgfischer.com | Switzerland | [7 empty] | GF
0010295985 | AT_HVALVE | WST02-403-HV-0552 | C4B | 131242-WST02-DR-P-6017.dgn | BALL_VALVE | WST02 | 403 | SHYD | HV | 0552 |  | ANAMMOX REACTOR SODIUM HYDROXIDE DOSING PUMP E SUCTION CALIBRATION COLUMN HAND VALVE | AMX REACTOR SHYD DOSING P E SUCTION CC HV | NON-HAZARDOUS | ISOLATION | WST02-403-SHYD-00552-25-CPVC | 1000 | 25 | PN10 | 131242-WSW41-SH-M-1005 | 0 | 0 | 150 | 28 | 55 | 0 | 0 | 100 | NC | CPVC | CPVC | BALL | PTFE |  | SOCKET WELD | Ball Valve 546 Pro |  | GF | GF | www.gfps.com/sg | +65 6747 0611 |  | sd.gfsg.ps@georgfischer.com | Switzerland | [7 empty] | GF
0010295844 | AT_HVALVE | WST02-403-HV-0553 | C4B | 131242-WST02-DR-P-6017.dgn | BALL_VALVE | WST02 | 403 | SHYD | HV | 0553 |  | ANAMMOX REACTOR SODIUM HYDROXIDE DOSING PUMP E DISCHARGE PI HAND VALVE | AMX REACTOR SHYD DOSING P E DISCHARGE PI HV | NON-HAZARDOUS | ISOLATION | WST02-403-SHYD-00555-15-CPVC | 1000 | 15 | PN10 | 131242-WSW41-SH-M-1005 | 0 | 0 | 0 | 28 | 247 | 235 | 235 | 500 | NO | CPVC | CPVC | BALL | PTFE |  | SOCKET WELD | Ball Valve 546 Pro |  | GF | GF | www.gfps.com/sg | +65 6747 0611 |  | sd.gfsg.ps@georgfischer.com | Switzerland | [7 empty] | GF
0010295983 | AT_HVALVE | WST02-403-HV-0554 | C4B | 131242-WST02-DR-P-6017.dgn | BALL_VALVE | WST02 | 403 | SHYD | HV | 0554 |  | ANAMMOX REACTOR SODIUM HYDROXIDE DOSING PUMP E DISCHARGE DRAIN HAND VALVE | AMX REACTOR SHYD DOSING P E DISCHARGE DRAIN HV | NON-HAZARDOUS | DRAIN | WST02-403-SHYD-00557-15-CPVC | 1000 | 15 | PN10 | 131242-WSW41-SH-M-1005 | 0 | 0 | 150 | 28 | 247 | 235 | 235 | 500 | NC | CPVC | CPVC | BALL | PTFE |  | SOCKET WELD | Ball Valve 546 Pro |  | GF | GF | www.gfps.com/sg | +65 6747 0611 |  | sd.gfsg.ps@georgfischer.com | Switzerland | [7 empty] | GF
0010309439 | AT_HVALVE | WST02-403-HV-0557 | C4B | 131242-WST02-DR-P-6017.dgn | BALL_VALVE | WST02 | 403 | SHYD | HV | 0557 |  | ANAMMOX REACTOR SODIUM HYDROXIDE DOSING PUMP E DISCHARGE DAMPENER HAND VALVE | AMX REACTOR SHYD DOSING P E DISCHARGE DAMPENER HV | NON-HAZARDOUS | ISOLATION | WST02-403-SHYD-00560-15-CPVC | 1000 | 15 | PN10 | 131242-WSW41-SH-M-1005 | 0 | 0 | 150 | 28 | 247 | 235 | 235 | 500 | NC | CPVC | CPVC | BALL | PTFE |  | SOCKET WELD | Ball Valve 546 Pro |  | GF | GF | www.gfps.com/sg | +65 6747 0611 |  | sd.gfsg.ps@georgfischer.com | Switzerland | [7 empty] | GF
0010300016 | AT_HVALVE | WST02-403-NRV-0001 | C4B | 131242-WST02-DR-P-6016.dgn | BALLCHECK_VALVE | WST02 | 403 | SHYD | NRV | 0001 |  | SODIUM HYDROXIDE STORAGE TANK INLET CHECK VALVE | SODIUM HYDROXIDE STORAGE TANK INLET CHECK VALVE | NON-HAZARDOUS |  | WST02-403-SHYD-00100-50-CPVC | 1000 | 50 | PN10 | 131242-WSW41-SH-M-1005 | 32000 | 17000 | 40000 | 28 | 300 | 300 | 300 | 500 | 0 | PP | PP | BALL | PTFE |  | SOCKET WELD | Check Valve 561 |  | GF | GF | www.gfps.com/sg | +65 6747 0611 |  | sd.gfsg.ps@georgfischer.com | Switzerland | [7 empty] | GF
0010300082 | AT_HVALVE | WST02-403-NRV-0120 | C4B | 131242-WST02-DR-P-6016.dgn | BALLCHECK_VALVE | WST02 | 403 | SHYD | NRV | 0120 |  | EQUALIZATION TANK SODIUM HYDROXIDE DOSING PUMP A DISCHARGE CHECK VALVE | EQ TANK SHYD DOSING P A DISCHARGE CHECK VALVE | NON-HAZARDOUS |  | WST02-403-SHYD-00114-40-CPVC | 1000 | 40 | PN10 | 131242-WSW41-SH-M-1005 | 204 | 28 | 500 | 28 | 293 | 283 | 283 | 500 | 0 | PP | PP | BALL | PTFE |  | SOCKET WELD | Check Valve 561 |  | GF | GF | www.gfps.com/sg | +65 6747 0611 |  | sd.gfsg.ps@georgfischer.com | Switzerland | [7 empty] | GF
0010312589 | AT_HVALVE | WST02-403-NRV-0121 | C4B | 131242-WST02-DR-P-6000.dgn | BALLCHECK_VALVE | WST02 | 403 | SHYD | NRV | 0121 |  | G2D TO EQUALIZATION TANK SODIUM HYDROXIDE DILUTION CHECK VALVE | G2D TO EQ TANK SHYD DILUTION CHECK VALVE | NON-HAZARDOUS |  | WST02-403-SHYD-00115-40-CPVC | 1000 | 40 | PN10 | 131242-WSW41-SH-M-1005 | 5204 | 5028 | 5500 | 28 | 120 | 0 | 120 | 600 |  | PP | PP | BALL | PTFE |  | SOCKET WELD | 561 |  | GF | GF | www.gfps.com/sg | +65 6747 0611 |  | sd.gfsg.ps@georgfischer.com | Switzerland | [7 empty] | GF
0010292760 | AT_HVALVE | WST02-403-NRV-0122 | C4B | 131242-WST02-DR-P-6000.dgn | BALLCHECK_VALVE | WST02 | 403 | SHYD | NRV | 0122 |  | SODIUM HYDROXIDE TO EQUALIZATION TANK 1 CHECK VALVE | SHYD TO EQ TANK 1 CHECK VALVE | NON-HAZARDOUS |  | WST02-403-SHYD-00114-40-CPVC | 1000 | 40 | PN10 | 131242-WSW41-SH-M-1005 | 204 | 28 | 500 | 28 | 293 | 283 | 283 | 500 | 0 | PP | PP | BALL | PTFE |  | SOCKET WELD | Check Valve 561 |  | GF | GF | www.gfps.com/sg | +65 6747 0611 |  | sd.gfsg.ps@georgfischer.com | Switzerland | [7 empty] | GF
0010304960 | AT_HVALVE | WST02-403-NRV-0141 | C4B | 131242-WST02-DR-P-6005.dgn | BALLCHECK_VALVE | WST02 | 403 | SHYD | NRV | 0141 |  | SODIUM HYDROXIDE TO ANAMMOX REACTOR 1 CHECK VALVE | SODIUM HYDROXIDE TO ANAMMOX REACTOR 1 CHECK VALVE | NON-HAZARDOUS |  | WST02-403-SHYD-00154-20-CPVC | 1000 | 20 | PN10 | 131242-WSW41-SH-M-1005 | 51 | 8 | 150 | 28 | 247 | 235 | 235 | 500 | 0 | PP | PP | BALL | PTFE |  | SOCKET WELD | Check Valve 561 |  | GF | GF | www.gfps.com/sg | +65 6747 0611 |  | sd.gfsg.ps@georgfischer.com | Switzerland | [7 empty] | GF
0010312685 | AT_HVALVE | WST02-403-NRV-0142 | C4B | 131242-WST02-DR-P-6005.dgn | BALLCHECK_VALVE | WST02 | 403 | SHYD | NRV | 0142 |  | G2D TO ANAMMOX REACTOR 1 SODIUM HYDROXIDE DILUTION CHECK VALVE | G2D TO AMX REACTOR 1 SHYD DILUTION CHECK VALVE | NON-HAZARDOUS |  | WST02-202-SHYD-00101-40-CPVC | 1000 | 40 | PN10 | 131242-WSW41-SH-M-1005 | 1170 | 1508 | 1650 | 28 | 120 | 0 | 0 | 200 | 0 | PP | PP | BALL | PTFE |  | SOCKET WELD | Check Valve 561 |  | GF | GF | www.gfps.com/sg | +65 6747 0611 |  | sd.gfsg.ps@georgfischer.com | Switzerland | [7 empty] | GF
0010295912 | AT_HVALVE | WST02-403-NRV-0150 | C4B | 131242-WST02-DR-P-6017.dgn | BALLCHECK_VALVE | WST02 | 403 | SHYD | NRV | 0150 |  | ANAMMOX REACTOR SODIUM HYDROXIDE DOSING PUMP A DISCHARGE CHECK VALVE | AMX REACTOR SHYD DOSING P A DISCHARGE CHECK VALVE | NON-HAZARDOUS |  | WST02-403-SHYD-00154-20-CPVC | 1000 | 20 | PN10 | 131242-WSW41-SH-M-1005 | 51 | 8 | 150 | 28 | 247 | 235 | 235 | 500 | 0 | PP | PP | BALL | PTFE |  | SOCKET WELD | Check Valve 561 |  | GF | GF | www.gfps.com/sg | +65 6747 0611 |  | sd.gfsg.ps@georgfischer.com | Switzerland | [7 empty] | GF
0010299933 | AT_HVALVE | WST02-403-NRV-0220 | C4B | 131242-WST02-DR-P-6016.dgn | BALLCHECK_VALVE | WST02 | 403 | SHYD | NRV | 0220 |  | EQUALIZATION TANK SODIUM HYDROXIDE DOSING PUMP B DISCHARGE CHECK VALVE | EQ TANK SHYD DOSING P B DISCHARGE CHECK VALVE | NON-HAZARDOUS |  | WST02-403-SHYD-00214-40-CPVC | 1000 | 40 | PN10 | 131242-WSW41-SH-M-1005 | 204 | 28 | 500 | 28 | 293 | 283 | 283 | 500 | 0 | PP | PP | BALL | PTFE |  | SOCKET WELD | Check Valve 561 |  | GF | GF | www.gfps.com/sg | +65 6747 0611 |  | sd.gfsg.ps@georgfischer.com | Switzerland | [7 empty] | GF
0010312590 | AT_HVALVE | WST02-403-NRV-0221 | C4B | 131242-WST02-DR-P-6000.dgn | BALLCHECK_VALVE | WST02 | 403 | SHYD | NRV | 0221 |  | G2D TO EQUALIZATION TANK SODIUM HYDROXIDE DILUTION CHECK VALVE | G2D TO EQ TANK SHYD DILUTION CHECK VALVE | NON-HAZARDOUS |  | WST02-403-SHYD-00215-40-CPVC | 1000 | 40 | PN10 | 131242-WSW41-SH-M-1005 | 5204 | 5028 | 5500 | 28 | 120 | 0 | 0 | 200 | 0 | PP | PP | BALL | PTFE |  | SOCKET WELD | Check Valve 561 |  | GF | GF | www.gfps.com/sg | +65 6747 0611 |  | sd.gfsg.ps@georgfischer.com | Switzerland | [7 empty] | GF
0010292662 | AT_HVALVE | WST02-403-NRV-0222 | C4B | 131242-WST02-DR-P-6000.dgn | BALLCHECK_VALVE | WST02 | 403 | SHYD | NRV | 0222 |  | SODIUM HYDROXIDE TO EQUALIZATION TANK 2 CHECK VALVE | SHYD TO EQ TANK 2 CHECK VALVE | NON-HAZARDOUS |  | WST02-403-SHYD-00214-40-CPVC | 1000 | 40 | PN10 | 131242-WSW41-SH-M-1005 | 204 | 28 | 500 | 28 | 293 | 283 | 283 | 500 | 0 | PP | PP | BALL | PTFE |  | SOCKET WELD | Check Valve 561 |  | GF | GF | www.gfps.com/sg | +65 6747 0611 |  | sd.gfsg.ps@georgfischer.com | Switzerland | [7 empty] | GF
0010293840 | AT_HVALVE | WST02-403-NRV-0241 | C4B | 131242-WST02-DR-P-6006.dgn | BALLCHECK_VALVE | WST02 | 403 | SHYD | NRV | 0241 |  | SODIUM HYDROXIDE TO ANAMMOX REACTOR 2 CHECK VALVE | SODIUM HYDROXIDE TO ANAMMOX REACTOR 2 CHECK VALVE | NON-HAZARDOUS |  | WST02-403-SHYD-00254-20-CPVC | 1000 | 20 | PN10 | 131242-WSW41-SH-M-1005 | 51 | 8 | 150 | 28 | 247 | 235 | 235 | 500 | 0 | PP | PP | BALL | PTFE |  | SOCKET WELD | Check Valve 561 |  | GF | GF | www.gfps.com/sg | +65 6747 0611 |  | sd.gfsg.ps@georgfischer.com | Switzerland | [7 empty] | GF
0010323652 | AT_HVALVE | WST02-403-NRV-0242 | C4B | 131242-WST02-DR-P-6006.dgn | BALLCHECK_VALVE | WST02 | 403 | SHYD | NRV | 0242 |  | G2D TO ANAMMOX REACTOR 2 SODIUM HYDROXIDE DILUTION CHECK VALVE | G2D TO AMX REACTOR 2 SHYD DILUTION CHECK VALVE | NON-HAZARDOUS |  | WST02-202-SHYD-00201-40-CPVC | 1000 | 40 | PN10 | 131242-WSW41-SH-M-1005 | 1170 | 1508 | 1650 | 28 | 120 | 0 | 0 | 200 | 0 | PP | PP | BALL | PTFE |  | SOCKET WELD | Check Valve 561 |  | GF | GF | www.gfps.com/sg | +65 6747 0611 |  | sd.gfsg.ps@georgfischer.com | Switzerland | [7 empty] | GF
0010295884 | AT_HVALVE | WST02-403-NRV-0250 | C4B | 131242-WST02-DR-P-6017.dgn | BALLCHECK_VALVE | WST02 | 403 | SHYD | NRV | 0250 |  | ANAMMOX REACTOR SODIUM HYDROXIDE DOSING PUMP B DISCHARGE CHECK VALVE | AMX REACTOR SHYD DOSING P B DISCHARGE CHECK VALVE | NON-HAZARDOUS |  | WST02-403-SHYD-00254-20-CPVC | 1000 | 20 | PN10 | 131242-WSW41-SH-M-1005 | 51 | 8 | 150 | 28 | 247 | 235 | 235 | 500 | 0 | PP | PP | BALL | PTFE |  | SOCKET WELD | Check Valve 561 |  | GF | GF | www.gfps.com/sg | +65 6747 0611 |  | sd.gfsg.ps@georgfischer.com | Switzerland | [7 empty] | GF
0010299921 | AT_HVALVE | WST02-403-NRV-0320 | C4B | 131242-WST02-DR-P-6016.dgn | BALLCHECK_VALVE | WST02 | 403 | SHYD | NRV | 0320 |  | EQUALIZATION TANK SODIUM HYDROXIDE DOSING PUMP C DISCHARGE CHECK VALVE | EQ TANK SHYD DOSING P C DISCHARGE CHECK VALVE | NON-HAZARDOUS |  | WST02-403-SHYD-00314-40-CPVC | 1000 | 40 | PN10 | 131242-WSW41-SH-M-1005 | 204 | 28 | 500 | 28 | 293 | 283 | 283 | 500 | 0 | PP | PP | BALL | PTFE |  | SOCKET WELD | Check Valve 561 |  | GF | GF | www.gfps.com/sg | +65 6747 0611 |  | sd.gfsg.ps@georgfischer.com | Switzerland | [7 empty] | GF
0010294195 | AT_HVALVE | WST02-403-NRV-0341 | C4B | 131242-WST02-DR-P-6007.dgn | BALLCHECK_VALVE | WST02 | 403 | SHYD | NRV | 0341 |  | SODIUM HYDROXIDE TO ANAMMOX REACTOR 3 CHECK VALVE | SODIUM HYDROXIDE TO ANAMMOX REACTOR 3 CHECK VALVE | NON-HAZARDOUS |  | WST02-403-SHYD-00354-20-CPVC | 1000 | 20 | PN10 | 131242-WSW41-SH-M-1005 | 51 | 8 | 150 | 28 | 247 | 235 | 235 | 500 | 0 | PP | PP | BALL | PTFE |  | SOCKET WELD | Check Valve 561 |  | GF | GF | www.gfps.com/sg | +65 6747 0611 |  | sd.gfsg.ps@georgfischer.com | Switzerland | [7 empty] | GF
0010323922 | AT_HVALVE | WST02-403-NRV-0342 | C4B | 131242-WST02-DR-P-6007.dgn | BALLCHECK_VALVE | WST02 | 403 | SHYD | NRV | 0342 |  | G2D TO ANAMMOX REACTOR 3 SODIUM HYDROXIDE DILUTION CHECK VALVE | G2D TO AMX REACTOR 3 SHYD DILUTION CHECK VALVE | NON-HAZARDOUS |  | WST02-202-SHYD-00301-40-CPVC | 1000 | 40 | PN10 | 131242-WSW41-SH-M-1005 | 1170 | 1508 | 1650 | 28 | 120 | 0 | 0 | 200 | 0 | PP | PP | BALL | PTFE |  | SOCKET WELD | Check Valve 561 |  | GF | GF | www.gfps.com/sg | +65 6747 0611 |  | sd.gfsg.ps@georgfischer.com | Switzerland | [7 empty] | GF
0010295889 | AT_HVALVE | WST02-403-NRV-0350 | C4B | 131242-WST02-DR-P-6017.dgn | BALLCHECK_VALVE | WST02 | 403 | SHYD | NRV | 0350 |  | ANAMMOX REACTOR SODIUM HYDROXIDE DOSING PUMP C DISCHARGE CHECK VALVE | AMX REACTOR SHYD DOSING P C DISCHARGE CHECK VALVE | NON-HAZARDOUS |  | WST02-403-SHYD-00354-20-CPVC | 1000 | 20 | PN10 | 131242-WSW41-SH-M-1005 | 51 | 8 | 150 | 28 | 247 | 235 | 235 | 500 | 0 | PP | PP | BALL | PTFE |  | SOCKET WELD | Check Valve 561 |  | GF | GF | www.gfps.com/sg | +65 6747 0611 |  | sd.gfsg.ps@georgfischer.com | Switzerland | [7 empty] | GF
0010299031 | AT_HVALVE | WST02-403-NRV-0441 | C4B | 131242-WST02-DR-P-6008.dgn | BALLCHECK_VALVE | WST02 | 403 | SHYD | NRV | 0441 |  | SODIUM HYDROXIDE TO ANAMMOX REACTOR 4 CHECK VALVE | SODIUM HYDROXIDE TO ANAMMOX REACTOR 4 CHECK VALVE | NON-HAZARDOUS |  | WST02-403-SHYD-00454-20-CPVC | 1000 | 20 | PN10 | 131242-WSW41-SH-M-1005 | 51 | 8 | 150 | 28 | 247 | 235 | 235 | 500 | 0 | PP | PP | BALL | PTFE |  | SOCKET WELD | Check Valve 561 |  | GF | GF | www.gfps.com/sg | +65 6747 0611 |  | sd.gfsg.ps@georgfischer.com | Switzerland | [7 empty] | GF
0010314280 | AT_HVALVE | WST02-403-NRV-0442 | C4B | 131242-WST02-DR-P-6008.dgn | BALLCHECK_VALVE | WST02 | 403 | SHYD | NRV | 0442 |  | G2D TO ANAMMOX REACTOR 4 SODIUM HYDROXIDE DILUTION CHECK VALVE | G2D TO AMX REACTOR 4 SHYD DILUTION CHECK VALVE | NON-HAZARDOUS |  | WST02-202-SHYD-00401-40-CPVC | 1000 | 40 | PN10 | 131242-WSW41-SH-M-1005 | 1170 | 1508 | 1650 | 28 | 120 | 0 | 0 | 200 | 0 | PP | PP | BALL | PTFE |  | SOCKET WELD | Check Valve 561 |  | GF | GF | www.gfps.com/sg | +65 6747 0611 |  | sd.gfsg.ps@georgfischer.com | Switzerland | [7 empty] | GF
0010295888 | AT_HVALVE | WST02-403-NRV-0450 | C4B | 131242-WST02-DR-P-6017.dgn | BALLCHECK_VALVE | WST02 | 403 | SHYD | NRV | 0450 |  | ANAMMOX REACTOR SODIUM HYDROXIDE DOSING PUMP D DISCHARGE CHECK VALVE | AMX REACTOR SHYD DOSING P D DISCHARGE CHECK VALVE | NON-HAZARDOUS |  | WST02-403-SHYD-00454-20-CPVC | 1000 | 20 | PN10 | 131242-WSW41-SH-M-1005 | 51 | 8 | 150 | 28 | 247 | 235 | 235 | 500 | 0 | PP | PP | BALL | PTFE |  | SOCKET WELD | Check Valve 561 |  | GF | GF | www.gfps.com/sg | +65 6747 0611 |  | sd.gfsg.ps@georgfischer.com | Switzerland | [7 empty] | GF
0010295928 | AT_HVALVE | WST02-403-NRV-0550 | C4B | 131242-WST02-DR-P-6017.dgn | BALLCHECK_VALVE | WST02 | 403 | SHYD | NRV | 0550 |  | ANAMMOX REACTOR SODIUM HYDROXIDE DOSING PUMP E DISCHARGE CHECK VALVE | AMX REACTOR SHYD DOSING P E DISCHARGE CHECK VALVE | NON-HAZARDOUS |  | WST02-403-SHYD-00554-20-CPVC | 1000 | 20 | PN10 | 131242-WSW41-SH-M-1005 | 0 | 0 | 150 | 28 | 247 | 235 | 235 | 500 | 0 | PP | PP | BALL | PTFE |  | SOCKET WELD | Check Valve 561 |  | GF | GF | www.gfps.com/sg | +65 6747 0611 |  | sd.gfsg.ps@georgfischer.com | Switzerland | [7 empty] | GF
0010300986 | AT_HVALVE | WSW41-013-HV-0101 | C4B | 131242-WSW41-DR-P-6000.dgn | BALL_VALVE | WSW41 | 013 | PD | HV | 0101 |  | PLANT DRAIN PIPELINE AIR RELEASE VALVE HAND VALVE | PD PIPELINE ARV HV | NON-HAZARDOUS | ISOLATION | WSW41-013-DC-00102-80-SS16 | 1000 | 80 | PN10 | TBA | 0 | 0 | 0 | 30 | 60 | 60 | 60 | 100 | NO | A216 Gr. CF8M with epoxy coating | A276 Type 316 | BALL | HYPATITE PTFE |  | Flanged | H Series | TBA | HEATON | HEATON VALVES | https://www.heaton-valves.com/ |  |  | sales@heaton-valves.com | [8 empty] | OVS ENGINEERING PTE LTD
0010300991 | AT_HVALVE | WSW41-013-HV-0102 | C4B | 131242-WSW41-DR-P-6000.dgn | BALL_VALVE | WSW41 | 013 | PSI | HV | 0102 |  | PSI PIPELINE AIR RELEASE VALVE HAND VALVE | PSI PIPELINE ARV HV | NON-HAZARDOUS | ISOLATION | WSW41-013-PSI-00103-50-SS16 | 1600 | 50 | PN16 | TBA | 0 | 0 | 165600 | 30 | 726.2 | 726.2 | 726.2 | 1100 | NO | A216 Gr. CF8M with epoxy coating | A276 Type 316 | BALL | HYPATITE PTFE |  | Flanged | H Series | TBA | HEATON | HEATON VALVES | https://www.heaton-valves.com/ |  |  | sales@heaton-valves.com | [8 empty] | OVS ENGINEERING PTE LTD
0010300992 | AT_HVALVE | WSW41-013-HV-0103 | C4B | 131242-WSW41-DR-P-6000.dgn | BALL_VALVE | WSW41 | 013 | WASI | HV | 0103 |  | WASI PIPELINE AIR RELEASE VALVE HAND VALVE | WASI PIPELINE ARV HV | NON-HAZARDOUS | ISOLATION | WSW41-013-WASI-00103-50-SS16 | 1600 | 50 | PN16 | TBA | 0 | 0 | 525600 | 30 | 692 | 692 | 692 | 1100 | NO | A216 Gr. CF8M with epoxy coating | A276 Type 316 | BALL | HYPATITE PTFE |  | Flanged | H Series | TBA | HEATON | HEATON VALVES | https://www.heaton-valves.com/ |  |  | sales@heaton-valves.com | [8 empty] | OVS ENGINEERING PTE LTD
0010331066 | AT_HVALVE | WSW41-013-HV-0104 | C4B | 131242-WSW41-DR-P-6000.dgn | GATE_VALVE | WSW41 | 013 | PW | HV | 0104 |  | PW TO SSN REMOVAL ISOLATION | PW TO SSN REMOVAL ISOLATION | NON-HAZARDOUS | ISOLATION | WSW41-013-PW-00101-150-DICL | 1000 | 150 | PN10 | TBA | 9000 | 0 | 17082 | 30 | 300 | 200 | 300 | 500 | NO | SS316 | SS316 |  | HYPATITE PTFE |  | Flanged
0010324952 | AT_HVALVE | WSW41-013-HV-0105 | C4B | 131242-WSW41-DR-P-6000.dgn | GATE_VALVE | WSW41 | 013 | FPW | HV | 0105 |  | FPW TO SSN REMOVAL HORSEREEL ISOLATION 1 | FPW TO SSN REMOVAL HORSEREEL ISOLATION 1 | NON-HAZARDOUS | ISOLATION | WSW41-013-FPW-00102-50-SS04 | 1000 | 50 | PN10 | TBA | 3102 | 0 | 3102 | 30 | 300 | 200 | 300 | 500 | NO | SS316 | SS316 |  | HYPATITE PTFE |  | Flanged
0010324953 | AT_HVALVE | WSW41-013-HV-0106 | C4B | 131242-WSW41-DR-P-6000.dgn | GATE_VALVE | WSW41 | 013 | FPW | HV | 0106 |  | FPW TO SSN REMOVAL HORSEREEL ISOLATION 2 | FPW TO SSN REMOVAL HORSEREEL ISOLATION 2 | NON-HAZARDOUS | ISOLATION | WSW41-013-FPW-00102-50-SS04 | 1000 | 50 | PN10 | TBA | 3102 | 0 | 3102 | 30 | 300 | 200 | 300 | 500 | NO | SS316 | SS316 |  | HYPATITE PTFE |  | Flanged
0010301004 | AT_HVALVE | WSW41-013-HV-0107 | C4B | 131242-WSW41-DR-P-6001.dgn | BALL_VALVE | WSW41 | 013 | PSI | HV | 0107 |  | PSI PIPELINE AIR RELEASE VALVE HAND VALVE | PSI PIPELINE ARV HV | NON-HAZARDOUS | ISOLATION | WSW41-013-PSI-00104-50-SS16 | 1600 | 50 | PN16 | TBA | 0 | 0 | 165600 | 30 | 726.2 | 726.2 | 726.2 | 1100 | NO | A216 Gr. CF8M with epoxy coating | A276 Type 316 | BALL | HYPATITE PTFE |  | Flanged | H Series | TBA | HEATON | HEATON VALVES | https://www.heaton-valves.com/ |  |  | sales@heaton-valves.com | [8 empty] | OVS ENGINEERING PTE LTD
0010301008 | AT_HVALVE | WSW41-013-HV-0108 | C4B | 131242-WSW41-DR-P-6001.dgn | BALL_VALVE | WSW41 | 013 | WASI | HV | 0108 |  | WASI PIPELINE AIR RELEASE VALVE HAND VALVE | WASI PIPELINE ARV HV | NON-HAZARDOUS | ISOLATION | WSW41-013-WASI-00104-50-SS16 | 1600 | 50 | PN16 | TBA | 0 | 0 | 525600 | 30 | 692 | 692 | 692 | 1100 | NO | A216 Gr. CF8M with epoxy coating | A276 Type 316 | BALL | HYPATITE PTFE |  | Flanged | H Series | TBA | HEATON | HEATON VALVES | https://www.heaton-valves.com/ |  |  | sales@heaton-valves.com | [8 empty] | OVS ENGINEERING PTE LTD
0010301010 | AT_HVALVE | WSW41-013-HV-0109 | C4B | 131242-WSW41-DR-P-6001.dgn | BALL_VALVE | WSW41 | 013 | DC | HV | 0109 |  | DC PIPELINE AIR RELEASE VALVE HAND VALVE | DC PIPELINE ARV HV | NON-HAZARDOUS | ISOLATION | WSW41-013-DC-00001-50-CSEL | 1000 | 50 | PN10 | TBA | 0 | 0 | 0 | 40 | 230 | 230 | 230 | 400 | NO | A216 Gr. CF8M with epoxy coating | A276 Type 316 | BALL | HYPATITE PTFE |  | Flanged | H Series | TBA | HEATON | HEATON VALVES | https://www.heaton-valves.com/ |  |  | sales@heaton-valves.com | [8 empty] | OVS ENGINEERING PTE LTD
0010325496 | AT_HVALVE | WSW41-013-HV-0110 | C4B | 131242-WSW41-DR-P-6000.dgn | BUTTERFLY_VALVE | WSW41 | 013 | G2D | HV | 0110 |  | ISOLATION VALVE FOR G2D FLOWMETER | ISOLATION VALVE FOR G2D FLOWMETER | NON-HAZARDOUS | ISOLATION | WSW41-013-G2D-00102-150-SS16 | 1000 | 150 | PN10 | TBA | 72000 | 0 | 92800 | 28 | 528 | 528 | 528 | 800 | NO | DI WITH EPOXY COATING | SS1.4029(13%Cr) | DISC | EPDM (Replaceable) |  | lUGGED | HBRL | TBA | HEATON | HEATON VALVES | https://www.heaton-valves.com/ |  |  | sales@heaton-valves.com | [8 empty] | OVS ENGINEERING PTE LTD
0010325495 | AT_HVALVE | WSW41-013-HV-0111 | C4B | 131242-WSW41-DR-P-6000.dgn | BUTTERFLY_VALVE | WSW41 | 013 | G2D | HV | 0111 |  | ISOLATION VALVE FOR G2D FLOWMETER | ISOLATION VALVE FOR G2D FLOWMETER | NON-HAZARDOUS | ISOLATION | WSW41-013-G2D-00102-150-SS16 | 1000 | 150 | PN10 | TBA | 72000 | 0 | 92800 | 28 | 528 | 528 | 528 | 800 | NO | DI WITH EPOXY COATING | SS1.4029(13%Cr) | DISC | EPDM (Replaceable) |  | lUGGED | HBRL | TBA | HEATON | HEATON VALVES | https://www.heaton-valves.com/ |  |  | sales@heaton-valves.com | [8 empty] | OVS ENGINEERING PTE LTD
0010325500 | AT_HVALVE | WSW41-013-HV-0112 | C4B | 131242-WSW41-DR-P-6000.dgn | BUTTERFLY_VALVE | WSW41 | 013 | G2D | HV | 0112 |  | BYPASS G2D TO SSNR ISOLATION VALVE | BYPASS G2D TO SSNR ISOLATION VALVE | NON-HAZARDOUS | ISOLATION | WSW41-013-G2D-00103-150-SS16 | 1000 | 150 | PN10 | TBA | 72000 | 0 | 92800 | 28 | 528 | 528 | 528 | 800 | NC | DI WITH EPOXY COATING | SS1.4029(13%Cr) | DISC | EPDM (Replaceable) |  | lUGGED | HBRL | TBA | HEATON | HEATON VALVES | https://www.heaton-valves.com/ |  |  | sales@heaton-valves.com | [8 empty] | OVS ENGINEERING PTE LTD
0010325499 | AT_HVALVE | WSW41-013-HV-0113 | C4B | 131242-WSW41-DR-P-6000.dgn | BALL_VALVE | WSW41 | 013 | G2D | HV | 0113 |  | ISOLATION VALVE OF FLOWMETER DRAIN | ISOLATION VALVE OF FLOWMETER DRAIN | NON-HAZARDOUS | ISOLATION | WSW41-013-G2D-00104-25-SS16 | 1000 | 25 | PN10 | TBA | 0 | 0 | 92800 | 28 | 528 | 528 | 528 | 800 | NC | A351 Gr.CF8M | A276 Type 316 | BALL | HYPATITE PTFE |  | THREAD | H50V3 | TBA | HEATON | HEATON VALVES | https://www.heaton-valves.com/ |  |  | sales@heaton-valves.com | [8 empty] | OVS ENGINEERING PTE LTD
0010298321 | AT_HVALVE | WSW41-013-NRV-0101 | C4B | 131242-WSW41-DR-P-6000.dgn | CHECK_VALVE | WSW41 | 013 | FPW | NRV | 0101 |  | FPW TO SSN REMOVAL HORSEREEL CHECK VALVE 1 | FPW TO SSN REMOVAL HORSEREEL CHECK VALVE 1 | NON-HAZARDOUS | ISOLATION | WSW41-013-FPW-00102-50-SS04 | 1000 | 50 | PN10 | TBA | 3102 | 0 | 3102 | 30 | 300 | 200 | 300 | 500 |  | DI lined with EPDM | SS316 | PLATES | EPDM |  | WAFER
0010298322 | AT_HVALVE | WSW41-013-NRV-0102 | C4B | 131242-WSW41-DR-P-6000.dgn | CHECK_VALVE | WSW41 | 013 | FPW | NRV | 0102 |  | FPW TO SSN REMOVAL HORSEREEL CHECK VALVE 2 | FPW TO SSN REMOVAL HORSEREEL CHECK VALVE 2 | NON-HAZARDOUS | ISOLATION | WSW41-013-FPW-00102-50-SS04 | 1000 | 50 | PN10 | TBA | 3102 | 0 | 3102 | 30 | 300 | 200 | 300 | 500 |  | DI lined with EPDM | SS316 | PLATES | EPDM |  | WAFER